## Title
Future 6 Sensitivity 6: National RPS State/Regional Implementation, Increased Canadian Hydro
"The results presented herein use modeling assumptions developed by EIPC, EIPC stakeholders and CRA for purposes of EIPC capacity expansion modeling. As such, these results do not necessarily reflect the opinions or views of CRA or any individual EIPC stakeholder."

## Build Summary
EI New Build Summary
EI New Builds by Type
|  | Additions |  |  | Retirements
| 2010 | 2015 | 2020 | 2030 | 2015 | 2020 | 2030 | Total
Coal | 271.9154 | 8.4766 | 0 | 0 | 68.1707 | 29.0391 | 4.9243 | 178.2581
Nuclear | 99.849 | 2.7406 | 4.53 | 0 | 0 | 0.6145 | 1.4882 | 105.0169
CC | 132.682 | 25.4471 | 2.6753 | 1.6957 | 5.2601 | 0 | 0.78445 | 156.4555
CT | 120.329 | 6.9323 | 5.014 | 9.6089 | 2.3459 | 0 | 4.604 | 134.9343
Steam Oil/Gas | 74.547 | 0 | 0 | 0 | 35.9559 | 0 | 1.1316 | 37.4595
Hydro | 44.6048 | 0 | 1.5389 | 5.3741 | 0 | 0 | 0 | 51.5178
On-Shore Wind | 18.707 | 22.1949 | 40.1931 | 76.7237 | 0 | 0 | 0 | 157.8187
Off-Shore Wind | 0 | 0.469 | 0 | 38.3378 | 0 | 0 | 0 | 38.8068
Other Renewable | 3.613 | 2.3483 | 16.0237 | 14.8436 | 0 | 0 | 0 | 36.8287
New HQ/Maritimes | 0 | 0 | 0.5 | 0 | 0 | 0 | 0 | 0.5
Other | 17.054 | 0 | 0 | 0 | 0 | 0 | 0 | 17.054
Total w/o DR | 783.3012 | 68.6088 | 70.4749 | 146.5838 | 111.7325 | 29.6536 | 12.9326 | 914.6501
DR | 33.1 | -1.344 | 16.8375 | 22.1146 | 0 | 0 | 0 | 70.7081
Total w/DR | 816.4012 | 67.2648 | 87.3124 | 168.6985 | 111.7325 | 29.6536 | 12.9326 | 985.3582
EI New Builds by Region
| EI Cumulative New Builds |  |  |  | EI Cumulative New CCs |  |  |  | EI Cumulative New On-Shore Wind |  |  |  | EI Cumulative Coal Retirements
| 2015 | 2020 | 2030 |  |  | 2015 | 2020 | 2030 |  | 2015 | 2020 | 2030 |  | 2015 | 2020 | 2030
ENT | 890.28 | 955.33 | 2287.05 |  | ENT | 0 | 0 | 1185.45 | ENT | 0 | 0 | 0 | ENT | 892.9 | 892.9 | 892.9
FRCC | 4226.23 | 7381.55 | 8944.02 |  | FRCC | 1516.9 | 3496.57 | 4006.78 | FRCC | 0 | 0 | 0 | FRCC | 466 | 1335 | 1335
IESO | 5144.99 | 5144.99 | 5144.99 |  | IESO | 1263 | 1263 | 1263 | IESO | 2105.9 | 2105.9 | 2105.9 | IESO | 6416 | 6416 | 6416
MAPP_CA | 337.4 | 667.3 | 4987.4 |  | MAPP_CA | 0 | 0 | 0 | MAPP_CA | 302.4 | 302.4 | 302.4 | MAPP_CA | 110.01 | 110.01 | 1745.9
MAPP_US | 729.6 | 2199.4 | 6811.19 |  | MAPP_US | 0 | 0 | 0 | MAPP_US | 421.3 | 1891.1 | 6431.22 | MAPP_US | 612.6 | 1186.5 | 1186.5
MISO_IN | 618 | 853.95 | 1081.28 |  | MISO_IN | 0 | 0 | 0 | MISO_IN | 0 | 0 | 0 | MISO_IN | 1360.9 | 1360.9 | 1360.9
MISO_MI | 2000 | 2000 | 2604.45 |  | MISO_MI | 0 | 0 | 0 | MISO_MI | 2000 | 2000 | 2444.2 | MISO_MI | 2326 | 3513 | 3513
MISO_MO-IL | 2090 | 2090 | 2593.33 |  | MISO_MO-IL | 0 | 0 | 0 | MISO_MO-IL | 300 | 300 | 300 | MISO_MO-IL | 1024.7 | 2369.39 | 2369.39
MISO_W | 2894.83 | 2894.83 | 16552.06 |  | MISO_W | 0 | 0 | 0 | MISO_W | 2800.5 | 2800.5 | 16386.06 | MISO_W | 2104.36 | 2928.56 | 2928.56
MISO_WUMS | 1818.9 | 6387.19 | 14641.87 |  | MISO_WUMS | 0 | 0 | 0 | MISO_WUMS | 968.9 | 968.9 | 968.9 | MISO_WUMS | 2975.1 | 3556.5 | 3556.5
NE | 435 | 2531.05 | 2602.72 |  | NE | 0 | 0 | 0 | NE | 202.9 | 2298.95 | 2298.95 | NE | 0 | 0 | 0
NEISO | 3384.16 | 4714.55 | 7816.14 |  | NEISO | 2049.5 | 2049.5 | 2049.5 | NEISO | 231.2 | 1238.23 | 4270.08 | NEISO | 2250.13 | 2570.13 | 2570.13
NonRTO_Midwest | 0 | 388.63 | 1294.88 |  | NonRTO_Midwest | 0 | 388.63 | 388.63 | NonRTO_Midwest | 0 | 0 | 0 | NonRTO_Midwest | 1789.65 | 1789.65 | 1789.65
NYISO_A-F | 3289.7 | 3999.5 | 4067.43 |  | NYISO_A-F | 639 | 639 | 639 | NYISO_A-F | 2476.3 | 3186.1 | 3186.1 | NYISO_A-F | 2251.9 | 2251.9 | 2251.9
NYISO_G-I | 0 | 60 | 134.33 |  | NYISO_G-I | 0 | 0 | 0 | NYISO_G-I | 0 | 60 | 60 | NYISO_G-I | 368.2 | 368.2 | 368.2
NYISO_J-K | 1207.4 | 1207.4 | 2859.26 |  | NYISO_J-K | 1175.4 | 1175.4 | 1175.4 | NYISO_J-K | 0 | 0 | 0 | NYISO_J-K | 0 | 0 | 0
PJM_E | 5940.05 | 6092.95 | 15545.88 |  | PJM_E | 4634.3 | 4634.3 | 4634.3 | PJM_E | 1150 | 1170 | 1170 | PJM_E | 3285 | 3853 | 3853
PJM_ROM | 2243.7 | 11173.4 | 13821.34 |  | PJM_ROM | 1678.5 | 1678.5 | 1678.5 | PJM_ROM | 479.8 | 7040 | 7040 | PJM_ROM | 9289.5 | 10523.5 | 10523.5
PJM_ROR | 14076.1 | 28514.92 | 61353.53 |  | PJM_ROR | 3077 | 3197 | 3197 | PJM_ROR | 8325.7 | 21627.81 | 53600 | PJM_ROR | 12621.21 | 24641.4 | 24641.4
SOCO | 5151.9 | 9141.61 | 14246.54 |  | SOCO | 5026.9 | 5213.9 | 5213.9 | SOCO | 0 | 100 | 100 | SOCO | 10403.57 | 11493 | 11493
SPP_N | 465.04 | 2057.83 | 11329.43 |  | SPP_N | 0 | 0 | 0 | SPP_N | 0 | 1446.12 | 10622.72 | SPP_N | 0 | 374.9 | 713.06
SPP_S | 1830.99 | 11952.95 | 26021.14 |  | SPP_S | 0 | 0 | 0 | SPP_S | 430 | 10251.96 | 24225.15 | SPP_S | 1058 | 1058 | 1586
TVA | 3115.89 | 6394.89 | 9752.55 |  | TVA | 1418 | 1418 | 1418 | TVA | 0 | 100 | 100 | TVA | 3610.95 | 5780.25 | 5964.19
VACAR | 6718.66 | 19779.52 | 48674.71 |  | VACAR | 2968.55 | 2968.55 | 2968.55 | VACAR | 0 | 3500 | 3500 | VACAR | 2954 | 8837.04 | 11075.34
| 68608.82 | 138583.74 | 285167.52 |  |  | 25447.05 | 28122.35 | 29818.01 |  | 22194.9 | 62387.97 | 139111.68 |  | 68170.68 | 97209.73 | 102134.02

## Generation
#1 | Total Generation (GWh)
Total Generation by Reporting Type: Entergy
ReportingType | 2015 | 2020 | 2025 | 2030 | 2035 | 2040
BM | 0 | 0 | 0 | 0 | 0 | 0
CC | 64872.12 | 77601 | 69682.26 | 57448.94 | 62234.02 | 55378.96
CSP | 0 | 0 | 0 | 0 | 0 | 0
CT | 0 | 0 | 0 | 0 | 0 | 0
Coal | 60874.02 | 53932.81 | 57275.55 | 59547.42 | 60276.3 | 72892.3
Geo | 0 | 0 | 0 | 0 | 0 | 0
H | 153 | 153 | 153 | 153 | 153 | 153
LFG | 63.07 | 63.07 | 63.07 | 909.81 | 909.81 | 909.81
Nuc | 42234.08 | 42234.08 | 42234.08 | 42234.08 | 35675.42 | 27909.39
PS | 25.66 | 25.66 | 25.66 | 24.19 | 43.36 | 43.36
PV | 0.55 | 125.9 | 194.25 | 200.81 | 208.17 | 213.2
PeakG | 0 | 0 | 30 | 27.93 | 32.05 | 15.32
PeakO | 0 | 0 | 0 | 0 | 0 | 0
ST | 0 | 0 | 0 | 0 | 0 | 0
STOG | 1400.88 | 1552.96 | 1197.9 | 1056.57 | 1165 | 1181.2
STWD | 1443.65 | 117.49 | 80.65 | 76.01 | 136.27 | 136.27
WT | 315.27 | 315.27 | 315.27 | 315.27 | 315.27 | 315.27
IGCC | 0 | 0 | 0 | 0 | 0 | 0
DemandResponse | 0 | 0 | 0 | 0 | 0 | 0
IGCC-CCS | 0 | 0 | 0 | 0 | 0 | 0
WT_off | 0 | 0 | 0 | 0 | 0 | 0
PseudoUnit | 0 | 0 | 0 | 0 | 0 | 0
FixedInterchange | 0 | 0 | 0 | 0 | 0 | 0
Total Generation by Reporting Type: FRCC
ReportingType | 2015 | 2020 | 2025 | 2030 | 2035 | 2040
BM | 0 | 7299.27 | 14946.59 | 14946.59 | 14946.59 | 14946.59
CC | 146954.04 | 151148.38 | 151715.3 | 151555.97 | 200327.49 | 221339.91
CSP | 0 | 0 | 0 | 0 | 0 | 0
CT | 961.54 | 966.85 | 949.79 | 511.76 | 949.79 | 892.49
Coal | 58036.98 | 56335.61 | 57591.44 | 59107.3 | 60270.36 | 60270.36
Geo | 0 | 0 | 0 | 0 | 0 | 0
H | 27.85 | 27.85 | 93.24 | 93.24 | 93.24 | 93.24
LFG | 3831.62 | 5392.66 | 5392.66 | 5392.66 | 5392.66 | 5392.66
Nuc | 32180.57 | 32180.57 | 32180.57 | 32180.57 | 19598.11 | 6535.31
PS | 0 | 0 | 0 | 0 | 0 | 0
PV | 134.03 | 134.03 | 134.03 | 134.03 | 134.03 | 134.03
PeakG | 402.2 | 585.27 | 892 | 699.93 | 523.26 | 455.67
PeakO | 0 | 0 | 0 | 0 | 0 | 0
ST | 0 | 0 | 0 | 0 | 0 | 0
STOG | 3860.09 | 3494.86 | 3055.98 | 2383.5 | 1946.33 | 1973.38
STWD | 1366.56 | 1366.56 | 1366.56 | 1366.56 | 1366.56 | 1366.56
WT | 0 | 0 | 0 | 0 | 0 | 0
IGCC | 0 | 0 | 0 | 0 | 0 | 0
DemandResponse | 0 | 0 | 0 | 0 | 0 | 0
IGCC-CCS | 0 | 0 | 0 | 0 | 0 | 0
WT_off | 0 | 0 | 0 | 0 | 0 | 0
PseudoUnit | 0 | 0 | 0 | 0 | 0 | 0
FixedInterchange | 0 | 0 | 0 | 0 | 0 | 0
Total Generation by Reporting Type: MAPP_US
ReportingType | 2015 | 2020 | 2025 | 2030 | 2035 | 2040
BM | 0 | 0 | 0 | 0 | 0 | 0
CC | 261.18 | 338.61 | 228.54 | 117.88 | 199.46 | 199.46
CSP | 0 | 0 | 0 | 0 | 0 | 0
CT | 0 | 0 | 0 | 0 | 0 | 0
Coal | 21992.45 | 17658.88 | 17658.88 | 16678.66 | 17658.88 | 17658.88
Geo | 354.6 | 354.6 | 354.6 | 354.6 | 354.6 | 354.6
H | 10150.02 | 10150.02 | 10150.02 | 10150.02 | 10150.02 | 10150.02
LFG | 15.77 | 15.77 | 15.77 | 580.79 | 580.79 | 580.79
Nuc | 0 | 0 | 0 | 0 | 0 | 0
PS | 0 | 0 | 0 | 0 | 0 | 0
PV | 0 | 0 | 0 | 0 | 0 | 0
PeakG | 25.29 | 90.12 | 90.12 | 25.37 | 175.95 | 68.21
PeakO | 0 | 0 | 0 | 0 | 0 | 0
ST | 0 | 0 | 0 | 0 | 0 | 0
STOG | 0 | 0 | 0 | 0 | 0 | 0
STWD | 0 | 0 | 0 | 0 | 0 | 0
WT | 5908.78 | 11049.81 | 11049.81 | 26930.09 | 37445.27 | 44157.59
IGCC | 0 | 0 | 0 | 0 | 0 | 0
DemandResponse | 0 | 0 | 0 | 0 | 0 | 0
IGCC-CCS | 0 | 0 | 0 | 0 | 0 | 0
WT_off | 0 | 0 | 0 | 0 | 0 | 0
PseudoUnit | 0 | 0 | 0 | 0 | 0 | 0
FixedInterchange | 0 | 0 | 0 | 0 | 0 | 0
Total Generation by Reporting Type: MISO_IN
ReportingType | 2015 | 2020 | 2025 | 2030 | 2035 | 2040
BM | 0 | 0 | 0 | 0 | 0 | 0
CC | 4216.83 | 5915.93 | 5725.86 | 3659.56 | 16421.51 | 22884.36
CSP | 0 | 0 | 0 | 0 | 0 | 0
CT | 0 | 0 | 0 | 0 | 0 | 0
Coal | 86052.64 | 90514.05 | 91974.31 | 88561.05 | 95162.44 | 97802.97
Geo | 0 | 0 | 0 | 0 | 0 | 0
H | 417.2 | 417.2 | 417.2 | 417.2 | 417.2 | 417.2
LFG | 291.71 | 291.71 | 923.41 | 923.41 | 923.41 | 923.41
Nuc | 0 | 0 | 0 | 0 | 0 | 0
PS | 0 | 0 | 0 | 0 | 0 | 0
PV | 0 | 392.72 | 637.73 | 637.73 | 657.09 | 679.52
PeakG | 6.7 | 0.39 | 25.81 | 25.72 | 90.35 | 90.35
PeakO | 0 | 0 | 0 | 0 | 0 | 0
ST | 0 | 0 | 0 | 0 | 0 | 0
STOG | 54.68 | 106.75 | 54.68 | 106.75 | 106.75 | 106.75
STWD | 0 | 0 | 0 | 0 | 0 | 0
WT | 1553.06 | 1553.06 | 1553.06 | 1553.06 | 1553.06 | 1553.06
IGCC | 4427.31 | 4427.31 | 4427.31 | 4427.31 | 4427.31 | 4427.31
DemandResponse | 0 | 0 | 0 | 0 | 0 | 0
IGCC-CCS | 0 | 0 | 0 | 0 | 0 | 0
WT_off | 0 | 0 | 0 | 0 | 0 | 0
PseudoUnit | 0 | 0 | 0 | 0 | 0 | 0
FixedInterchange | 0 | 0 | 0 | 0 | 0 | 0
Total Generation by Reporting Type: MISO_MI
ReportingType | 2015 | 2020 | 2025 | 2030 | 2035 | 2040
BM | 0 | 0 | 0 | 0 | 0 | 0
CC | 9570.4 | 14165.5 | 10254.23 | 6805.6 | 9151.4 | 7000.81
CSP | 0 | 0 | 0 | 0 | 0 | 0
CT | 0 | 0 | 0 | 0 | 0 | 0
Coal | 54555.62 | 48791.68 | 49693.17 | 45885.89 | 52848.16 | 53729.7
Geo | 0 | 0 | 0 | 0 | 0 | 0
H | 410 | 410 | 410 | 410 | 410 | 410
LFG | 1285.09 | 1285.09 | 2548.5 | 2548.5 | 2548.5 | 2548.5
Nuc | 14714.16 | 14714.16 | 14714.16 | 14714.16 | 8654.01 | 8654.01
PS | 852.11 | 883.1 | 817.99 | 858.55 | 1417.02 | 1417.91
PV | 0 | 0 | 0 | 0 | 0 | 0
PeakG | 27.63 | 26.89 | 21.51 | 14.83 | 63.67 | 104.85
PeakO | 0 | 0 | 0 | 0 | 0 | 0
ST | 0 | 0 | 0 | 0 | 0 | 0
STOG | 441.79 | 729.67 | 540.49 | 483.24 | 714.98 | 1017.09
STWD | 144.53 | 511.48 | 1142.3 | 1142.3 | 1142.3 | 1142.3
WT | 5161.16 | 5161.16 | 5975.19 | 6354.8 | 6773.47 | 7162.42
IGCC | 0 | 0 | 0 | 0 | 0 | 0
DemandResponse | 0 | 0 | 0 | 0 | 0 | 0
IGCC-CCS | 0 | 0 | 0 | 0 | 0 | 0
WT_off | 0 | 0 | 0 | 0 | 0 | 0
PseudoUnit | 0 | 0 | 0 | 0 | 0 | 0
FixedInterchange | 0 | 0 | 0 | 0 | 0 | 0
Total Generation by Reporting Type: MISO_MO-IL
ReportingType | 2015 | 2020 | 2025 | 2030 | 2035 | 2040
BM | 0 | 0 | 0 | 0 | 0 | 0
CC | 2772.6 | 3851.87 | 3096.58 | 1527.14 | 1826.36 | 1758.56
CSP | 0 | 0 | 0 | 0 | 0 | 0
CT | 0 | 0 | 0 | 0 | 0 | 0
Coal | 102582.85 | 84868.82 | 87781.1 | 84796.24 | 97012.87 | 95936.82
Geo | 0 | 0 | 0 | 0 | 0 | 0
H | 1317.1 | 1317.1 | 2690.42 | 2690.42 | 2690.42 | 2690.42
LFG | 141.91 | 141.91 | 1902.67 | 1902.67 | 1902.67 | 1902.67
Nuc | 17393.71 | 17393.71 | 17393.71 | 17393.71 | 17393.71 | 17393.71
PS | 334.4 | 327.21 | 191.4 | 191.4 | 323.4 | 370.99
PV | 0 | 0 | 0 | 0 | 0 | 0
PeakG | 140.51 | 271.39 | 413.97 | 428.89 | 464.47 | 799.98
PeakO | 0 | 0 | 0 | 0 | 0 | 0
ST | 0 | 0 | 0 | 0 | 0 | 0
STOG | 57.9 | 110.53 | 110.53 | 110.53 | 110.53 | 18.42
STWD | 0 | 0 | 0 | 0 | 0 | 0
WT | 2075.16 | 2075.16 | 2075.16 | 2075.16 | 2075.16 | 2397.16
IGCC | 0 | 0 | 0 | 0 | 0 | 0
DemandResponse | 0 | 0 | 0 | 0 | 0 | 0
IGCC-CCS | 0 | 0 | 0 | 0 | 0 | 0
WT_off | 0 | 0 | 0 | 0 | 0 | 0
PseudoUnit | 0 | 0 | 0 | 0 | 0 | 0
FixedInterchange | 0 | 0 | 0 | 0 | 0 | 0
Total Generation by Reporting Type: MISO_W
ReportingType | 2015 | 2020 | 2025 | 2030 | 2035 | 2040
BM | 0 | 0 | 0 | 0 | 0 | 0
CC | 7398.69 | 9984.66 | 6481.63 | 2831.94 | 4349.66 | 3658.54
CSP | 0 | 0 | 0 | 0 | 0 | 0
CT | 0 | 0 | 0 | 0 | 0 | 0
Coal | 86692.91 | 80063.6 | 80407.08 | 78014.86 | 81424.19 | 101812.25
Geo | 0 | 0 | 0 | 0 | 0 | 0
H | 1643.73 | 1643.73 | 1643.73 | 1643.73 | 1643.73 | 1643.73
LFG | 1616.22 | 1616.22 | 2181.24 | 2181.24 | 2181.24 | 2181.24
Nuc | 18393.35 | 18393.35 | 18393.35 | 18393.35 | 0.78 | 0.78
PS | 0 | 0 | 0 | 0 | 0 | 0
PV | 0 | 0 | 0 | 0 | 0 | 0
PeakG | 254.54 | 134.67 | 102.36 | 133.98 | 615.13 | 225.49
PeakO | 0 | 0 | 0 | 0 | 0 | 0
ST | 0 | 0 | 0 | 0 | 0 | 0
STOG | 14.27 | 3.07 | 1.95 | 1.95 | 3.07 | 0.18
STWD | 0 | 2129.29 | 587.4 | 1123.02 | 812.92 | 1123.02
WT | 27590.66 | 27590.66 | 41038.99 | 72435.36 | 72435.36 | 72435.36
IGCC | 0 | 0 | 0 | 0 | 0 | 0
DemandResponse | 0 | 0 | 0 | 0 | 0 | 0
IGCC-CCS | 0 | 0 | 0 | 0 | 0 | 0
WT_off | 0 | 0 | 0 | 0 | 0 | 0
PseudoUnit | 0 | 0 | 0 | 0 | 0 | 0
FixedInterchange | 0 | 0 | 0 | 0 | 0 | 0
Total Generation by Reporting Type: MISO_WUMS
ReportingType | 2015 | 2020 | 2025 | 2030 | 2035 | 2040
BM | 0 | 0 | 0 | 0 | 0 | 0
CC | 12243.74 | 15336.57 | 12146.27 | 8845.13 | 33381.62 | 26935.02
CSP | 0 | 0 | 0 | 0 | 0 | 0
CT | 0 | 529.94 | 773.67 | 543.66 | 1163.7 | 1516.84
Coal | 25060.39 | 26948.47 | 28043.78 | 26994.23 | 32658.25 | 34041.45
Geo | 0 | 0 | 0 | 0 | 0 | 0
H | 1018.41 | 1023.31 | 1023.31 | 1023.31 | 1023.31 | 1023.31
LFG | 559.76 | 559.76 | 2320.52 | 2320.52 | 2320.52 | 2320.52
Nuc | 14153.33 | 14153.33 | 14153.33 | 14153.33 | 0.78 | 0.78
PS | 0 | 0 | 0 | 0 | 0 | 0
PV | 0 | 0 | 0 | 0 | 0 | 0
PeakG | 36.14 | 23.2 | 0 | 0 | 0 | 0
PeakO | 0 | 0 | 0 | 0 | 0 | 0
ST | 0 | 0 | 0 | 0 | 0 | 0
STOG | 2.33 | 0 | 0 | 0 | 0 | 0
STWD | 0 | 80.48 | 80.48 | 93.55 | 261.49 | 376.73
WT | 4109.61 | 4109.61 | 4109.61 | 4109.61 | 4109.61 | 4109.61
IGCC | 0 | 0 | 0 | 0 | 0 | 0
DemandResponse | 0 | 0 | 0 | 0 | 0 | 0
IGCC-CCS | 0 | 0 | 0 | 0 | 0 | 0
WT_off | 0 | 0 | 0 | 0 | 0 | 0
PseudoUnit | 0 | 0 | 0 | 0 | 0 | 0
FixedInterchange | 0 | 0 | 0 | 0 | 0 | 0
Total Generation by Reporting Type: Nebraska
ReportingType | 2015 | 2020 | 2025 | 2030 | 2035 | 2040
BM | 0 | 0 | 0 | 0 | 0 | 0
CC | 1054.51 | 454.72 | 387.49 | 247.08 | 381.54 | 285.16
CSP | 0 | 0 | 0 | 0 | 0 | 0
CT | 0 | 0 | 0 | 0 | 0 | 0
Coal | 30719.51 | 30424.37 | 30424.37 | 30161.83 | 30424.37 | 41694.3
Geo | 0 | 0 | 0 | 0 | 0 | 0
H | 591 | 591 | 591 | 591 | 591 | 591
LFG | 47.3 | 47.3 | 47.3 | 612.32 | 612.32 | 612.32
Nuc | 9752.32 | 9752.32 | 9752.32 | 9752.32 | 1.56 | 1.56
PS | 0 | 0 | 0 | 0 | 0 | 0
PV | 0 | 0 | 0 | 0 | 0 | 0
PeakG | 61.19 | 183.97 | 169.66 | 120.44 | 5.29 | 0
PeakO | 0 | 0 | 0 | 0 | 0 | 0
ST | 0 | 0 | 0 | 0 | 0 | 0
STOG | 27.72 | 52.91 | 52.91 | 52.91 | 103.31 | 0
STWD | 0 | 0 | 0 | 0 | 0 | 0
WT | 1223.92 | 8661.97 | 8661.97 | 8661.97 | 8661.97 | 8661.97
IGCC | 0 | 0 | 0 | 0 | 0 | 0
DemandResponse | 0 | 0 | 0 | 0 | 0 | 0
IGCC-CCS | 0 | 0 | 0 | 0 | 0 | 0
WT_off | 0 | 0 | 0 | 0 | 0 | 0
PseudoUnit | 0 | 0 | 0 | 0 | 0 | 0
FixedInterchange | 0 | 0 | 0 | 0 | 0 | 0
Total Generation by Reporting Type: NEISO
ReportingType | 2015 | 2020 | 2025 | 2030 | 2035 | 2040
BM | 1882.96 | 1882.96 | 310.46 | 527.9 | 551.15 | 587.31
CC | 36071.38 | 29828.93 | 28178.08 | 27237.19 | 41865.38 | 51138.3
CSP | 0 | 0 | 0 | 0 | 0 | 0
CT | 3.12 | 10.92 | 10.92 | 3.12 | 24.5 | 64.68
Coal | 32.27 | 0 | 0 | 0 | 0 | 0
Geo | 0 | 0 | 0 | 0 | 0 | 0
H | 12289.94 | 12289.94 | 12289.94 | 12289.94 | 12303.66 | 12303.66
LFG | 4582.65 | 4582.65 | 5132.48 | 5132.48 | 5132.48 | 5132.48
Nuc | 36181.73 | 36181.73 | 36181.73 | 36181.73 | 26141.23 | 19310.53
PS | 77.44 | 184.14 | 151.82 | 161.79 | 234.7 | 314.98
PV | 5.26 | 571.78 | 571.78 | 571.78 | 571.78 | 574.47
PeakG | 22.22 | 38.51 | 38.51 | 32.3 | 102.41 | 109.28
PeakO | 0 | 0 | 0 | 0 | 0 | 0
ST | 0 | 0 | 0 | 0 | 0 | 0
STOG | 0 | 0 | 0 | 0 | 0 | 0
STWD | 4274.88 | 4274.88 | 2543.8 | 2405.36 | 2738.03 | 2880.39
WT | 1283.3 | 4259.62 | 10677.88 | 13220.37 | 14898.87 | 14898.87
IGCC | 0 | 0 | 0 | 0 | 0 | 0
DemandResponse | 0 | 0 | 0 | 0 | 0 | 0
IGCC-CCS | 0 | 0 | 0 | 0 | 0 | 0
WT_off | 1870.13 | 1870.13 | 1870.13 | 1870.13 | 0 | 0
PseudoUnit | 0 | 0 | 0 | 0 | 0 | 0
FixedInterchange | 0 | 0 | 0 | 0 | 0 | 0
Total Generation by Reporting Type: NonRTO_Midwest
ReportingType | 2015 | 2020 | 2025 | 2030 | 2035 | 2040
BM | 0 | 0 | 0 | 0 | 0 | 0
CC | 0 | 1533.14 | 1533.14 | 1352.49 | 950.84 | 1755.47
CSP | 0 | 0 | 0 | 0 | 0 | 0
CT | 0 | 0 | 0 | 0 | 0 | 0
Coal | 57646.59 | 59054.71 | 59607.58 | 59861.61 | 60821.87 | 61655.05
Geo | 0 | 0 | 0 | 0 | 0 | 0
H | 457.8 | 457.8 | 3593.25 | 3593.25 | 3593.25 | 3593.25
LFG | 110.38 | 110.38 | 1373.79 | 1373.79 | 1373.79 | 1373.79
Nuc | 0 | 0 | 0 | 0 | 0 | 0.04
PS | 0 | 0 | 0 | 0 | 0 | 0
PV | 0 | 0 | 0 | 0 | 0 | 0
PeakG | 161.01 | 289.05 | 417.29 | 316.39 | 642.03 | 502.49
PeakO | 0 | 0 | 0 | 0 | 0 | 0
ST | 0 | 0 | 0 | 0 | 0 | 0
STOG | 0 | 0 | 0 | 0 | 0 | 0
STWD | 0 | 0 | 0 | 0 | 0 | 0
WT | 151.43 | 151.43 | 151.43 | 151.43 | 151.43 | 151.43
IGCC | 0 | 0 | 0 | 0 | 0 | 0
DemandResponse | 0 | 0 | 0 | 0 | 0 | 0
IGCC-CCS | 0 | 0 | 0 | 0 | 0 | 0
WT_off | 0 | 0 | 0 | 0 | 0 | 0
PseudoUnit | 0 | 0 | 0 | 0 | 0 | 0
FixedInterchange | 0 | 0 | 0 | 0 | 0 | 0
Total Generation by Reporting Type: NYISO_A-F
ReportingType | 2015 | 2020 | 2025 | 2030 | 2035 | 2040
BM | 0 | 0 | 0 | 0 | 0 | 0
CC | 5932.22 | 6875.34 | 6486.3 | 7517.06 | 12776.54 | 14604.49
CSP | 0 | 0 | 0 | 0 | 0 | 0
CT | 0 | 0 | 0 | 0 | 0 | 0
Coal | 0 | 0 | 0 | 0 | 0 | 0
Geo | 0 | 0 | 0 | 0 | 0 | 0
H | 27149.98 | 27149.98 | 27149.98 | 27149.98 | 27149.98 | 27149.98
LFG | 1359.2 | 1359.2 | 1359.2 | 1894.79 | 1894.79 | 1894.79
Nuc | 26211.3 | 26211.3 | 26211.3 | 21372.53 | 16850.79 | 10212.67
PS | 19.66 | 21.13 | 19.27 | 69.69 | 317.68 | 332.83
PV | 0 | 0 | 0 | 0 | 0 | 0
PeakG | 0 | 0 | 0 | 0 | 6.58 | 6.58
PeakO | 0 | 0 | 0 | 0 | 0 | 0
ST | 0 | 0 | 0 | 0 | 0 | 0
STOG | 0 | 0 | 0 | 0 | 0 | 0
STWD | 0 | 0 | 0 | 0 | 0.41 | 2.71
WT | 10101.82 | 11933.66 | 11933.66 | 11933.66 | 7431.58 | 6156.53
IGCC | 0 | 0 | 0 | 0 | 0 | 0
DemandResponse | 0 | 0 | 0 | 0 | 0 | 0
IGCC-CCS | 0 | 0 | 0 | 0 | 0 | 0
WT_off | 0 | 0 | 0 | 0 | 0 | 0
PseudoUnit | 0 | 0 | 0 | 0 | 0 | 0
FixedInterchange | 0 | 0 | 0 | 0 | 0 | 0
Total Generation by Reporting Type: NYISO_G-I
ReportingType | 2015 | 2020 | 2025 | 2030 | 2035 | 2040
BM | 0 | 0 | 0 | 0 | 0 | 0
CC | 4603.84 | 6392.21 | 6617.65 | 6464.43 | 21104.54 | 48716.23
CSP | 0 | 0 | 0 | 0 | 0 | 0
CT | 0 | 0 | 0 | 0 | 0 | 0
Coal | 0 | 0 | 0 | 0 | 0 | 0
Geo | 0 | 0 | 0 | 0 | 0 | 0
H | 266.56 | 266.56 | 266.56 | 266.56 | 266.56 | 266.56
LFG | 504.58 | 504.58 | 504.58 | 1090.62 | 1090.62 | 1090.62
Nuc | 15929.31 | 15929.31 | 15929.31 | 15929.31 | 7987.24 | 3.12
PS | 0 | 0 | 0 | 0 | 0 | 0
PV | 0 | 0 | 0 | 0 | 0 | 0
PeakG | 0.01 | 0.03 | 0.03 | 0.01 | 0.03 | 0.11
PeakO | 0 | 0 | 0 | 0 | 0 | 0
ST | 0 | 0 | 0 | 0 | 0 | 0
STOG | 0 | 0 | 0 | 0 | 0 | 0
STWD | 0 | 0 | 0 | 0 | 0 | 0
WT | 0 | 178.23 | 178.23 | 178.23 | 178.23 | 178.23
IGCC | 0 | 0 | 0 | 0 | 0 | 0
DemandResponse | 0 | 0 | 0 | 0 | 0 | 0
IGCC-CCS | 0 | 0 | 0 | 0 | 0 | 0
WT_off | 0 | 0 | 0 | 0 | 0 | 0
PseudoUnit | 0 | 0 | 0 | 0 | 0 | 0
FixedInterchange | 0 | 0 | 0 | 0 | 0 | 0
Total Generation by Reporting Type: NYISO_J-K
ReportingType | 2015 | 2020 | 2025 | 2030 | 2035 | 2040
BM | 0 | 0 | 0 | 0 | 0 | 0
CC | 22027.38 | 25719.74 | 25740.71 | 24964.78 | 29509.52 | 31122.87
CSP | 0 | 0 | 0 | 0 | 0 | 0
CT | 0 | 0 | 10.74 | 45.79 | 207.76 | 338.69
Coal | 0 | 0 | 0 | 0 | 0 | 0
Geo | 0 | 0 | 0 | 0 | 0 | 0
H | 0 | 0 | 0 | 0 | 0 | 0
LFG | 977.62 | 977.62 | 977.62 | 1563.66 | 1563.66 | 1563.66
Nuc | 0 | 0 | 0 | 0 | 0 | 0
PS | 0 | 0 | 0 | 0 | 0 | 0
PV | 53.26 | 53.26 | 53.26 | 53.26 | 0 | 0
PeakG | 53.23 | 180.76 | 226.12 | 167.31 | 400.69 | 223.53
PeakO | 0 | 0 | 0 | 0 | 0 | 0
ST | 0 | 0 | 0 | 0 | 0 | 0
STOG | 957.3 | 1433.6 | 1868.02 | 1511.27 | 2210.98 | 2814.77
STWD | 0 | 0 | 0 | 0 | 0 | 0
WT | 0 | 0 | 0 | 0 | 0 | 0
IGCC | 0 | 0 | 0 | 0 | 0 | 0
DemandResponse | 0 | 0 | 0 | 0 | 0 | 0
IGCC-CCS | 0 | 0 | 0 | 0 | 0 | 0
WT_off | 0 | 0 | 0 | 0 | 0 | 0
PseudoUnit | 0 | 0 | 0 | 0 | 0 | 0
FixedInterchange | 0 | 0 | 0 | 0 | 0 | 0
Total Generation by Reporting Type: PJM_E
ReportingType | 2015 | 2020 | 2025 | 2030 | 2035 | 2040
BM | 223.98 | 223.98 | 223.98 | 223.98 | 223.98 | 223.98
CC | 26688.76 | 40918.68 | 29406.95 | 21058.24 | 41617.89 | 49566.62
CSP | 0 | 0 | 0 | 0 | 0 | 0
CT | 0 | 0.86 | 0.24 | 0.86 | 10.03 | 2.69
Coal | 384.85 | 129.58 | 129.58 | 127.5 | 207.62 | 207.62
Geo | 0 | 0 | 0 | 0 | 0 | 0
H | 1839.27 | 1839.27 | 1839.27 | 1839.27 | 1839.27 | 1839.27
LFG | 3714.15 | 4761.94 | 4761.94 | 4761.94 | 4761.94 | 4761.94
Nuc | 66287.73 | 61501.14 | 61501.14 | 61501.14 | 44177.54 | 35032.79
PS | 164 | 183.44 | 294 | 164 | 303.84 | 284
PV | 102.4 | 102.4 | 102.4 | 102.4 | 102.4 | 102.4
PeakG | 22.93 | 80.26 | 252.23 | 223.69 | 940.13 | 299.36
PeakO | 0 | 0 | 0 | 0 | 0 | 0
ST | 0 | 0 | 0 | 0 | 0 | 0
STOG | 212.86 | 391.18 | 391.18 | 204.91 | 763.74 | 444.06
STWD | 0 | 0 | 0 | 0 | 0 | 0
WT | 2143.36 | 2183.19 | 2183.19 | 2183.19 | 2183.19 | 5325.17
IGCC | 0 | 0 | 0 | 0 | 0 | 0
DemandResponse | 0 | 0 | 0 | 0 | 0 | 0
IGCC-CCS | 0 | 0 | 0 | 0 | 0 | 0
WT_off | 0 | 0 | 21287.66 | 34292.87 | 34292.87 | 34826.4
PseudoUnit | 0 | 0 | 0 | 0 | 0 | 0
FixedInterchange | 0 | 0 | 0 | 0 | 0 | 0
Total Generation by Reporting Type: PJM_ROM
ReportingType | 2015 | 2020 | 2025 | 2030 | 2035 | 2040
BM | 134.39 | 260.14 | 260.14 | 11597.94 | 14670.84 | 14670.84
CC | 16734.61 | 21559.54 | 17090.33 | 13673.04 | 24488.48 | 104534.82
CSP | 0 | 0 | 0 | 0 | 0 | 0
CT | 0.15 | 0.52 | 1.64 | 0.52 | 6.13 | 1.64
Coal | 48103.87 | 39889.9 | 38520.57 | 33523.62 | 44500.33 | 44500.33
Geo | 0 | 0 | 0 | 0 | 0 | 0
H | 3645.46 | 6490.47 | 6490.47 | 6490.47 | 6490.47 | 6490.47
LFG | 2813.8 | 4903.85 | 4903.85 | 4903.85 | 4903.85 | 4903.85
Nuc | 39227.38 | 39227.38 | 39227.38 | 39227.38 | 25736.15 | 18733.49
PS | 620.33 | 903.32 | 1112.06 | 620.33 | 1218.94 | 1074.23
PV | 10.51 | 2480.06 | 4036.96 | 4458.73 | 4625.61 | 4825.22
PeakG | 0 | 48.51 | 0.97 | 0 | 291.06 | 152.46
PeakO | 0 | 0 | 0 | 0 | 0 | 0
ST | 0 | 0 | 0 | 0 | 0 | 0
STOG | 691.59 | 1350.24 | 1350.24 | 691.59 | 2221.61 | 2009.57
STWD | 490.56 | 490.56 | 490.56 | 490.56 | 490.56 | 490.56
WT | 3032.09 | 17226.14 | 17226.14 | 17226.14 | 17226.14 | 17226.14
IGCC | 0 | 0 | 0 | 0 | 0 | 0
DemandResponse | 0 | 0 | 0 | 0 | 0 | 0
IGCC-CCS | 0 | 0 | 0 | 0 | 0 | 0
WT_off | 0 | 0 | 0 | 0 | 0 | 0
PseudoUnit | 0 | 0 | 0 | 0 | 0 | 0
FixedInterchange | 0 | 0 | 0 | 0 | 0 | 0
Total Generation by Reporting Type: PJM_ROR
ReportingType | 2015 | 2020 | 2025 | 2030 | 2035 | 2040
BM | 2254.3 | 2874.47 | 2874.47 | 9343.32 | 15563.88 | 20980.53
CC | 62334.21 | 61586.12 | 44744.52 | 26312.65 | 44329.98 | 38023.35
CSP | 0 | 0 | 0 | 0 | 0 | 0
CT | 5.69 | 5.69 | 5.69 | 0.95 | 761.1 | 1777.57
Coal | 355578.9 | 268951.14 | 269143.73 | 266373.98 | 271315.38 | 273479.25
Geo | 0 | 0 | 0 | 0 | 0 | 0
H | 4602.26 | 6925.78 | 6925.78 | 6925.78 | 6925.78 | 6925.78
LFG | 4252.63 | 8302.71 | 8302.71 | 8302.71 | 8302.71 | 8302.71
Nuc | 156083.84 | 156083.84 | 156083.84 | 149330.43 | 116030.78 | 77993.94
PS | 1582.39 | 2421.1 | 2411.75 | 2333.83 | 2649.66 | 2335.68
PV | 63.07 | 63.07 | 63.07 | 63.07 | 63.07 | 63.07
PeakG | 1246.56 | 1336.36 | 987.6 | 469.75 | 1154.72 | 1133.38
PeakO | 0 | 0 | 0 | 0 | 0 | 0
ST | 0 | 0 | 0 | 0 | 0 | 0
STOG | 798.51 | 841.29 | 798.51 | 753.18 | 798.51 | 798.51
STWD | 1359.55 | 1359.55 | 1359.55 | 1359.55 | 1359.55 | 1359.55
WT | 28147.97 | 59580.27 | 102333.67 | 134931.36 | 134931.36 | 134931.36
IGCC | 0 | 0 | 0 | 0 | 0 | 0
DemandResponse | 0 | 0 | 0 | 0 | 0 | 0
IGCC-CCS | 0 | 0 | 0 | 0 | 0 | 0
WT_off | 0 | 0 | 0 | 0 | 0 | 0
PseudoUnit | 0 | 0 | 0 | 0 | 0 | 0
FixedInterchange | 0 | 0 | 0 | 0 | 0 | 0
Total Generation by Reporting Type: SOCO
ReportingType | 2015 | 2020 | 2025 | 2030 | 2035 | 2040
BM | 410.64 | 10828.23 | 46403.63 | 48942.4 | 48942.4 | 48942.4
CC | 116110.4 | 110150.48 | 83027.91 | 71249.78 | 68069.54 | 68090.33
CSP | 0 | 0 | 0 | 0 | 0 | 0
CT | 0 | 0 | 0 | 0 | 0 | 0
Coal | 91103.72 | 89254.6 | 94870.48 | 97390.81 | 103396.65 | 154995.03
Geo | 0 | 0 | 0 | 0 | 0 | 0
H | 10893.11 | 10893.11 | 10893.11 | 10893.11 | 10893.11 | 12917.99
LFG | 291.71 | 1138.45 | 1138.45 | 1138.45 | 1138.45 | 1138.45
Nuc | 45497.84 | 62634.5 | 62634.5 | 62634.5 | 62634.5 | 42031.17
PS | 1038.03 | 1273 | 911.39 | 686.75 | 1258.09 | 1231.12
PV | 0 | 0 | 0 | 0 | 0 | 0
PeakG | 631.48 | 1008.47 | 671.09 | 402.14 | 770.66 | 796.05
PeakO | 0 | 0 | 0 | 0 | 0 | 0
ST | 0 | 0 | 0 | 0 | 0 | 0
STOG | 0 | 0 | 0 | 0 | 0 | 0
STWD | 4681.34 | 4681.34 | 4681.34 | 4681.34 | 4681.34 | 4681.34
WT | 0 | 209.15 | 209.15 | 209.15 | 209.15 | 209.15
IGCC | 0 | 0 | 0 | 0 | 0 | 0
DemandResponse | 0 | 0 | 0 | 0 | 0 | 0
IGCC-CCS | 0 | 0 | 0 | 0 | 0 | 0
WT_off | 0 | 0 | 0 | 0 | 0 | 0
PseudoUnit | 0 | 0 | 0 | 0 | 0 | 0
FixedInterchange | 0 | 0 | 0 | 0 | 0 | 0
Total Generation by Reporting Type: SPP_N
ReportingType | 2015 | 2020 | 2025 | 2030 | 2035 | 2040
BM | 0 | 0 | 0 | 0 | 0 | 0
CC | 6760.81 | 3074.23 | 1853.01 | 1244.28 | 1684.85 | 1489.87
CSP | 0 | 0 | 0 | 0 | 0 | 0
CT | 0 | 28.77 | 28.77 | 27.4 | 1140.23 | 912.3
Coal | 61836.51 | 58821.83 | 56579.38 | 56095.04 | 56596.7 | 56596.7
Geo | 0 | 0 | 0 | 0 | 0 | 0
H | 60 | 60 | 60 | 60 | 60 | 60
LFG | 55.19 | 55.19 | 55.19 | 804.17 | 804.17 | 804.17
Nuc | 9035.69 | 9035.69 | 9035.69 | 9035.69 | 9035.69 | 9035.69
PS | 0 | 0 | 0 | 0 | 0 | 0
PV | 0 | 0 | 0 | 0 | 0 | 0
PeakG | 0 | 81.44 | 105.37 | 10.33 | 0 | 0
PeakO | 0 | 0 | 0 | 0 | 0 | 0
ST | 0 | 0 | 0 | 0 | 0 | 0
STOG | 329.09 | 642.37 | 642.37 | 553.42 | 653.92 | 635.9
STWD | 0 | 0 | 0 | 0 | 0 | 0
WT | 4213.48 | 9179.43 | 20030.5 | 40691.59 | 41743.69 | 41743.69
IGCC | 0 | 0 | 0 | 0 | 0 | 0
DemandResponse | 0 | 0 | 0 | 0 | 0 | 0
IGCC-CCS | 0 | 0 | 0 | 0 | 0 | 0
WT_off | 0 | 0 | 0 | 0 | 0 | 0
PseudoUnit | 0 | 0 | 0 | 0 | 0 | 0
FixedInterchange | 0 | 0 | 0 | 0 | 0 | 0
Total Generation by Reporting Type: SPP_S
ReportingType | 2015 | 2020 | 2025 | 2030 | 2035 | 2040
BM | 0 | 0 | 0 | 0 | 0 | 0
CC | 45360.65 | 37925.84 | 22150.34 | 12484.27 | 19388.84 | 16368.82
CSP | 0 | 0 | 0 | 0 | 0 | 0
CT | 0 | 0 | 0 | 0 | 0 | 0
Coal | 90625.24 | 80552.2 | 77501.75 | 69971.46 | 82628.69 | 80862.88
Geo | 0 | 0 | 0 | 0 | 0 | 0
H | 10050.79 | 10050.79 | 10050.79 | 10050.79 | 10050.79 | 10050.79
LFG | 149.8 | 149.8 | 149.8 | 898.78 | 898.78 | 898.78
Nuc | 0 | 0 | 0 | 0 | 0 | 0
PS | 272.91 | 327.81 | 327.81 | 320.21 | 325.89 | 667.44
PV | 0 | 0 | 0 | 0 | 0 | 0
PeakG | 0 | 0 | 0 | 0 | 0 | 0
PeakO | 0 | 0 | 0 | 0 | 0 | 0
ST | 0 | 0 | 0 | 0 | 0 | 0
STOG | 2766.86 | 2117.17 | 1616.39 | 815.85 | 1999.24 | 1789.53
STWD | 588.67 | 55.57 | 32.89 | 30.24 | 54.81 | 54.81
WT | 9404.55 | 43277.35 | 71997.29 | 91466.39 | 96112.15 | 99523.68
IGCC | 0 | 0 | 0 | 0 | 0 | 0
DemandResponse | 0 | 0 | 0 | 0 | 0 | 0
IGCC-CCS | 0 | 0 | 0 | 0 | 0 | 0
WT_off | 0 | 0 | 0 | 0 | 0 | 0
PseudoUnit | 0 | 0 | 0 | 0 | 0 | 0
FixedInterchange | 0 | 0 | 0 | 0 | 0 | 0
Total Generation by Reporting Type: TVA
ReportingType | 2015 | 2020 | 2025 | 2030 | 2035 | 2040
BM | 0 | 22731.4 | 25091.99 | 47800.19 | 52302.09 | 52302.09
CC | 18825.61 | 9521.27 | 10354.32 | 4988.27 | 8256.36 | 10068.03
CSP | 0 | 0 | 0 | 0 | 0 | 0
CT | 0 | 0 | 0 | 0 | 0 | 123.88
Coal | 85536.01 | 66275.09 | 66066.29 | 63634.52 | 67739.34 | 69764.81
Geo | 0 | 0 | 0 | 0 | 0 | 0
H | 17444.8 | 17545.57 | 17545.57 | 17545.57 | 17545.57 | 17545.57
LFG | 102.49 | 949.23 | 949.23 | 949.23 | 949.23 | 949.23
Nuc | 65391.09 | 65391.09 | 65391.09 | 65391.09 | 45821.54 | 35861.5
PS | 758.2 | 667.87 | 714.63 | 621.95 | 1237.53 | 937.9
PV | 0 | 0 | 0 | 0 | 0 | 0
PeakG | 0 | 0 | 0 | 0 | 19.94 | 0.53
PeakO | 0 | 0 | 0 | 0 | 0 | 0
ST | 0 | 0 | 0 | 0 | 0 | 0
STOG | 0 | 0 | 0 | 0 | 0 | 0
STWD | 35.04 | 35.04 | 35.04 | 35.04 | 35.04 | 35.04
WT | 73.94 | 283.09 | 283.09 | 283.09 | 283.09 | 283.09
IGCC | 0 | 0 | 0 | 0 | 0 | 0
DemandResponse | 0 | 0 | 0 | 0 | 0 | 0
IGCC-CCS | 0 | 0 | 0 | 0 | 0 | 0
WT_off | 0 | 0 | 0 | 0 | 0 | 0
PseudoUnit | 0 | 0 | 0 | 0 | 0 | 0
FixedInterchange | 0 | 0 | 0 | 0 | 0 | 0
Total Generation by Reporting Type: TVA_Transmission
ReportingType | 2015 | 2020 | 2025 | 2030 | 2035 | 2040
BM | 0 | 0 | 0 | 0 | 0 | 0
CC | 0 | 0 | 0 | 0 | 0 | 0
CSP | 0 | 0 | 0 | 0 | 0 | 0
CT | 0 | 0 | 0 | 0 | 0 | 0
Coal | 0 | 0 | 0 | 0 | 0 | 0
Geo | 0 | 0 | 0 | 0 | 0 | 0
H | 0 | 0 | 0 | 0 | 0 | 0
LFG | 0 | 0 | 0 | 0 | 0 | 0
Nuc | 0 | 0 | 0 | 0 | 0 | 0
PS | 0 | 0 | 0 | 0 | 0 | 0
PV | 0 | 0 | 0 | 0 | 0 | 0
PeakG | 0 | 0 | 0 | 0 | 0 | 0
PeakO | 0 | 0 | 0 | 0 | 0 | 0
ST | 0 | 0 | 0 | 0 | 0 | 0
STOG | 0 | 0 | 0 | 0 | 0 | 0
STWD | 0 | 0 | 0 | 0 | 0 | 0
WT | 0 | 0 | 0 | 0 | 0 | 0
IGCC | 0 | 0 | 0 | 0 | 0 | 0
DemandResponse | 0 | 0 | 0 | 0 | 0 | 0
IGCC-CCS | 0 | 0 | 0 | 0 | 0 | 0
WT_off | 0 | 0 | 0 | 0 | 0 | 0
PseudoUnit | 0 | 0 | 0 | 0 | 0 | 0
FixedInterchange | 0 | 0 | 0 | 0 | 0 | 0
Total Generation by Reporting Type: VACAR
ReportingType | 2015 | 2020 | 2025 | 2030 | 2035 | 2040
BM | 6.84 | 52160.85 | 52160.85 | 52160.85 | 52160.85 | 52160.85
CC | 32507.19 | 23950.72 | 15535.34 | 5258.62 | 8594.49 | 14159.23
CSP | 0 | 0 | 0 | 0 | 0 | 0
CT | 418.78 | 442.77 | 313.84 | 70.2 | 324.15 | 491.34
Coal | 95743.22 | 66060.63 | 52545.89 | 28017.46 | 54765.88 | 66257.85
Geo | 0 | 0 | 0 | 0 | 0 | 0
H | 4325 | 4325 | 4325 | 4325 | 4446.45 | 4446.45
LFG | 499.37 | 1343.43 | 1343.43 | 1343.43 | 1343.43 | 1343.43
Nuc | 89032.75 | 107182.03 | 107182.03 | 107182.03 | 81882.09 | 67409.4
PS | 1040.84 | 1340.97 | 1203.36 | 1199.03 | 2052.47 | 2180.65
PV | 42.05 | 308.79 | 321.36 | 328.64 | 350.9 | 369.21
PeakG | 121.25 | 193.6 | 190.27 | 26.39 | 147.81 | 184.25
PeakO | 0 | 0 | 0 | 0 | 0 | 0
ST | 0 | 0 | 0 | 0 | 0 | 0
STOG | 0 | 0 | 0 | 0 | 0 | 0
STWD | 1969.25 | 1969.25 | 1969.25 | 1969.25 | 1969.25 | 1969.25
WT | 0 | 7866.99 | 7866.99 | 7866.99 | 7866.99 | 7866.99
IGCC | 0 | 0 | 0 | 0 | 0 | 0
DemandResponse | 0 | 0 | 0 | 0 | 0 | 0
IGCC-CCS | 0 | 0 | 0 | 0 | 0 | 0
WT_off | 3.46 | 3.46 | 38967.9 | 99840.34 | 109763.28 | 124402.9
PseudoUnit | 0 | 0 | 0 | 0 | 0 | 0
FixedInterchange | 0 | 0 | 0 | 0 | 0 | 0
Total Generation by Reporting Type: IESO
ReportingType | 2015 | 2020 | 2025 | 2030 | 2035 | 2040
BM | 0 | 0 | 0 | 0 | 0 | 0
CC | 19.86 | 3 | 27.09 | 31.2 | 1109.24 | 3582.24
CSP | 0 | 0 | 0 | 0 | 0 | 0
CT | 0 | 0 | 0 | 0 | 0 | 31.51
Coal | 0 | 0 | 0 | 0 | 0 | 0
Geo | 0 | 0 | 0 | 0 | 0 | 0
H | 57114.98 | 57114.98 | 57114.98 | 57114.98 | 57114.98 | 57114.98
LFG | 926.37 | 926.37 | 926.37 | 926.37 | 930.31 | 930.31
Nuc | 84600.48 | 79697.67 | 85050.82 | 89266.82 | 93379.23 | 81383.57
PS | 4.3 | 1.23 | 4.3 | 41.2 | 53.5 | 25.83
PV | 78.84 | 78.84 | 78.84 | 78.84 | 78.84 | 78.84
PeakG | 0 | 0 | 0 | 0 | 0 | 0
PeakO | 0 | 0 | 0 | 0 | 0 | 0
ST | 0 | 0 | 0 | 0 | 0 | 0
STOG | 0 | 0 | 0 | 0 | 0 | 0
STWD | 0 | 0 | 0 | 0 | 0 | 0
WT | 8479.75 | 8479.75 | 8479.75 | 8479.75 | 3205.67 | 3205.67
IGCC | 0 | 0 | 0 | 0 | 0 | 0
DemandResponse | 0 | 0 | 0 | 0 | 0 | 0
IGCC-CCS | 0 | 0 | 0 | 0 | 0 | 0
WT_off | 0 | 0 | 0 | 0 | 0 | 0
PseudoUnit | 0 | 0 | 0 | 0 | 0 | 0
FixedInterchange | 0 | 0 | 0 | 0 | 0 | 0
Total Generation by Reporting Type: MAPP_CA
ReportingType | 2015 | 2020 | 2025 | 2030 | 2035 | 2040
BM | 0 | 0 | 0 | 0 | 0 | 0
CC | 3198.24 | 3277.21 | 454.41 | 0 | 0 | 0
CSP | 0 | 0 | 0 | 0 | 0 | 0
CT | 0 | 0 | 0 | 0 | 0 | 0
Coal | 439.55 | 1160.39 | 0 | 0 | 0 | 0
Geo | 0 | 0 | 0 | 0 | 0 | 0
H | 42543.38 | 44710.81 | 56931.68 | 73093.88 | 73093.88 | 73093.88
LFG | 0 | 0 | 0 | 0 | 0 | 0
Nuc | 0 | 0 | 0 | 0 | 0 | 0
PS | 0 | 0 | 0 | 0 | 0 | 0
PV | 0 | 0 | 0 | 0 | 0 | 0
PeakG | 0 | 0 | 0 | 0 | 0 | 0
PeakO | 0 | 0 | 0 | 0 | 0 | 0
ST | 0 | 0 | 0 | 0 | 0 | 0
STOG | 0 | 0 | 0 | 0 | 0 | 0
STWD | 0 | 0 | 0 | 0 | 0 | 0
WT | 1446.06 | 1446.06 | 1446.06 | 1446.06 | 1446.06 | 1446.06
IGCC | 0 | 0 | 0 | 0 | 0 | 0
DemandResponse | 0 | 0 | 0 | 0 | 0 | 0
IGCC-CCS | 0 | 0 | 0 | 0 | 0 | 0
WT_off | 0 | 0 | 0 | 0 | 0 | 0
PseudoUnit | 0 | 0 | 0 | 0 | 0 | 0
FixedInterchange | 0 | 0 | 0 | 0 | 0 | 0
Total Generation by Reporting Type: AZ_NM_SNV_Coal
ReportingType | 2015 | 2020 | 2025 | 2030 | 2035 | 2040
BM | 0 | 0 | 0 | 0 | 0 | 0
CC | 0 | 0 | 0 | 0 | 0 | 0
CSP | 0 | 0 | 0 | 0 | 0 | 0
CT | 0 | 0 | 0 | 0 | 0 | 0
Coal | 77016.08 | 77472.95 | 77472.95 | 77472.95 | 77472.95 | 142005.97
Geo | 0 | 0 | 0 | 0 | 0 | 0
H | 0 | 0 | 0 | 0 | 0 | 0
LFG | 0 | 0 | 0 | 0 | 0 | 0
Nuc | 0 | 0 | 0 | 0 | 0 | 0
PS | 0 | 0 | 0 | 0 | 0 | 0
PV | 0 | 0 | 0 | 0 | 0 | 0
PeakG | 0 | 0 | 0 | 0 | 0 | 0
PeakO | 0 | 0 | 0 | 0 | 0 | 0
ST | 0 | 0 | 0 | 0 | 0 | 0
STOG | 0 | 0 | 0 | 0 | 0 | 0
STWD | 0 | 0 | 0 | 0 | 0 | 0
WT | 0 | 0 | 0 | 0 | 0 | 0
IGCC | 0 | 0 | 0 | 0 | 0 | 0
DemandResponse | 0 | 0 | 0 | 0 | 0 | 0
IGCC-CCS | 0 | 0 | 0 | 0 | 0 | 0
WT_off | 0 | 0 | 0 | 0 | 0 | 0
PseudoUnit | 0 | 0 | 0 | 0 | 0 | 0
FixedInterchange | 0 | 0 | 0 | 0 | 0 | 0
Total Generation by Reporting Type: AZ_NM_SNV_Gas
ReportingType | 2015 | 2020 | 2025 | 2030 | 2035 | 2040
BM | 0 | 0 | 0 | 0 | 0 | 0
CC | 104791.96 | 126206.95 | 125638.91 | 155056.32 | 170043.26 | 159261.33
CSP | 0 | 0 | 0 | 0 | 0 | 0
CT | 0 | 0 | 144.37 | 144.37 | 0 | 0
Coal | 0 | 0 | 0 | 0 | 0 | 0
Geo | 0 | 0 | 0 | 0 | 0 | 0
H | 0 | 0 | 0 | 0 | 0 | 0
LFG | 0 | 0 | 0 | 0 | 0 | 0
Nuc | 0 | 0 | 0 | 0 | 0 | 0
PS | 0 | 0 | 0 | 0 | 0 | 0
PV | 0 | 0 | 0 | 0 | 0 | 0
PeakG | 0 | 0 | 186.73 | 336.17 | 387.97 | 0
PeakO | 0 | 0 | 0 | 0 | 0 | 0
ST | 0 | 0 | 0 | 0 | 0 | 0
STOG | 0 | 0 | 0 | 0 | 0 | 0
STWD | 0 | 0 | 0 | 0 | 0 | 0
WT | 0 | 0 | 0 | 0 | 0 | 0
IGCC | 0 | 0 | 0 | 0 | 0 | 0
DemandResponse | 0 | 0 | 0 | 0 | 0 | 0
IGCC-CCS | 0 | 0 | 0 | 0 | 0 | 0
WT_off | 0 | 0 | 0 | 0 | 0 | 0
PseudoUnit | 0 | 0 | 0 | 0 | 0 | 0
FixedInterchange | 0 | 0 | 0 | 0 | 0 | 0
Total Generation by Reporting Type: AZ_NM_SNV_NucRenew
ReportingType | 2015 | 2020 | 2025 | 2030 | 2035 | 2040
BM | 0 | 0 | 0 | 0 | 0 | 0
CC | 0 | 0 | 0 | 0 | 0 | 0
CSP | 0 | 0 | 0 | 0 | 0 | 0
CT | 0 | 0 | 0 | 0 | 0 | 0
Coal | 0 | 0 | 0 | 0 | 0 | 0
Geo | 0 | 0 | 12066.9 | 12066.9 | 12066.9 | 12066.9
H | 8952 | 8952 | 8952 | 8952 | 8952 | 8952
LFG | 55.19 | 55.19 | 533.48 | 533.48 | 533.48 | 533.48
Nuc | 30183.89 | 30183.89 | 30183.89 | 30183.89 | 30183.89 | 30183.89
PS | 45.36 | 45.36 | 45.36 | 88.56 | 88.56 | 88.56
PV | 365.63 | 365.63 | 365.63 | 365.63 | 365.63 | 365.63
PeakG | 0 | 0 | 0 | 0 | 0 | 0
PeakO | 0 | 0 | 0 | 0 | 0 | 0
ST | 981.12 | 2520.82 | 3490.17 | 3926.91 | 3926.91 | 3926.91
STOG | 0 | 0 | 0 | 0 | 0 | 0
STWD | 182.21 | 182.21 | 182.21 | 182.21 | 182.21 | 182.21
WT | 1407.73 | 1407.73 | 2285.53 | 3937.43 | 3937.43 | 3937.43
IGCC | 0 | 0 | 0 | 0 | 0 | 0
DemandResponse | 0 | 0 | 0 | 0 | 0 | 0
IGCC-CCS | 0 | 0 | 0 | 0 | 0 | 0
WT_off | 0 | 0 | 0 | 0 | 0 | 0
PseudoUnit | 0 | 0 | 0 | 0 | 0 | 0
FixedInterchange | 0 | 0 | 0 | 0 | 0 | 0
Total Generation by Reporting Type: ERCOT
ReportingType | 2015 | 2020 | 2025 | 2030 | 2035 | 2040
BM | 0 | 154.07 | 98.27 | 13781.59 | 14260.45 | 15129.27
CC | 143481.17 | 127943.41 | 105276 | 87180.24 | 92471.17 | 103264.16
CSP | 0 | 0 | 0 | 0 | 0 | 0
CT | 0 | 0 | 0 | 0 | 0 | 0
Coal | 119691.46 | 125936.67 | 134978.31 | 134491.24 | 137053.47 | 138308.57
Geo | 0 | 0 | 0 | 0 | 0 | 0
H | 607.38 | 607.38 | 607.38 | 2022.97 | 2022.97 | 2022.97
LFG | 591.3 | 591.3 | 3382.24 | 3382.24 | 3382.24 | 3382.24
Nuc | 39655.79 | 39655.79 | 39655.79 | 39655.79 | 39655.79 | 39655.79
PS | 0 | 0 | 0 | 0 | 0 | 0
PV | 30.84 | 30.84 | 30.84 | 30.84 | 2.63 | 2.63
PeakG | 0 | 0 | 0 | 0 | 0 | 0
PeakO | 0 | 0 | 0 | 0 | 0 | 0
ST | 0 | 0 | 0 | 0 | 0 | 0
STOG | 5125.74 | 5414.8 | 5481.06 | 4743.78 | 4654.07 | 4196.9
STWD | 0 | 0 | 0 | 0 | 0 | 0
WT | 27080.39 | 51398.28 | 78832.26 | 95903.18 | 98325.67 | 102669.75
IGCC | 0 | 0 | 0 | 0 | 0 | 0
DemandResponse | 0 | 0 | 0 | 0 | 0 | 0
IGCC-CCS | 0 | 0 | 0 | 0 | 0 | 0
WT_off | 0 | 0 | 0 | 0 | 0 | 0
PseudoUnit | 0 | 0 | 0 | 0 | 0 | 0
FixedInterchange | 0 | 0 | 0 | 0 | 0 | 0
Total Generation by Reporting Type: NP15
ReportingType | 2015 | 2020 | 2025 | 2030 | 2035 | 2040
BM | 0 | 0 | 0 | 0 | 0 | 0
CC | 35524.34 | 37772.27 | 28137.27 | 22134.23 | 12285.65 | 5322.18
CSP | 0 | 0 | 0 | 0 | 0 | 0
CT | 0 | 0 | 0 | 0 | 0 | 0
Coal | 213.44 | 0 | 0 | 0 | 0 | 0
Geo | 9050.48 | 10433.73 | 14043.68 | 14043.68 | 14043.68 | 14043.68
H | 24182 | 24182 | 24182 | 24182 | 24182 | 24182
LFG | 670.14 | 670.14 | 5124.6 | 5124.6 | 5124.6 | 5124.6
Nuc | 17915.6 | 17915.6 | 17915.6 | 17915.6 | 17915.6 | 17915.6
PS | 1.12 | 10.55 | 0 | 7.5 | 218.96 | 355.31
PV | 153.52 | 153.52 | 153.52 | 153.52 | 139.28 | 139.28
PeakG | 0 | 0 | 0 | 0 | 0.02 | 9.92
PeakO | 0 | 0 | 0 | 0 | 0 | 0
ST | 99.08 | 99.08 | 99.08 | 99.08 | 99.08 | 99.08
STOG | 130.9 | 206.63 | 72.85 | 141.38 | 87.13 | 159.02
STWD | 3097.54 | 3097.54 | 3097.54 | 3097.54 | 3097.54 | 3097.54
WT | 3102.31 | 5261.21 | 26933.79 | 33193.01 | 33232.87 | 33232.87
IGCC | 0 | 0 | 0 | 0 | 0 | 0
DemandResponse | 0 | 0 | 0 | 0 | 0 | 0
IGCC-CCS | 0 | 0 | 0 | 0 | 0 | 0
WT_off | 0 | 0 | 0 | 0 | 0 | 0
PseudoUnit | 0 | 0 | 0 | 0 | 0 | 0
FixedInterchange | 0 | 0 | 0 | 0 | 0 | 0
Total Generation by Reporting Type: NWPP_Coal
ReportingType | 2015 | 2020 | 2025 | 2030 | 2035 | 2040
BM | 0 | 0 | 0 | 0 | 0 | 0
CC | 0 | 0 | 0 | 0 | 0 | 0
CSP | 0 | 0 | 0 | 0 | 0 | 0
CT | 0 | 0 | 0 | 0 | 0 | 0
Coal | 97191.1 | 97072.99 | 97072.99 | 97072.99 | 97072.99 | 97072.99
Geo | 0 | 0 | 0 | 0 | 0 | 0
H | 0 | 0 | 0 | 0 | 0 | 0
LFG | 0 | 0 | 0 | 0 | 0 | 0
Nuc | 0 | 0 | 0 | 0 | 0 | 0
PS | 0 | 0 | 0 | 0 | 0 | 0
PV | 0 | 0 | 0 | 0 | 0 | 0
PeakG | 0 | 0 | 0 | 0 | 0 | 0
PeakO | 0 | 0 | 0 | 0 | 0 | 0
ST | 0 | 0 | 0 | 0 | 0 | 0
STOG | 0 | 0 | 0 | 0 | 0 | 0
STWD | 0 | 0 | 0 | 0 | 0 | 0
WT | 0 | 0 | 0 | 0 | 0 | 0
IGCC | 0 | 0 | 0 | 0 | 0 | 0
DemandResponse | 0 | 0 | 0 | 0 | 0 | 0
IGCC-CCS | 0 | 0 | 0 | 0 | 0 | 0
WT_off | 0 | 0 | 0 | 0 | 0 | 0
PseudoUnit | 0 | 0 | 0 | 0 | 0 | 0
FixedInterchange | 0 | 0 | 0 | 0 | 0 | 0
Total Generation by Reporting Type: NWPP_Gas
ReportingType | 2015 | 2020 | 2025 | 2030 | 2035 | 2040
BM | 0 | 0 | 0 | 0 | 0 | 0
CC | 50575.36 | 50575.36 | 50575.36 | 72769.37 | 109677.07 | 114481.04
CSP | 0 | 0 | 0 | 0 | 0 | 0
CT | 0 | 0 | 0 | 0 | 0 | 0
Coal | 0 | 0 | 0 | 0 | 0 | 3276.44
Geo | 0 | 0 | 0 | 0 | 0 | 0
H | 0 | 0 | 0 | 0 | 0 | 0
LFG | 0 | 0 | 0 | 0 | 0 | 0
Nuc | 0 | 0 | 0 | 0 | 0 | 0
PS | 0 | 0 | 0 | 0 | 0 | 0
PV | 0 | 0 | 0 | 0 | 0 | 0
PeakG | 0 | 0 | 0 | 0 | 0 | 0
PeakO | 0 | 0 | 0 | 0 | 0 | 0
ST | 0 | 0 | 0 | 0 | 0 | 0
STOG | 0 | 0 | 0 | 0 | 0 | 0
STWD | 0 | 0 | 0 | 0 | 0 | 0
WT | 0 | 0 | 0 | 0 | 0 | 0
IGCC | 0 | 0 | 0 | 0 | 0 | 0
DemandResponse | 0 | 0 | 0 | 0 | 0 | 0
IGCC-CCS | 0 | 0 | 0 | 0 | 0 | 0
WT_off | 0 | 0 | 0 | 0 | 0 | 0
PseudoUnit | 0 | 0 | 0 | 0 | 0 | 0
FixedInterchange | 0 | 0 | 0 | 0 | 0 | 0
Total Generation by Reporting Type: NWPP_NucRenew
ReportingType | 2015 | 2020 | 2025 | 2030 | 2035 | 2040
BM | 0 | 0 | 0 | 0 | 0 | 0.75
CC | 0 | 0 | 0 | 0 | 0 | 0
CSP | 0 | 0 | 0 | 0 | 0 | 0
CT | 0 | 0 | 0 | 0 | 0 | 0
Coal | 0 | 0 | 0 | 0 | 0 | 0
Geo | 3280.13 | 3280.13 | 6891.88 | 6891.88 | 6891.88 | 6891.88
H | 133486 | 133486 | 133486 | 133486 | 133486 | 133486
LFG | 1013.09 | 1013.09 | 2647.18 | 2940.73 | 2940.73 | 2940.73
Nuc | 8809.8 | 8809.8 | 8809.8 | 8809.8 | 8809.8 | 8809.8
PS | 0 | 0 | 0 | 0 | 0 | 0
PV | 7.88 | 7.88 | 7.88 | 7.88 | 7.88 | 7.88
PeakG | 0 | 0 | 0 | 0 | 0 | 0
PeakO | 0 | 0 | 0 | 0 | 0 | 0
ST | 0 | 0 | 0 | 0 | 0 | 0
STOG | 0 | 0 | 0 | 0 | 0 | 0
STWD | 0 | 82.05 | 1179.29 | 2656.69 | 2656.69 | 2655.94
WT | 15874.4 | 15874.4 | 15874.4 | 15874.4 | 15874.4 | 15874.4
IGCC | 0 | 0 | 0 | 0 | 0 | 0
DemandResponse | 0 | 0 | 0 | 0 | 0 | 0
IGCC-CCS | 0 | 0 | 0 | 0 | 0 | 0
WT_off | 0 | 0 | 0 | 0 | 0 | 0
PseudoUnit | 0 | 0 | 0 | 0 | 0 | 0
FixedInterchange | 0 | 0 | 0 | 0 | 0 | 0
Total Generation by Reporting Type: RMPA
ReportingType | 2015 | 2020 | 2025 | 2030 | 2035 | 2040
BM | 0 | 0 | 0 | 0 | 0 | 0
CC | 5061.89 | 9934.89 | 3508.04 | 3448.47 | 2891.92 | 2874.64
CSP | 0 | 0 | 0 | 0 | 0 | 0
CT | 0 | 0 | 0 | 0 | 0 | 0
Coal | 55435.07 | 54077.86 | 51422.47 | 51422.47 | 61274.54 | 70560.25
Geo | 0 | 3818 | 21181.43 | 21387.54 | 21387.54 | 21387.54
H | 4353 | 4353 | 4353 | 4353 | 4353 | 4353
LFG | 58.34 | 58.34 | 58.34 | 286.45 | 286.45 | 286.45
Nuc | 0 | 0 | 0 | 0 | 0 | 0.01
PS | 51.07 | 80.16 | 127.78 | 236.13 | 230.63 | 783.19
PV | 54.93 | 54.93 | 54.93 | 54.93 | 54.93 | 54.93
PeakG | 3.88 | 24.95 | 4.35 | 79.06 | 25.25 | 28.06
PeakO | 0 | 0 | 0 | 0 | 0 | 0
ST | 9.83 | 1255.62 | 1361.35 | 1411.32 | 1411.32 | 1411.32
STOG | 0 | 0 | 0 | 0 | 0 | 0
STWD | 0 | 0 | 0 | 0 | 0 | 0
WT | 6354.34 | 6354.34 | 6354.34 | 6354.34 | 6354.34 | 6354.34
IGCC | 0 | 0 | 0 | 0 | 0 | 0
DemandResponse | 0 | 0 | 0 | 0 | 0 | 0
IGCC-CCS | 0 | 0 | 0 | 0 | 0 | 0
WT_off | 0 | 0 | 0 | 0 | 0 | 0
PseudoUnit | 0 | 0 | 0 | 0 | 0 | 0
FixedInterchange | 0 | 0 | 0 | 0 | 0 | 0
Total Generation by Reporting Type: SP15
ReportingType | 2015 | 2020 | 2025 | 2030 | 2035 | 2040
BM | 44.8 | 44.8 | 44.8 | 44.8 | 27.49 | 27.49
CC | 24343.77 | 24017.34 | 21402.76 | 18837.77 | 17021.42 | 9331.47
CSP | 0 | 0 | 0 | 0 | 0 | 0
CT | 0 | 0 | 0 | 0 | 0 | 0
Coal | 761.6 | 761.6 | 761.6 | 467.51 | 0 | 0
Geo | 7774.15 | 19841.05 | 19841.05 | 19841.05 | 19841.05 | 19841.05
H | 5920 | 5920 | 5920 | 5920 | 5920 | 5920
LFG | 1759.71 | 5870.68 | 6141.64 | 6141.64 | 6141.64 | 6141.64
Nuc | 17526.13 | 17526.13 | 17526.13 | 17526.13 | 17526.13 | 17526.13
PS | 190.86 | 249.32 | 302.4 | 388.4 | 590.4 | 590.4
PV | 331.57 | 331.57 | 331.57 | 331.57 | 323.24 | 323.24
PeakG | 0 | 0 | 0 | 0 | 4.04 | 0
PeakO | 0 | 0 | 0 | 0 | 0 | 0
ST | 1569.79 | 1569.79 | 1569.79 | 1569.79 | 1569.79 | 1569.79
STOG | 221.06 | 315.48 | 259.71 | 396.48 | 808.15 | 586.06
STWD | 833.95 | 833.95 | 833.95 | 833.95 | 833.95 | 833.95
WT | 5740.26 | 5740.26 | 5740.26 | 5740.26 | 5740.26 | 5740.26
IGCC | 0 | 0 | 0 | 0 | 0 | 0
DemandResponse | 0 | 0 | 0 | 0 | 0 | 0
IGCC-CCS | 0 | 0 | 0 | 0 | 0 | 0
WT_off | 0 | 0 | 0 | 0 | 0 | 0
PseudoUnit | 0 | 0 | 0 | 0 | 0 | 0
FixedInterchange | 0 | 0 | 0 | 0 | 0 | 0
Total Generation by Reporting Type: ALB
ReportingType | 2015 | 2020 | 2025 | 2030 | 2035 | 2040
BM | 0 | 0 | 0 | 0 | 0 | 0
CC | 18642.06 | 22498.87 | 28861.08 | 33548.89 | 40072.49 | 44537.26
CSP | 0 | 0 | 0 | 0 | 0 | 0
CT | 0 | 0 | 0 | 0 | 0 | 0
Coal | 46350.59 | 46350.59 | 46350.59 | 46350.59 | 46350.59 | 46350.59
Geo | 0 | 0 | 0 | 0 | 0 | 0
H | 1979.87 | 1979.87 | 1979.87 | 1979.87 | 1979.87 | 1979.87
LFG | 78.84 | 78.84 | 78.84 | 78.84 | 78.84 | 78.84
Nuc | 0 | 0 | 0 | 0 | 0 | 0
PS | 0 | 0 | 0 | 0 | 0 | 0
PV | 0 | 0 | 0 | 0 | 0 | 0
PeakG | 0 | 0 | 0 | 0 | 0 | 0
PeakO | 0 | 0 | 0 | 0 | 0 | 0
ST | 0 | 0 | 0 | 0 | 0 | 0
STOG | 0 | 0 | 0 | 0 | 0 | 0
STWD | 0 | 0 | 0 | 0 | 0 | 0
WT | 1553.84 | 1553.84 | 1553.84 | 1553.84 | 1553.84 | 1553.84
IGCC | 0 | 0 | 0 | 0 | 0 | 0
DemandResponse | 0 | 0 | 0 | 0 | 0 | 0
IGCC-CCS | 0 | 0 | 0 | 0 | 0 | 0
WT_off | 0 | 0 | 0 | 0 | 0 | 0
PseudoUnit | 0 | 0 | 0 | 0 | 0 | 0
FixedInterchange | 0 | 0 | 0 | 0 | 0 | 0
Total Generation by Reporting Type: BC
ReportingType | 2015 | 2020 | 2025 | 2030 | 2035 | 2040
BM | 0 | 0 | 0 | 0 | 0 | 0
CC | 10506.74 | 11828.8 | 15743.25 | 20871.64 | 25831.92 | 31009.42
CSP | 0 | 0 | 0 | 0 | 0 | 0
CT | 0 | 0 | 0 | 0 | 0 | 0
Coal | 0 | 0 | 0 | 0 | 0 | 0
Geo | 0 | 0 | 0 | 0 | 0 | 0
H | 54411.22 | 54411.22 | 54411.22 | 54411.22 | 54411.22 | 54411.22
LFG | 189.22 | 189.22 | 189.22 | 189.22 | 189.22 | 189.22
Nuc | 0 | 0 | 0 | 0 | 0 | 0
PS | 0 | 0 | 0 | 0 | 0 | 0
PV | 0 | 0 | 0 | 0 | 0 | 0
PeakG | 0 | 0 | 0 | 0 | 0 | 0
PeakO | 0 | 0 | 0 | 0 | 0 | 0
ST | 0 | 0 | 0 | 0 | 0 | 0
STOG | 0 | 0 | 0 | 0 | 0 | 0
STWD | 0 | 0 | 0 | 0 | 0 | 0
WT | 568.82 | 568.82 | 568.82 | 568.82 | 568.82 | 568.82
IGCC | 0 | 0 | 0 | 0 | 0 | 0
DemandResponse | 0 | 0 | 0 | 0 | 0 | 0
IGCC-CCS | 0 | 0 | 0 | 0 | 0 | 0
WT_off | 0 | 0 | 0 | 0 | 0 | 0
PseudoUnit | 0 | 0 | 0 | 0 | 0 | 0
FixedInterchange | 0 | 0 | 0 | 0 | 0 | 0
Total Generation by Reporting Type: HQ_IESO
ReportingType | 2015 | 2020 | 2025 | 2030 | 2035 | 2040
BM | 0 | 0 | 0 | 0 | 0 | 0
CC | 0 | 0 | 0 | 0 | 0 | 0
CSP | 0 | 0 | 0 | 0 | 0 | 0
CT | 0 | 0 | 0 | 0 | 0 | 0
Coal | 0 | 0 | 0 | 0 | 0 | 0
Geo | 0 | 0 | 0 | 0 | 0 | 0
H | 0 | 0 | 0 | 0 | 0 | 0
LFG | 0 | 0 | 0 | 0 | 0 | 0
Nuc | 0 | 0 | 0 | 0 | 0 | 0
PS | 0 | 0 | 0 | 0 | 0 | 0
PV | 0 | 0 | 0 | 0 | 0 | 0
PeakG | 0 | 0 | 0 | 0 | 0 | 0
PeakO | 0 | 0 | 0 | 0 | 0 | 0
ST | 0 | 0 | 0 | 0 | 0 | 0
STOG | 0 | 0 | 0 | 0 | 0 | 0
STWD | 0 | 0 | 0 | 0 | 0 | 0
WT | 0 | 0 | 0 | 0 | 0 | 0
IGCC | 0 | 0 | 0 | 0 | 0 | 0
DemandResponse | 0 | 0 | 0 | 0 | 0 | 0
IGCC-CCS | 0 | 0 | 0 | 0 | 0 | 0
WT_off | 0 | 0 | 0 | 0 | 0 | 0
PseudoUnit | 0 | 0 | 0 | 0 | 0 | 0
FixedInterchange | 24966 | 24966 | 24966 | 24966 | 24966 | 24966
Total Generation by Reporting Type: HQ_NEISO
ReportingType | 2015 | 2020 | 2025 | 2030 | 2035 | 2040
BM | 0 | 0 | 0 | 0 | 0 | 0
CC | 0 | 0 | 0 | 0 | 0 | 0
CSP | 0 | 0 | 0 | 0 | 0 | 0
CT | 0 | 0 | 0 | 0 | 0 | 0
Coal | 0 | 0 | 0 | 0 | 0 | 0
Geo | 0 | 0 | 0 | 0 | 0 | 0
H | 0 | 0 | 0 | 0 | 0 | 0
LFG | 0 | 0 | 0 | 0 | 0 | 0
Nuc | 0 | 0 | 0 | 0 | 0 | 0
PS | 0 | 0 | 0 | 0 | 0 | 0
PV | 0 | 0 | 0 | 0 | 0 | 0
PeakG | 0 | 0 | 0 | 0 | 0 | 0
PeakO | 0 | 0 | 0 | 0 | 0 | 0
ST | 0 | 0 | 0 | 0 | 0 | 0
STOG | 0 | 0 | 0 | 0 | 0 | 0
STWD | 0 | 0 | 0 | 0 | 0 | 0
WT | 0 | 0 | 0 | 0 | 0 | 0
IGCC | 0 | 0 | 0 | 0 | 0 | 0
DemandResponse | 0 | 0 | 0 | 0 | 0 | 0
IGCC-CCS | 0 | 0 | 0 | 0 | 0 | 0
WT_off | 0 | 0 | 0 | 0 | 0 | 0
PseudoUnit | 0 | 0 | 0 | 0 | 0 | 0
FixedInterchange | 24300.24 | 24300.24 | 24300.24 | 24300.24 | 24300.24 | 24300.24
Total Generation by Reporting Type: HQ_NY
ReportingType | 2015 | 2020 | 2025 | 2030 | 2035 | 2040
BM | 0 | 0 | 0 | 0 | 0 | 0
CC | 0 | 0 | 0 | 0 | 0 | 0
CSP | 0 | 0 | 0 | 0 | 0 | 0
CT | 0 | 0 | 0 | 0 | 0 | 0
Coal | 0 | 0 | 0 | 0 | 0 | 0
Geo | 0 | 0 | 0 | 0 | 0 | 0
H | 0 | 0 | 0 | 0 | 0 | 0
LFG | 0 | 0 | 0 | 0 | 0 | 0
Nuc | 0 | 0 | 0 | 0 | 0 | 0
PS | 0 | 0 | 0 | 0 | 0 | 0
PV | 0 | 0 | 0 | 0 | 0 | 0
PeakG | 0 | 0 | 0 | 0 | 0 | 0
PeakO | 0 | 0 | 0 | 0 | 0 | 0
ST | 0 | 0 | 0 | 0 | 0 | 0
STOG | 0 | 0 | 0 | 0 | 0 | 0
STWD | 0 | 0 | 0 | 0 | 0 | 0
WT | 0 | 0 | 0 | 0 | 0 | 0
IGCC | 0 | 0 | 0 | 0 | 0 | 0
DemandResponse | 0 | 0 | 0 | 0 | 0 | 0
IGCC-CCS | 0 | 0 | 0 | 0 | 0 | 0
WT_off | 0 | 0 | 0 | 0 | 0 | 0
PseudoUnit | 0 | 0 | 0 | 0 | 0 | 0
FixedInterchange | 12483 | 12483 | 12483 | 12483 | 12483 | 12483
Total Generation by Reporting Type: MARITIMES
ReportingType | 2015 | 2020 | 2025 | 2030 | 2035 | 2040
BM | 0 | 0 | 0 | 0 | 0 | 0
CC | 0 | 0 | 0 | 0 | 0 | 0
CSP | 0 | 0 | 0 | 0 | 0 | 0
CT | 0 | 0 | 0 | 0 | 0 | 0
Coal | 0 | 0 | 0 | 0 | 0 | 0
Geo | 0 | 0 | 0 | 0 | 0 | 0
H | 0 | 0 | 0 | 0 | 0 | 0
LFG | 0 | 0 | 0 | 0 | 0 | 0
Nuc | 0 | 0 | 0 | 0 | 0 | 0
PS | 0 | 0 | 0 | 0 | 0 | 0
PV | 0 | 0 | 0 | 0 | 0 | 0
PeakG | 0 | 0 | 0 | 0 | 0 | 0
PeakO | 0 | 0 | 0 | 0 | 0 | 0
ST | 0 | 0 | 0 | 0 | 0 | 0
STOG | 0 | 0 | 0 | 0 | 0 | 0
STWD | 0 | 0 | 0 | 0 | 0 | 0
WT | 0 | 0 | 0 | 0 | 0 | 0
IGCC | 0 | 0 | 0 | 0 | 0 | 0
DemandResponse | 0 | 0 | 0 | 0 | 0 | 0
IGCC-CCS | 0 | 0 | 0 | 0 | 0 | 0
WT_off | 0 | 0 | 0 | 0 | 0 | 0
PseudoUnit | 0 | 3285 | 3285 | 3285 | 3285 | 3285
FixedInterchange | 11650.8 | 11650.8 | 11650.8 | 11650.8 | 11650.8 | 11650.8
Total Generation by Reporting Type: All
ReportingType | 2015 | 2020 | 2025 | 2030 | 2035 | 2040
BM | 4957.91 | 98460.17 | 142415.19 | 199369.57 | 213649.75 | 219972.12
CC | 1039446.55 | 1071891.54 | 932060.92 | 870722.46 | 1122314.45 | 1262742.93
CSP | 0 | 0 | 0 | 0 | 0 | 0
CT | 1389.27 | 1986.32 | 2239.69 | 1348.63 | 4587.4 | 6153.63
Coal | 1810257.46 | 1621361.03 | 1623873.85 | 1572021.23 | 1688932.83 | 1881733.37
Geo | 20459.37 | 37727.52 | 74379.54 | 74585.65 | 74585.65 | 74585.65
H | 442303.13 | 449744.75 | 466539.79 | 484117.58 | 484252.75 | 486277.64
LFG | 32608.22 | 48005.68 | 65429.32 | 71133.39 | 71137.33 | 71137.33
Nuc | 896391.88 | 921988.43 | 927341.58 | 919965.41 | 725092.39 | 571594.69
PS | 7078.69 | 8945.38 | 8661 | 8013.52 | 12564.62 | 13034.39
PV | 1434.33 | 5255.21 | 7138.04 | 7573.67 | 7685.49 | 7933.56
PeakG | 3216.77 | 4597.86 | 4826 | 3540.63 | 6863.48 | 5205.86
PeakO | 0 | 0 | 0 | 0 | 0 | 0
ST | 2659.82 | 5445.31 | 6520.39 | 7007.1 | 7007.1 | 7007.1
STOG | 17093.55 | 18763.5 | 17494.77 | 14007.29 | 18347.32 | 17731.34
STWD | 20467.73 | 21267.23 | 19662.82 | 21543.17 | 21818.91 | 22388.17
WT | 178097.45 | 314929.93 | 467919.32 | 615828 | 626824.4 | 643870.21
IGCC | 4427.31 | 4427.31 | 4427.31 | 4427.31 | 4427.31 | 4427.31
DemandResponse | 0 | 0 | 0 | 0 | 0 | 0
IGCC-CCS | 0 | 0 | 0 | 0 | 0 | 0
WT_off | 1873.58 | 1873.58 | 62125.69 | 136003.33 | 144056.14 | 159229.3
PseudoUnit | 0 | 3285 | 3285 | 3285 | 3285 | 3285
FixedInterchange | 73400.04 | 73400.04 | 73400.04 | 73400.04 | 73400.04 | 73400.04
Total Generation by Reporting Type: EI_US
ReportingType | 2015 | 2020 | 2025 | 2030 | 2035 | 2040
BM | 4913.11 | 98261.3 | 142272.12 | 185543.18 | 199361.8 | 204814.61
CC | 643301.17 | 657833.45 | 552436.75 | 456844.34 | 650910.32 | 789079.2
CSP | 0 | 0 | 0 | 0 | 0 | 0
CT | 1389.27 | 1986.32 | 2095.31 | 1204.25 | 4587.4 | 6122.12
Coal | 1413158.57 | 1218527.97 | 1215814.93 | 1164743.49 | 1269708.29 | 1384158.56
Geo | 354.6 | 354.6 | 354.6 | 354.6 | 354.6 | 354.6
H | 108753.3 | 114027.49 | 118601.66 | 118601.66 | 118736.83 | 120761.72
LFG | 27266.03 | 38552.51 | 46347.41 | 51529.82 | 51529.82 | 51529.82
Nuc | 697700.18 | 728199.54 | 728199.54 | 716607.37 | 517621.93 | 376119.89
PS | 6785.98 | 8558.75 | 8181.16 | 7251.73 | 11382.57 | 11191.1
PV | 411.13 | 4232.01 | 6114.84 | 6550.47 | 6713.05 | 6961.12
PeakG | 3212.89 | 4572.9 | 4634.92 | 3125.4 | 6446.2 | 5167.88
PeakO | 0 | 0 | 0 | 0 | 0 | 0
ST | 0 | 0 | 0 | 0 | 0 | 0
STOG | 11615.85 | 12826.6 | 11681.15 | 8725.65 | 12797.97 | 12789.36
STWD | 16354.03 | 17071.49 | 14369.83 | 14772.79 | 15048.53 | 15618.53
WT | 106489.55 | 216845.24 | 319850.28 | 442776.92 | 456585.04 | 469286.78
IGCC | 4427.31 | 4427.31 | 4427.31 | 4427.31 | 4427.31 | 4427.31
DemandResponse | 0 | 0 | 0 | 0 | 0 | 0
IGCC-CCS | 0 | 0 | 0 | 0 | 0 | 0
WT_off | 1873.58 | 1873.58 | 62125.69 | 136003.33 | 144056.14 | 159229.3
PseudoUnit | 0 | 3285 | 3285 | 3285 | 3285 | 3285
FixedInterchange | 48434.04 | 48434.04 | 48434.04 | 48434.04 | 48434.04 | 48434.04
Total Generation by Reporting Type: EI_Canada
ReportingType | 2015 | 2020 | 2025 | 2030 | 2035 | 2040
BM | 0 | 0 | 0 | 0 | 0 | 0
CC | 3218.1 | 3280.21 | 481.5 | 31.2 | 1109.24 | 3582.24
CSP | 0 | 0 | 0 | 0 | 0 | 0
CT | 0 | 0 | 0 | 0 | 0 | 31.51
Coal | 439.55 | 1160.39 | 0 | 0 | 0 | 0
Geo | 0 | 0 | 0 | 0 | 0 | 0
H | 99658.36 | 101825.79 | 114046.66 | 130208.86 | 130208.86 | 130208.86
LFG | 926.37 | 926.37 | 926.37 | 926.37 | 930.31 | 930.31
Nuc | 84600.48 | 79697.67 | 85050.82 | 89266.82 | 93379.23 | 81383.57
PS | 4.3 | 1.23 | 4.3 | 41.2 | 53.5 | 25.83
PV | 78.84 | 78.84 | 78.84 | 78.84 | 78.84 | 78.84
PeakG | 0 | 0 | 0 | 0 | 0 | 0
PeakO | 0 | 0 | 0 | 0 | 0 | 0
ST | 0 | 0 | 0 | 0 | 0 | 0
STOG | 0 | 0 | 0 | 0 | 0 | 0
STWD | 0 | 0 | 0 | 0 | 0 | 0
WT | 9925.81 | 9925.81 | 9925.81 | 9925.81 | 4651.73 | 4651.73
IGCC | 0 | 0 | 0 | 0 | 0 | 0
DemandResponse | 0 | 0 | 0 | 0 | 0 | 0
IGCC-CCS | 0 | 0 | 0 | 0 | 0 | 0
WT_off | 0 | 0 | 0 | 0 | 0 | 0
PseudoUnit | 0 | 0 | 0 | 0 | 0 | 0
FixedInterchange | 24966 | 24966 | 24966 | 24966 | 24966 | 24966
Total Generation by Reporting Type: EI
ReportingType | 2015 | 2020 | 2025 | 2030 | 2035 | 2040
BM | 4913.11 | 98261.3 | 142272.12 | 185543.18 | 199361.8 | 204814.61
CC | 646519.27 | 661113.66 | 552918.26 | 456875.54 | 652019.56 | 792661.43
CSP | 0 | 0 | 0 | 0 | 0 | 0
CT | 1389.27 | 1986.32 | 2095.31 | 1204.25 | 4587.4 | 6153.63
Coal | 1413598.12 | 1219688.36 | 1215814.93 | 1164743.49 | 1269708.29 | 1384158.56
Geo | 354.6 | 354.6 | 354.6 | 354.6 | 354.6 | 354.6
H | 208411.66 | 215853.28 | 232648.32 | 248810.52 | 248945.69 | 250970.58
LFG | 28192.4 | 39478.88 | 47273.78 | 52456.19 | 52460.14 | 52460.14
Nuc | 782300.66 | 807897.21 | 813250.36 | 805874.19 | 611001.16 | 457503.46
PS | 6790.28 | 8559.98 | 8185.46 | 7292.94 | 11436.08 | 11216.93
PV | 489.97 | 4310.85 | 6193.68 | 6629.31 | 6791.89 | 7039.96
PeakG | 3212.89 | 4572.9 | 4634.92 | 3125.4 | 6446.2 | 5167.88
PeakO | 0 | 0 | 0 | 0 | 0 | 0
ST | 0 | 0 | 0 | 0 | 0 | 0
STOG | 11615.85 | 12826.6 | 11681.15 | 8725.65 | 12797.97 | 12789.36
STWD | 16354.03 | 17071.49 | 14369.83 | 14772.79 | 15048.53 | 15618.53
WT | 116415.35 | 226771.04 | 329776.09 | 452702.73 | 461236.77 | 473938.5
IGCC | 4427.31 | 4427.31 | 4427.31 | 4427.31 | 4427.31 | 4427.31
DemandResponse | 0 | 0 | 0 | 0 | 0 | 0
IGCC-CCS | 0 | 0 | 0 | 0 | 0 | 0
WT_off | 1873.58 | 1873.58 | 62125.69 | 136003.33 | 144056.14 | 159229.3
PseudoUnit | 0 | 3285 | 3285 | 3285 | 3285 | 3285
FixedInterchange | 73400.04 | 73400.04 | 73400.04 | 73400.04 | 73400.04 | 73400.04
Total Generation by Reporting Type: Outside_EI
ReportingType | 2015 | 2020 | 2025 | 2030 | 2035 | 2040
BM | 44.8 | 198.87 | 143.07 | 13826.39 | 14287.95 | 15157.51
CC | 392927.28 | 410777.88 | 379142.66 | 413846.92 | 470294.89 | 470081.5
CSP | 0 | 0 | 0 | 0 | 0 | 0
CT | 0 | 0 | 144.37 | 144.37 | 0 | 0
Coal | 396659.34 | 401672.67 | 408058.91 | 407277.75 | 419224.55 | 497574.81
Geo | 20104.76 | 37372.91 | 74024.94 | 74231.05 | 74231.05 | 74231.05
H | 233891.47 | 233891.47 | 233891.47 | 235307.06 | 235307.06 | 235307.06
LFG | 4415.83 | 8526.8 | 18155.54 | 18677.2 | 18677.2 | 18677.2
Nuc | 114091.22 | 114091.22 | 114091.22 | 114091.22 | 114091.22 | 114091.24
PS | 288.41 | 385.4 | 475.54 | 720.58 | 1128.55 | 1817.46
PV | 944.36 | 944.36 | 944.36 | 944.36 | 893.6 | 893.6
PeakG | 3.88 | 24.95 | 191.08 | 415.23 | 417.28 | 37.98
PeakO | 0 | 0 | 0 | 0 | 0 | 0
ST | 2659.82 | 5445.31 | 6520.39 | 7007.1 | 7007.1 | 7007.1
STOG | 5477.7 | 5936.9 | 5813.62 | 5281.64 | 5549.35 | 4941.97
STWD | 4113.7 | 4195.75 | 5292.99 | 6770.39 | 6770.39 | 6769.64
WT | 61682.09 | 88158.88 | 138143.24 | 163125.27 | 165587.63 | 169931.71
IGCC | 0 | 0 | 0 | 0 | 0 | 0
DemandResponse | 0 | 0 | 0 | 0 | 0 | 0
IGCC-CCS | 0 | 0 | 0 | 0 | 0 | 0
WT_off | 0 | 0 | 0 | 0 | 0 | 0
PseudoUnit | 0 | 0 | 0 | 0 | 0 | 0
FixedInterchange | 0 | 0 | 0 | 0 | 0 | 0
#2 | Energy Demand (TWh)
Energy Demand by Pool & Region:
Pool/Region | 2015 | 2020 | 2025 | 2030 | 2035 | 2040
ENT | 170.26 | 175.54 | 177.34 | 183.87 | 181 | 184.46
FRCC | 249.48 | 260.95 | 271.89 | 275.57 | 309.06 | 326.18
MAPP_US | 29.17 | 31.41 | 31.86 | 35.25 | 39.47 | 41.82
MISO_IN | 101.22 | 100.9 | 101.94 | 112.66 | 117.72 | 121.41
MISO_MI | 97.66 | 100.75 | 106.38 | 110.24 | 115.31 | 119.8
MISO_MO-IL | 99.44 | 103.81 | 111.5 | 115.53 | 119.46 | 123.95
MISO_W | 139.47 | 141.73 | 151.35 | 168.59 | 175.05 | 179.33
MISO_WUMS | 69.39 | 70.31 | 73.54 | 72.62 | 81.3 | 84.31
NE | 33.62 | 35.9 | 36.09 | 41.26 | 43.68 | 44.91
NEISO | 132.39 | 133.52 | 134.39 | 132.78 | 133.46 | 134.17
NonRTO_Midwest | 59.38 | 62.44 | 68.03 | 68.12 | 68.21 | 69.49
NYISO_A-F | 59.68 | 62.57 | 62.76 | 64.05 | 64.93 | 66.72
NYISO_G-I | 18.17 | 19.03 | 19.55 | 19.94 | 20.91 | 21.92
NYISO_J-K | 68.56 | 72.99 | 75.2 | 77.47 | 82.66 | 87.24
PJM_E | 131.36 | 121.31 | 125.98 | 131.18 | 135.93 | 143.89
PJM_ROM | 147.08 | 151.77 | 157.61 | 164.06 | 170.1 | 175.07
PJM_ROR | 542.4 | 527.37 | 541.6 | 536.42 | 557.15 | 575.21
SOCO | 269.47 | 290.72 | 302.07 | 303.39 | 306.28 | 329.67
SPP_N | 81.47 | 87.77 | 92.68 | 97.82 | 104.85 | 108.36
SPP_S | 178.66 | 186.81 | 193.81 | 195.45 | 208.17 | 211.36
TVA | 186.95 | 181.85 | 185.89 | 199.35 | 191.49 | 190.12
TVA_Transmission | 0 | 0 | 0 | 0 | 0 | 0
VACAR | 249.92 | 276.43 | 289.58 | 295.84 | 315.88 | 332.36
IESO | 141.43 | 136.52 | 141.89 | 146.15 | 151.4 | 156.84
MAPP_CA | 53.64 | 56.53 | 59.08 | 61.18 | 63.73 | 66.38
AZ_NM_SNV_Coal | 133.54 | 142.62 | 153.09 | 170.69 | 176.61 | 192.29
AZ_NM_SNV_Gas | 0 | 0 | 0 | 0 | 0 | 0
AZ_NM_SNV_NucRenew | 0 | 0 | 0 | 0 | 0 | 0
ERCOT | 336.37 | 351.88 | 368.67 | 383.74 | 393.31 | 410.69
NP15 | 114.62 | 119.49 | 125.25 | 133.78 | 140.89 | 146.72
NWPP_Coal | 255.71 | 273.72 | 289.62 | 307.3 | 325.34 | 338.64
NWPP_Gas | 0 | 0 | 0 | 0 | 0 | 0
NWPP_NucRenew | 0 | 0 | 0 | 0 | 0 | 0
RMPA | 72.48 | 81.15 | 87.69 | 90.79 | 96.69 | 102.97
SP15 | 189.18 | 201.93 | 210.72 | 222.33 | 234.13 | 247.41
ALB | 69.09 | 72.79 | 78.47 | 83.82 | 90.06 | 96.76
BC | 66.88 | 68.93 | 72.69 | 75.96 | 79.83 | 83.9
HQ_IESO | 0 | 0 | 0 | 0 | 0 | 0
HQ_NEISO | 0 | 0 | 0 | 0 | 0 | 0
HQ_NY | 0 | 0 | 0 | 0 | 0 | 0
MARITIMES | 0 | 0 | 0 | 0 | 0 | 0
All | 4548.12 | 4701.43 | 4898.19 | 5077.21 | 5294.08 | 5514.33
EI_US | 3115.17 | 3195.88 | 3311.02 | 3401.48 | 3542.07 | 3671.72
EI_Canada | 195.07 | 193.04 | 200.97 | 207.33 | 215.13 | 223.22
EI | 3310.24 | 3388.92 | 3511.98 | 3608.81 | 3757.21 | 3894.94
Outside_EI | 1237.89 | 1312.5 | 1386.21 | 1468.4 | 1536.87 | 1619.39
#3 | Generation Minus Energy (TWh)
Generation Minus Energy by Pool & Region:
Pool/Region | 2015 | 2020 | 2025 | 2030 | 2035 | 2040
ENT | 1.12 | 0.58 | -6.09 | -21.87 | -19.85 | -25.31
FRCC | -1.72 | -2.02 | -3.57 | -7.19 | -3.52 | -12.78
MAPP_US | 9.54 | 8.24 | 7.69 | 19.58 | 27.1 | 31.35
MISO_IN | -4.2 | 2.72 | 3.8 | -12.35 | 2.04 | 7.48
MISO_MI | -10.49 | -14.07 | -20.26 | -31.02 | -31.58 | -36.61
MISO_MO-IL | 27.38 | 6.55 | 4.16 | -4.42 | 4.34 | -0.68
MISO_W | 4.14 | -0.17 | -0.51 | 8.17 | -11.59 | 3.75
MISO_WUMS | -12.21 | -7.54 | -10.89 | -14.54 | -6.38 | -13.98
NE | 9.85 | 14.27 | 13.99 | 8.94 | -2.9 | 6.93
NEISO | -33.81 | -37.55 | -36.43 | -33.14 | -28.89 | -26.85
NonRTO_Midwest | -0.86 | -0.84 | -1.36 | -1.47 | -0.67 | -0.45
NYISO_A-F | 11.1 | 10.98 | 10.4 | 5.88 | 1.5 | -6.36
NYISO_G-I | 3.14 | 4.24 | 3.94 | 3.99 | 9.72 | 28.34
NYISO_J-K | -44.49 | -44.62 | -46.32 | -49.17 | -48.77 | -51.17
PJM_E | -29.57 | -9 | -3.6 | -4.49 | -4.51 | -10.97
PJM_ROM | -31.57 | -16.94 | -26.9 | -31.16 | -23.23 | 44.54
PJM_ROR | 75.91 | 42.96 | 54.44 | 70.08 | 47.03 | -7.11
SOCO | 1.19 | 1.35 | 3.37 | -5.16 | -4.29 | 5.37
SPP_N | 0.82 | -6.79 | -4.29 | 10.7 | 6.87 | 2.92
SPP_S | -19.44 | -12.35 | -9.98 | -9.42 | 3.28 | -1.15
TVA | 1.22 | 1.55 | 0.55 | 1.9 | 2.7 | -2.24
TVA_Transmission | 0 | 0 | 0 | 0 | 0 | 0
VACAR | -24.21 | -9.28 | -5.65 | 13.74 | 9.79 | 10.88
IESO | 9.79 | 9.79 | 9.79 | 9.79 | 4.47 | -10.49
MAPP_CA | -6.01 | -5.93 | -0.24 | 13.36 | 10.81 | 8.16
AZ_NM_SNV_Coal | -56.52 | -65.15 | -75.62 | -93.21 | -99.14 | -50.29
AZ_NM_SNV_Gas | 104.79 | 126.21 | 125.97 | 155.54 | 170.43 | 159.26
AZ_NM_SNV_NucRenew | 42.17 | 43.71 | 58.11 | 60.24 | 60.24 | 60.24
ERCOT | -0.11 | -0.15 | -0.33 | -2.54 | -1.48 | -2.06
NP15 | -20.48 | -19.68 | -5.49 | -13.69 | -30.46 | -43.04
NWPP_Coal | -158.52 | -176.65 | -192.55 | -210.23 | -228.27 | -241.56
NWPP_Gas | 50.58 | 50.58 | 50.58 | 72.77 | 109.68 | 117.76
NWPP_NucRenew | 162.47 | 162.55 | 168.9 | 170.67 | 170.67 | 170.67
RMPA | -1.1 | -1.13 | 0.73 | -1.75 | 1.58 | 5.12
SP15 | -122.16 | -118.91 | -130.05 | -144.29 | -157.79 | -178.98
ALB | -0.49 | -0.33 | 0.35 | -0.31 | -0.03 | -2.26
BC | -1.21 | -1.93 | -1.78 | 0.08 | 1.17 | 2.28
HQ_IESO | 24.97 | 24.97 | 24.97 | 24.97 | 24.97 | 24.97
HQ_NEISO | 24.3 | 24.3 | 24.3 | 24.3 | 24.3 | 24.3
HQ_NY | 12.48 | 12.48 | 12.48 | 12.48 | 12.48 | 12.48
MARITIMES | 11.65 | 14.94 | 14.94 | 14.94 | 14.94 | 14.94
All | 9.44 | 11.93 | 11.55 | 10.68 | 16.75 | 17.38
EI_US | -18.73 | -16.01 | -21.79 | -30.7 | -20.09 | -2.39
EI_Canada | 28.75 | 28.82 | 34.51 | 48.12 | 40.25 | 22.64
EI | 10.02 | 12.81 | 12.72 | 17.42 | 20.16 | 20.25
Outside_EI | -0.58 | -0.88 | -1.18 | -6.74 | -3.41 | -2.87
#4 | Fuel Use (TBtu)
Total Fuel Consumption by Reporting Type: Entergy
ReportingType | 2015 | 2020 | 2025 | 2030 | 2035 | 2040
BM | 0 | 0 | 0 | 0 | 0 | 0
CC | 471.4 | 565.78 | 507.69 | 411.28 | 444.77 | 395.03
CSP | 0 | 0 | 0 | 0 | 0 | 0
CT | 0 | 0 | 0 | 0 | 0 | 0
Coal | 611.29 | 545.69 | 580.38 | 604.59 | 612.4 | 728.46
Geo | 0 | 0 | 0 | 0 | 0 | 0
H | 0 | 0 | 0 | 0 | 0 | 0
LFG | 0 | 0 | 0 | 11.56 | 11.56 | 11.56
Nuc | 464.87 | 464.87 | 464.87 | 464.87 | 392.68 | 307.2
PS | 0 | 0 | 0 | 0 | 0 | 0
PV | 0 | 0 | 0 | 0 | 0 | 0
PeakG | 0 | 0 | 0.35 | 0.33 | 0.38 | 0.18
PeakO | 0 | 0 | 0 | 0 | 0 | 0
ST | 0 | 0 | 0 | 0 | 0 | 0
STOG | 15.08 | 16.72 | 12.89 | 11.37 | 12.54 | 12.71
STWD | 18.94 | 1.54 | 1.06 | 1 | 1.79 | 1.79
WT | 0 | 0 | 0 | 0 | 0 | 0
IGCC | 0 | 0 | 0 | 0 | 0 | 0
DemandResponse | 0 | 0 | 0 | 0 | 0 | 0
IGCC-CCS | 0 | 0 | 0 | 0 | 0 | 0
WT_off | 0 | 0 | 0 | 0 | 0 | 0
PseudoUnit | 0 | 0 | 0 | 0 | 0 | 0
FixedInterchange | 0 | 0 | 0 | 0 | 0 | 0
Total Fuel Consumption by Reporting Type: FRCC
ReportingType | 2015 | 2020 | 2025 | 2030 | 2035 | 2040
BM | 0 | 94.89 | 194.31 | 194.31 | 194.31 | 194.31
CC | 1056.4 | 1073.18 | 1077.41 | 1072.98 | 1369.16 | 1488.56
CSP | 0 | 0 | 0 | 0 | 0 | 0
CT | 10.39 | 10.45 | 10.27 | 5.53 | 10.27 | 9.65
Coal | 614.12 | 599.08 | 612.6 | 629.14 | 642.17 | 642.17
Geo | 0 | 0 | 0 | 0 | 0 | 0
H | 0 | 0 | 0 | 0 | 0 | 0
LFG | 0 | 21.31 | 21.31 | 21.31 | 21.31 | 21.31
Nuc | 352.09 | 352.09 | 352.09 | 352.09 | 214.42 | 71.5
PS | 0 | 0 | 0 | 0 | 0 | 0
PV | 0 | 0 | 0 | 0 | 0 | 0
PeakG | 4.53 | 6.59 | 10.04 | 7.88 | 5.89 | 5.13
PeakO | 0 | 0 | 0 | 0 | 0 | 0
ST | 0 | 0 | 0 | 0 | 0 | 0
STOG | 39.85 | 36.08 | 31.55 | 24.61 | 20.09 | 20.37
STWD | 15.45 | 15.45 | 15.45 | 15.45 | 15.45 | 15.45
WT | 0 | 0 | 0 | 0 | 0 | 0
IGCC | 0 | 0 | 0 | 0 | 0 | 0
DemandResponse | 0 | 0 | 0 | 0 | 0 | 0
IGCC-CCS | 0 | 0 | 0 | 0 | 0 | 0
WT_off | 0 | 0 | 0 | 0 | 0 | 0
PseudoUnit | 0 | 0 | 0 | 0 | 0 | 0
FixedInterchange | 0 | 0 | 0 | 0 | 0 | 0
Total Fuel Consumption by Reporting Type: MAPP_US
ReportingType | 2015 | 2020 | 2025 | 2030 | 2035 | 2040
BM | 0 | 0 | 0 | 0 | 0 | 0
CC | 1.88 | 2.44 | 1.65 | 0.85 | 1.44 | 1.44
CSP | 0 | 0 | 0 | 0 | 0 | 0
CT | 0 | 0 | 0 | 0 | 0 | 0
Coal | 233.11 | 185.28 | 185.28 | 174.62 | 185.28 | 185.28
Geo | 0 | 0 | 0 | 0 | 0 | 0
H | 0 | 0 | 0 | 0 | 0 | 0
LFG | 0 | 0 | 0 | 7.71 | 7.71 | 7.71
Nuc | 0 | 0 | 0 | 0 | 0 | 0
PS | 0 | 0 | 0 | 0 | 0 | 0
PV | 0 | 0 | 0 | 0 | 0 | 0
PeakG | 0.25 | 0.9 | 0.9 | 0.25 | 1.75 | 0.68
PeakO | 0 | 0 | 0 | 0 | 0 | 0
ST | 0 | 0 | 0 | 0 | 0 | 0
STOG | 0 | 0 | 0 | 0 | 0 | 0
STWD | 0 | 0 | 0 | 0 | 0 | 0
WT | 0.01 | 0.01 | 0.01 | 0.03 | 0.04 | 0.04
IGCC | 0 | 0 | 0 | 0 | 0 | 0
DemandResponse | 0 | 0 | 0 | 0 | 0 | 0
IGCC-CCS | 0 | 0 | 0 | 0 | 0 | 0
WT_off | 0 | 0 | 0 | 0 | 0 | 0
PseudoUnit | 0 | 0 | 0 | 0 | 0 | 0
FixedInterchange | 0 | 0 | 0 | 0 | 0 | 0
Total Fuel Consumption by Reporting Type: MISO_IN
ReportingType | 2015 | 2020 | 2025 | 2030 | 2035 | 2040
BM | 0 | 0 | 0 | 0 | 0 | 0
CC | 30.57 | 42.98 | 41.53 | 26.47 | 108.96 | 150.22
CSP | 0 | 0 | 0 | 0 | 0 | 0
CT | 0 | 0 | 0 | 0 | 0 | 0
Coal | 872.4 | 925.92 | 942.55 | 906.7 | 978.33 | 1007.56
Geo | 0 | 0 | 0 | 0 | 0 | 0
H | 0 | 0 | 0 | 0 | 0 | 0
LFG | 0 | 0 | 8.62 | 8.62 | 8.62 | 8.62
Nuc | 0 | 0 | 0 | 0 | 0 | 0
PS | 0 | 0 | 0 | 0 | 0 | 0
PV | 0 | 0 | 0 | 0 | 0 | 0
PeakG | 0.08 | 0 | 0.31 | 0.31 | 1.07 | 1.07
PeakO | 0 | 0 | 0 | 0 | 0 | 0
ST | 0 | 0 | 0 | 0 | 0 | 0
STOG | 0.65 | 1.26 | 0.65 | 1.26 | 1.26 | 1.26
STWD | 0 | 0 | 0 | 0 | 0 | 0
WT | 0 | 0 | 0 | 0 | 0 | 0
IGCC | 40.45 | 40.45 | 40.45 | 40.45 | 40.45 | 40.45
DemandResponse | 0 | 0 | 0 | 0 | 0 | 0
IGCC-CCS | 0 | 0 | 0 | 0 | 0 | 0
WT_off | 0 | 0 | 0 | 0 | 0 | 0
PseudoUnit | 0 | 0 | 0 | 0 | 0 | 0
FixedInterchange | 0 | 0 | 0 | 0 | 0 | 0
Total Fuel Consumption by Reporting Type: MISO_MI
ReportingType | 2015 | 2020 | 2025 | 2030 | 2035 | 2040
BM | 0 | 0 | 0 | 0 | 0 | 0
CC | 71.93 | 106.18 | 76.88 | 50.66 | 69.09 | 52.86
CSP | 0 | 0 | 0 | 0 | 0 | 0
CT | 0 | 0 | 0 | 0 | 0 | 0
Coal | 547.11 | 495.64 | 505.16 | 464.59 | 538.04 | 546.86
Geo | 0 | 0 | 0 | 0 | 0 | 0
H | 0 | 0 | 0 | 0 | 0 | 0
LFG | 0 | 0 | 17.24 | 17.24 | 17.24 | 17.24
Nuc | 174.19 | 174.19 | 174.19 | 174.19 | 102.45 | 102.45
PS | 0 | 0 | 0 | 0 | 0 | 0
PV | 0 | 0 | 0 | 0 | 0 | 0
PeakG | 0.33 | 0.32 | 0.25 | 0.18 | 0.75 | 1.24
PeakO | 0 | 0 | 0 | 0 | 0 | 0
ST | 0 | 0 | 0 | 0 | 0 | 0
STOG | 5.27 | 8.7 | 6.45 | 5.76 | 8.53 | 12.13
STWD | 1.69 | 6 | 13.39 | 13.39 | 13.39 | 13.39
WT | 0.01 | 0.01 | 0.01 | 0.01 | 0.01 | 0.01
IGCC | 0 | 0 | 0 | 0 | 0 | 0
DemandResponse | 0 | 0 | 0 | 0 | 0 | 0
IGCC-CCS | 0 | 0 | 0 | 0 | 0 | 0
WT_off | 0 | 0 | 0 | 0 | 0 | 0
PseudoUnit | 0 | 0 | 0 | 0 | 0 | 0
FixedInterchange | 0 | 0 | 0 | 0 | 0 | 0
Total Fuel Consumption by Reporting Type: MISO_MO-IL
ReportingType | 2015 | 2020 | 2025 | 2030 | 2035 | 2040
BM | 0 | 0 | 0 | 0 | 0 | 0
CC | 20.17 | 28.15 | 22.5 | 11.14 | 13.34 | 12.81
CSP | 0 | 0 | 0 | 0 | 0 | 0
CT | 0 | 0 | 0 | 0 | 0 | 0
Coal | 1035.5 | 857.75 | 887.26 | 856.16 | 983.79 | 972.71
Geo | 0 | 0 | 0 | 0 | 0 | 0
H | 0 | 0 | 0 | 0 | 0 | 0
LFG | 0 | 0 | 24.03 | 24.03 | 24.03 | 24.03
Nuc | 178.81 | 178.81 | 178.81 | 178.81 | 178.81 | 178.81
PS | 0 | 0 | 0 | 0 | 0 | 0
PV | 0 | 0 | 0 | 0 | 0 | 0
PeakG | 1.58 | 3.05 | 4.66 | 4.83 | 5.23 | 9
PeakO | 0 | 0 | 0 | 0 | 0 | 0
ST | 0 | 0 | 0 | 0 | 0 | 0
STOG | 0.7 | 1.34 | 1.34 | 1.34 | 1.34 | 0.22
STWD | 0 | 0 | 0 | 0 | 0 | 0
WT | 0 | 0 | 0 | 0 | 0 | 0
IGCC | 0 | 0 | 0 | 0 | 0 | 0
DemandResponse | 0 | 0 | 0 | 0 | 0 | 0
IGCC-CCS | 0 | 0 | 0 | 0 | 0 | 0
WT_off | 0 | 0 | 0 | 0 | 0 | 0
PseudoUnit | 0 | 0 | 0 | 0 | 0 | 0
FixedInterchange | 0 | 0 | 0 | 0 | 0 | 0
Total Fuel Consumption by Reporting Type: MISO_W
ReportingType | 2015 | 2020 | 2025 | 2030 | 2035 | 2040
BM | 0 | 0 | 0 | 0 | 0 | 0
CC | 53.46 | 72.12 | 46.83 | 20.5 | 31.49 | 26.5
CSP | 0 | 0 | 0 | 0 | 0 | 0
CT | 0 | 0 | 0 | 0 | 0 | 0
Coal | 902 | 829.58 | 833.61 | 808.06 | 844.81 | 1032.38
Geo | 0 | 0 | 0 | 0 | 0 | 0
H | 0 | 0 | 0 | 0 | 0 | 0
LFG | 0 | 0 | 7.71 | 7.71 | 7.71 | 7.71
Nuc | 190.11 | 190.11 | 190.11 | 190.11 | 0.01 | 0.01
PS | 0 | 0 | 0 | 0 | 0 | 0
PV | 0 | 0 | 0 | 0 | 0 | 0
PeakG | 2.85 | 1.51 | 1.14 | 1.5 | 6.87 | 2.52
PeakO | 0 | 0 | 0 | 0 | 0 | 0
ST | 0 | 0 | 0 | 0 | 0 | 0
STOG | 0.18 | 0.04 | 0.02 | 0.02 | 0.04 | 0
STWD | 0 | 24.21 | 6.68 | 12.77 | 9.24 | 12.77
WT | 0.03 | 0.03 | 0.04 | 0.07 | 0.07 | 0.07
IGCC | 0 | 0 | 0 | 0 | 0 | 0
DemandResponse | 0 | 0 | 0 | 0 | 0 | 0
IGCC-CCS | 0 | 0 | 0 | 0 | 0 | 0
WT_off | 0 | 0 | 0 | 0 | 0 | 0
PseudoUnit | 0 | 0 | 0 | 0 | 0 | 0
FixedInterchange | 0 | 0 | 0 | 0 | 0 | 0
Total Fuel Consumption by Reporting Type: MISO_WUMS
ReportingType | 2015 | 2020 | 2025 | 2030 | 2035 | 2040
BM | 0 | 0 | 0 | 0 | 0 | 0
CC | 88.28 | 110.67 | 87.51 | 63.75 | 221.95 | 178.27
CSP | 0 | 0 | 0 | 0 | 0 | 0
CT | 0 | 5.73 | 8.36 | 5.88 | 12.58 | 16.4
Coal | 257.28 | 279.47 | 289.93 | 278.46 | 334.09 | 347.65
Geo | 0 | 0 | 0 | 0 | 0 | 0
H | 0 | 0 | 0 | 0 | 0 | 0
LFG | 0 | 0 | 24.03 | 24.03 | 24.03 | 24.03
Nuc | 150.68 | 150.68 | 150.68 | 150.68 | 0.01 | 0.01
PS | 0 | 0 | 0 | 0 | 0 | 0
PV | 0 | 0 | 0 | 0 | 0 | 0
PeakG | 0.43 | 0.28 | 0 | 0 | 0 | 0
PeakO | 0 | 0 | 0 | 0 | 0 | 0
ST | 0 | 0 | 0 | 0 | 0 | 0
STOG | 0.03 | 0 | 0 | 0 | 0 | 0
STWD | 0 | 1.06 | 1.06 | 1.23 | 3.45 | 4.97
WT | 0 | 0 | 0 | 0 | 0 | 0
IGCC | 0 | 0 | 0 | 0 | 0 | 0
DemandResponse | 0 | 0 | 0 | 0 | 0 | 0
IGCC-CCS | 0 | 0 | 0 | 0 | 0 | 0
WT_off | 0 | 0 | 0 | 0 | 0 | 0
PseudoUnit | 0 | 0 | 0 | 0 | 0 | 0
FixedInterchange | 0 | 0 | 0 | 0 | 0 | 0
Total Fuel Consumption by Reporting Type: Nebraska
ReportingType | 2015 | 2020 | 2025 | 2030 | 2035 | 2040
BM | 0 | 0 | 0 | 0 | 0 | 0
CC | 8.25 | 3.56 | 3.03 | 1.93 | 2.98 | 2.23
CSP | 0 | 0 | 0 | 0 | 0 | 0
CT | 0 | 0 | 0 | 0 | 0 | 0
Coal | 332.69 | 332.38 | 332.38 | 329.52 | 332.38 | 436.06
Geo | 0 | 0 | 0 | 0 | 0 | 0
H | 0 | 0 | 0 | 0 | 0 | 0
LFG | 0 | 0 | 0 | 7.71 | 7.71 | 7.71
Nuc | 104.28 | 104.28 | 104.28 | 104.28 | 0.02 | 0.02
PS | 0 | 0 | 0 | 0 | 0 | 0
PV | 0 | 0 | 0 | 0 | 0 | 0
PeakG | 0.71 | 2.12 | 1.96 | 1.39 | 0.06 | 0
PeakO | 0 | 0 | 0 | 0 | 0 | 0
ST | 0 | 0 | 0 | 0 | 0 | 0
STOG | 0.34 | 0.64 | 0.64 | 0.64 | 1.25 | 0
STWD | 0 | 0 | 0 | 0 | 0 | 0
WT | 0 | 0.01 | 0.01 | 0.01 | 0.01 | 0.01
IGCC | 0 | 0 | 0 | 0 | 0 | 0
DemandResponse | 0 | 0 | 0 | 0 | 0 | 0
IGCC-CCS | 0 | 0 | 0 | 0 | 0 | 0
WT_off | 0 | 0 | 0 | 0 | 0 | 0
PseudoUnit | 0 | 0 | 0 | 0 | 0 | 0
FixedInterchange | 0 | 0 | 0 | 0 | 0 | 0
Total Fuel Consumption by Reporting Type: NEISO
ReportingType | 2015 | 2020 | 2025 | 2030 | 2035 | 2040
BM | 24.48 | 24.48 | 4.04 | 6.86 | 7.16 | 7.64
CC | 247.68 | 203.25 | 191.48 | 185.14 | 289.37 | 356.19
CSP | 0 | 0 | 0 | 0 | 0 | 0
CT | 0.03 | 0.12 | 0.12 | 0.03 | 0.26 | 0.7
Coal | 0.36 | 0 | 0 | 0 | 0 | 0
Geo | 0 | 0 | 0 | 0 | 0 | 0
H | 0 | 0 | 0 | 0 | 0 | 0
LFG | 5.3 | 5.3 | 12.81 | 12.81 | 12.81 | 12.81
Nuc | 365.51 | 365.51 | 365.51 | 365.51 | 264.08 | 195.08
PS | 0 | 0 | 0 | 0 | 0 | 0
PV | 0 | 0 | 0 | 0 | 0 | 0
PeakG | 0.23 | 0.4 | 0.4 | 0.33 | 1.06 | 1.14
PeakO | 0 | 0 | 0 | 0 | 0 | 0
ST | 0 | 0 | 0 | 0 | 0 | 0
STOG | 0 | 0 | 0 | 0 | 0 | 0
STWD | 51.79 | 51.79 | 30.25 | 28.55 | 32.66 | 34.42
WT | 0 | 0 | 0.01 | 0.01 | 0.01 | 0.01
IGCC | 0 | 0 | 0 | 0 | 0 | 0
DemandResponse | 0 | 0 | 0 | 0 | 0 | 0
IGCC-CCS | 0 | 0 | 0 | 0 | 0 | 0
WT_off | 0 | 0 | 0 | 0 | 0 | 0
PseudoUnit | 0 | 0 | 0 | 0 | 0 | 0
FixedInterchange | 0 | 0 | 0 | 0 | 0 | 0
Total Fuel Consumption by Reporting Type: NonRTO_Midwest
ReportingType | 2015 | 2020 | 2025 | 2030 | 2035 | 2040
BM | 0 | 0 | 0 | 0 | 0 | 0
CC | 0 | 9.86 | 9.86 | 8.7 | 6.11 | 11.29
CSP | 0 | 0 | 0 | 0 | 0 | 0
CT | 0 | 0 | 0 | 0 | 0 | 0
Coal | 575.46 | 588.61 | 594.33 | 597.01 | 606.98 | 615.39
Geo | 0 | 0 | 0 | 0 | 0 | 0
H | 0 | 0 | 0 | 0 | 0 | 0
LFG | 0 | 0 | 17.24 | 17.24 | 17.24 | 17.24
Nuc | 0 | 0 | 0 | 0 | 0 | 0
PS | 0 | 0 | 0 | 0 | 0 | 0
PV | 0 | 0 | 0 | 0 | 0 | 0
PeakG | 1.84 | 3.3 | 4.76 | 3.61 | 7.32 | 5.73
PeakO | 0 | 0 | 0 | 0 | 0 | 0
ST | 0 | 0 | 0 | 0 | 0 | 0
STOG | 0 | 0 | 0 | 0 | 0 | 0
STWD | 0 | 0 | 0 | 0 | 0 | 0
WT | 0 | 0 | 0 | 0 | 0 | 0
IGCC | 0 | 0 | 0 | 0 | 0 | 0
DemandResponse | 0 | 0 | 0 | 0 | 0 | 0
IGCC-CCS | 0 | 0 | 0 | 0 | 0 | 0
WT_off | 0 | 0 | 0 | 0 | 0 | 0
PseudoUnit | 0 | 0 | 0 | 0 | 0 | 0
FixedInterchange | 0 | 0 | 0 | 0 | 0 | 0
Total Fuel Consumption by Reporting Type: NYISO_A-F
ReportingType | 2015 | 2020 | 2025 | 2030 | 2035 | 2040
BM | 0 | 0 | 0 | 0 | 0 | 0
CC | 39.25 | 46.16 | 43.31 | 51.25 | 90.48 | 104.03
CSP | 0 | 0 | 0 | 0 | 0 | 0
CT | 0 | 0 | 0 | 0 | 0 | 0
Coal | 0 | 0 | 0 | 0 | 0 | 0
Geo | 0 | 0 | 0 | 0 | 0 | 0
H | 0 | 0 | 0 | 0 | 0 | 0
LFG | 0.69 | 0.69 | 0.69 | 8 | 8 | 8
Nuc | 270.5 | 270.5 | 270.5 | 220.56 | 173.9 | 105.39
PS | 0 | 0 | 0 | 0 | 0 | 0
PV | 0 | 0 | 0 | 0 | 0 | 0
PeakG | 0 | 0 | 0 | 0 | 0.07 | 0.07
PeakO | 0 | 0 | 0 | 0 | 0 | 0
ST | 0 | 0 | 0 | 0 | 0 | 0
STOG | 0 | 0 | 0 | 0 | 0 | 0
STWD | 0 | 0 | 0 | 0 | 0.01 | 0.03
WT | 0.01 | 0.01 | 0.01 | 0.01 | 0.01 | 0.01
IGCC | 0 | 0 | 0 | 0 | 0 | 0
DemandResponse | 0 | 0 | 0 | 0 | 0 | 0
IGCC-CCS | 0 | 0 | 0 | 0 | 0 | 0
WT_off | 0 | 0 | 0 | 0 | 0 | 0
PseudoUnit | 0 | 0 | 0 | 0 | 0 | 0
FixedInterchange | 0 | 0 | 0 | 0 | 0 | 0
Total Fuel Consumption by Reporting Type: NYISO_G-I
ReportingType | 2015 | 2020 | 2025 | 2030 | 2035 | 2040
BM | 0 | 0 | 0 | 0 | 0 | 0
CC | 33.13 | 46.01 | 47.63 | 46.53 | 141.76 | 319.39
CSP | 0 | 0 | 0 | 0 | 0 | 0
CT | 0 | 0 | 0 | 0 | 0 | 0
Coal | 0 | 0 | 0 | 0 | 0 | 0
Geo | 0 | 0 | 0 | 0 | 0 | 0
H | 0 | 0 | 0 | 0 | 0 | 0
LFG | 0 | 0 | 0 | 8 | 8 | 8
Nuc | 162.83 | 162.83 | 162.83 | 162.83 | 81.65 | 0.03
PS | 0 | 0 | 0 | 0 | 0 | 0
PV | 0 | 0 | 0 | 0 | 0 | 0
PeakG | 0 | 0 | 0 | 0 | 0 | 0
PeakO | 0 | 0 | 0 | 0 | 0 | 0
ST | 0 | 0 | 0 | 0 | 0 | 0
STOG | 0 | 0 | 0 | 0 | 0 | 0
STWD | 0 | 0 | 0 | 0 | 0 | 0
WT | 0 | 0 | 0 | 0 | 0 | 0
IGCC | 0 | 0 | 0 | 0 | 0 | 0
DemandResponse | 0 | 0 | 0 | 0 | 0 | 0
IGCC-CCS | 0 | 0 | 0 | 0 | 0 | 0
WT_off | 0 | 0 | 0 | 0 | 0 | 0
PseudoUnit | 0 | 0 | 0 | 0 | 0 | 0
FixedInterchange | 0 | 0 | 0 | 0 | 0 | 0
Total Fuel Consumption by Reporting Type: NYISO_J-K
ReportingType | 2015 | 2020 | 2025 | 2030 | 2035 | 2040
BM | 0 | 0 | 0 | 0 | 0 | 0
CC | 152.46 | 179.57 | 180.05 | 174.37 | 207.9 | 220.29
CSP | 0 | 0 | 0 | 0 | 0 | 0
CT | 0 | 0 | 0.12 | 0.49 | 2.25 | 3.66
Coal | 0 | 0 | 0 | 0 | 0 | 0
Geo | 0 | 0 | 0 | 0 | 0 | 0
H | 0 | 0 | 0 | 0 | 0 | 0
LFG | 0 | 0 | 0 | 8 | 8 | 8
Nuc | 0 | 0 | 0 | 0 | 0 | 0
PS | 0 | 0 | 0 | 0 | 0 | 0
PV | 0 | 0 | 0 | 0 | 0 | 0
PeakG | 0.53 | 1.86 | 2.29 | 1.66 | 3.98 | 2.22
PeakO | 0 | 0 | 0 | 0 | 0 | 0
ST | 0 | 0 | 0 | 0 | 0 | 0
STOG | 9.92 | 14.86 | 19.36 | 15.66 | 22.91 | 29.17
STWD | 0 | 0 | 0 | 0 | 0 | 0
WT | 0 | 0 | 0 | 0 | 0 | 0
IGCC | 0 | 0 | 0 | 0 | 0 | 0
DemandResponse | 0 | 0 | 0 | 0 | 0 | 0
IGCC-CCS | 0 | 0 | 0 | 0 | 0 | 0
WT_off | 0 | 0 | 0 | 0 | 0 | 0
PseudoUnit | 0 | 0 | 0 | 0 | 0 | 0
FixedInterchange | 0 | 0 | 0 | 0 | 0 | 0
Total Fuel Consumption by Reporting Type: PJM_E
ReportingType | 2015 | 2020 | 2025 | 2030 | 2035 | 2040
BM | 2.91 | 2.91 | 2.91 | 2.91 | 2.91 | 2.91
CC | 179.26 | 280.68 | 201.22 | 142.95 | 287.65 | 344.28
CSP | 0 | 0 | 0 | 0 | 0 | 0
CT | 0 | 0.01 | 0 | 0.01 | 0.11 | 0.03
Coal | 4.06 | 1.19 | 1.19 | 1.17 | 1.91 | 1.91
Geo | 0 | 0 | 0 | 0 | 0 | 0
H | 0 | 0 | 0 | 0 | 0 | 0
LFG | 0.98 | 15.28 | 15.28 | 15.28 | 15.28 | 15.28
Nuc | 702.72 | 651.97 | 651.97 | 651.97 | 468.33 | 371.38
PS | 0 | 0 | 0 | 0 | 0 | 0
PV | 0 | 0 | 0 | 0 | 0 | 0
PeakG | 0.25 | 0.87 | 2.74 | 2.43 | 10.22 | 3.25
PeakO | 0 | 0 | 0 | 0 | 0 | 0
ST | 0 | 0 | 0 | 0 | 0 | 0
STOG | 2.39 | 4.39 | 4.39 | 2.3 | 8.58 | 4.99
STWD | 0 | 0 | 0 | 0 | 0 | 0
WT | 0 | 0 | 0 | 0 | 0 | 0.01
IGCC | 0 | 0 | 0 | 0 | 0 | 0
DemandResponse | 0 | 0 | 0 | 0 | 0 | 0
IGCC-CCS | 0 | 0 | 0 | 0 | 0 | 0
WT_off | 0 | 0 | 0.02 | 0.03 | 0.03 | 0.03
PseudoUnit | 0 | 0 | 0 | 0 | 0 | 0
FixedInterchange | 0 | 0 | 0 | 0 | 0 | 0
Total Fuel Consumption by Reporting Type: PJM_ROM
ReportingType | 2015 | 2020 | 2025 | 2030 | 2035 | 2040
BM | 1.75 | 3.38 | 3.38 | 150.77 | 190.72 | 190.72
CC | 113.77 | 147.81 | 117.67 | 93.58 | 168.43 | 684.63
CSP | 0 | 0 | 0 | 0 | 0 | 0
CT | 0 | 0.01 | 0.02 | 0.01 | 0.07 | 0.02
Coal | 464.48 | 384.73 | 371.73 | 323.42 | 429.67 | 429.67
Geo | 0 | 0 | 0 | 0 | 0 | 0
H | 0 | 0 | 0 | 0 | 0 | 0
LFG | 2.04 | 30.56 | 30.56 | 30.56 | 30.56 | 30.56
Nuc | 420.79 | 420.79 | 420.79 | 420.79 | 276.07 | 200.95
PS | 0 | 0 | 0 | 0 | 0 | 0
PV | 0 | 0 | 0 | 0 | 0 | 0
PeakG | 0 | 0.55 | 0.01 | 0 | 3.33 | 1.74
PeakO | 0 | 0 | 0 | 0 | 0 | 0
ST | 0 | 0 | 0 | 0 | 0 | 0
STOG | 7.33 | 14.3 | 14.3 | 7.33 | 23.53 | 21.29
STWD | 5.38 | 5.38 | 5.38 | 5.38 | 5.38 | 5.38
WT | 0 | 0.02 | 0.02 | 0.02 | 0.02 | 0.02
IGCC | 0 | 0 | 0 | 0 | 0 | 0
DemandResponse | 0 | 0 | 0 | 0 | 0 | 0
IGCC-CCS | 0 | 0 | 0 | 0 | 0 | 0
WT_off | 0 | 0 | 0 | 0 | 0 | 0
PseudoUnit | 0 | 0 | 0 | 0 | 0 | 0
FixedInterchange | 0 | 0 | 0 | 0 | 0 | 0
Total Fuel Consumption by Reporting Type: PJM_ROR
ReportingType | 2015 | 2020 | 2025 | 2030 | 2035 | 2040
BM | 29.31 | 37.37 | 37.37 | 121.46 | 202.33 | 272.75
CC | 439.47 | 433.4 | 311.78 | 181.91 | 305.45 | 259.67
CSP | 0 | 0 | 0 | 0 | 0 | 0
CT | 0.06 | 0.06 | 0.06 | 0.01 | 8.23 | 19.22
Coal | 3518.56 | 2632.47 | 2634.46 | 2606.32 | 2656.36 | 2678.45
Geo | 0 | 0 | 0 | 0 | 0 | 0
H | 0 | 0 | 0 | 0 | 0 | 0
LFG | 6.18 | 61.46 | 61.46 | 61.46 | 61.46 | 61.46
Nuc | 1644.81 | 1644.81 | 1644.81 | 1573.64 | 1222.73 | 821.9
PS | 0 | 0 | 0 | 0 | 0 | 0
PV | 0 | 0 | 0 | 0 | 0 | 0
PeakG | 14.2 | 15.23 | 11.25 | 5.35 | 13.16 | 12.91
PeakO | 0 | 0 | 0 | 0 | 0 | 0
ST | 0 | 0 | 0 | 0 | 0 | 0
STOG | 8.36 | 8.81 | 8.36 | 7.89 | 8.36 | 8.36
STWD | 15.91 | 15.91 | 15.91 | 15.91 | 15.91 | 15.91
WT | 0.03 | 0.06 | 0.1 | 0.13 | 0.13 | 0.13
IGCC | 0 | 0 | 0 | 0 | 0 | 0
DemandResponse | 0 | 0 | 0 | 0 | 0 | 0
IGCC-CCS | 0 | 0 | 0 | 0 | 0 | 0
WT_off | 0 | 0 | 0 | 0 | 0 | 0
PseudoUnit | 0 | 0 | 0 | 0 | 0 | 0
FixedInterchange | 0 | 0 | 0 | 0 | 0 | 0
Total Fuel Consumption by Reporting Type: SOCO
ReportingType | 2015 | 2020 | 2025 | 2030 | 2035 | 2040
BM | 5.34 | 140.77 | 603.25 | 636.25 | 636.25 | 636.25
CC | 807.39 | 763.37 | 568.07 | 485.42 | 464.97 | 463.65
CSP | 0 | 0 | 0 | 0 | 0 | 0
CT | 0 | 0 | 0 | 0 | 0 | 0
Coal | 930.32 | 915.02 | 972.06 | 997.87 | 1059.29 | 1534
Geo | 0 | 0 | 0 | 0 | 0 | 0
H | 0 | 0 | 0 | 0 | 0 | 0
LFG | 0 | 11.56 | 11.56 | 11.56 | 11.56 | 11.56
Nuc | 494.38 | 673.18 | 673.18 | 673.18 | 673.18 | 449.31
PS | 0 | 0 | 0 | 0 | 0 | 0
PV | 0 | 0 | 0 | 0 | 0 | 0
PeakG | 7.24 | 11.57 | 7.7 | 4.61 | 8.84 | 9.13
PeakO | 0 | 0 | 0 | 0 | 0 | 0
ST | 0 | 0 | 0 | 0 | 0 | 0
STOG | 0 | 0 | 0 | 0 | 0 | 0
STWD | 60.13 | 60.13 | 60.13 | 60.13 | 60.13 | 60.13
WT | 0 | 0 | 0 | 0 | 0 | 0
IGCC | 0 | 0 | 0 | 0 | 0 | 0
DemandResponse | 0 | 0 | 0 | 0 | 0 | 0
IGCC-CCS | 0 | 0 | 0 | 0 | 0 | 0
WT_off | 0 | 0 | 0 | 0 | 0 | 0
PseudoUnit | 0 | 0 | 0 | 0 | 0 | 0
FixedInterchange | 0 | 0 | 0 | 0 | 0 | 0
Total Fuel Consumption by Reporting Type: SPP_N
ReportingType | 2015 | 2020 | 2025 | 2030 | 2035 | 2040
BM | 0 | 0 | 0 | 0 | 0 | 0
CC | 49.59 | 22.6 | 13.61 | 9.13 | 12.38 | 10.96
CSP | 0 | 0 | 0 | 0 | 0 | 0
CT | 0 | 0.31 | 0.31 | 0.3 | 12.33 | 9.86
Coal | 647.03 | 614.42 | 589.86 | 584.73 | 590.05 | 590.05
Geo | 0 | 0 | 0 | 0 | 0 | 0
H | 0 | 0 | 0 | 0 | 0 | 0
LFG | 0 | 0 | 0 | 10.22 | 10.22 | 10.22
Nuc | 93.19 | 93.19 | 93.19 | 93.19 | 93.19 | 93.19
PS | 0 | 0 | 0 | 0 | 0 | 0
PV | 0 | 0 | 0 | 0 | 0 | 0
PeakG | 0 | 0.93 | 1.21 | 0.12 | 0 | 0
PeakO | 0 | 0 | 0 | 0 | 0 | 0
ST | 0 | 0 | 0 | 0 | 0 | 0
STOG | 3.77 | 7.36 | 7.36 | 6.34 | 7.48 | 7.28
STWD | 0 | 0 | 0 | 0 | 0 | 0
WT | 0 | 0.01 | 0.02 | 0.04 | 0.04 | 0.04
IGCC | 0 | 0 | 0 | 0 | 0 | 0
DemandResponse | 0 | 0 | 0 | 0 | 0 | 0
IGCC-CCS | 0 | 0 | 0 | 0 | 0 | 0
WT_off | 0 | 0 | 0 | 0 | 0 | 0
PseudoUnit | 0 | 0 | 0 | 0 | 0 | 0
FixedInterchange | 0 | 0 | 0 | 0 | 0 | 0
Total Fuel Consumption by Reporting Type: SPP_S
ReportingType | 2015 | 2020 | 2025 | 2030 | 2035 | 2040
BM | 0 | 0 | 0 | 0 | 0 | 0
CC | 329.46 | 275.73 | 161.48 | 91.41 | 141.87 | 119.84
CSP | 0 | 0 | 0 | 0 | 0 | 0
CT | 0 | 0 | 0 | 0 | 0 | 0
Coal | 917.78 | 823.63 | 790.89 | 714.46 | 845.37 | 827.04
Geo | 0 | 0 | 0 | 0 | 0 | 0
H | 0 | 0 | 0 | 0 | 0 | 0
LFG | 0 | 0 | 0 | 10.22 | 10.22 | 10.22
Nuc | 0 | 0 | 0 | 0 | 0 | 0
PS | 0 | 0 | 0 | 0 | 0 | 0
PV | 0 | 0 | 0 | 0 | 0 | 0
PeakG | 0 | 0 | 0 | 0 | 0 | 0
PeakO | 0 | 0 | 0 | 0 | 0 | 0
ST | 0 | 0 | 0 | 0 | 0 | 0
STOG | 29.33 | 22.42 | 17.11 | 8.63 | 21.16 | 18.95
STWD | 7.67 | 0.72 | 0.43 | 0.39 | 0.71 | 0.71
WT | 0.01 | 0.04 | 0.07 | 0.09 | 0.1 | 0.1
IGCC | 0 | 0 | 0 | 0 | 0 | 0
DemandResponse | 0 | 0 | 0 | 0 | 0 | 0
IGCC-CCS | 0 | 0 | 0 | 0 | 0 | 0
WT_off | 0 | 0 | 0 | 0 | 0 | 0
PseudoUnit | 0 | 0 | 0 | 0 | 0 | 0
FixedInterchange | 0 | 0 | 0 | 0 | 0 | 0
Total Fuel Consumption by Reporting Type: TVA
ReportingType | 2015 | 2020 | 2025 | 2030 | 2035 | 2040
BM | 0 | 295.51 | 326.2 | 621.4 | 679.93 | 679.93
CC | 130.26 | 64.71 | 70.25 | 34.86 | 56.22 | 69.04
CSP | 0 | 0 | 0 | 0 | 0 | 0
CT | 0 | 0 | 0 | 0 | 0 | 1.34
Coal | 871.64 | 678.7 | 676.64 | 651.02 | 694.93 | 713.65
Geo | 0 | 0 | 0 | 0 | 0 | 0
H | 0 | 0 | 0 | 0 | 0 | 0
LFG | 0 | 11.56 | 11.56 | 11.56 | 11.56 | 11.56
Nuc | 676.63 | 676.63 | 676.63 | 676.63 | 474.42 | 371.5
PS | 0 | 0 | 0 | 0 | 0 | 0
PV | 0 | 0 | 0 | 0 | 0 | 0
PeakG | 0 | 0 | 0 | 0 | 0.25 | 0.01
PeakO | 0 | 0 | 0 | 0 | 0 | 0
ST | 0 | 0 | 0 | 0 | 0 | 0
STOG | 0 | 0 | 0 | 0 | 0 | 0
STWD | 0.42 | 0.42 | 0.42 | 0.42 | 0.42 | 0.42
WT | 0 | 0 | 0 | 0 | 0 | 0
IGCC | 0 | 0 | 0 | 0 | 0 | 0
DemandResponse | 0 | 0 | 0 | 0 | 0 | 0
IGCC-CCS | 0 | 0 | 0 | 0 | 0 | 0
WT_off | 0 | 0 | 0 | 0 | 0 | 0
PseudoUnit | 0 | 0 | 0 | 0 | 0 | 0
FixedInterchange | 0 | 0 | 0 | 0 | 0 | 0
Total Fuel Consumption by Reporting Type: TVA_Transmission
ReportingType | 2015 | 2020 | 2025 | 2030 | 2035 | 2040
BM | 0 | 0 | 0 | 0 | 0 | 0
CC | 0 | 0 | 0 | 0 | 0 | 0
CSP | 0 | 0 | 0 | 0 | 0 | 0
CT | 0 | 0 | 0 | 0 | 0 | 0
Coal | 0 | 0 | 0 | 0 | 0 | 0
Geo | 0 | 0 | 0 | 0 | 0 | 0
H | 0 | 0 | 0 | 0 | 0 | 0
LFG | 0 | 0 | 0 | 0 | 0 | 0
Nuc | 0 | 0 | 0 | 0 | 0 | 0
PS | 0 | 0 | 0 | 0 | 0 | 0
PV | 0 | 0 | 0 | 0 | 0 | 0
PeakG | 0 | 0 | 0 | 0 | 0 | 0
PeakO | 0 | 0 | 0 | 0 | 0 | 0
ST | 0 | 0 | 0 | 0 | 0 | 0
STOG | 0 | 0 | 0 | 0 | 0 | 0
STWD | 0 | 0 | 0 | 0 | 0 | 0
WT | 0 | 0 | 0 | 0 | 0 | 0
IGCC | 0 | 0 | 0 | 0 | 0 | 0
DemandResponse | 0 | 0 | 0 | 0 | 0 | 0
IGCC-CCS | 0 | 0 | 0 | 0 | 0 | 0
WT_off | 0 | 0 | 0 | 0 | 0 | 0
PseudoUnit | 0 | 0 | 0 | 0 | 0 | 0
FixedInterchange | 0 | 0 | 0 | 0 | 0 | 0
Total Fuel Consumption by Reporting Type: VACAR
ReportingType | 2015 | 2020 | 2025 | 2030 | 2035 | 2040
BM | 0.09 | 678.09 | 678.09 | 678.09 | 678.09 | 678.09
CC | 219.17 | 160.77 | 103.37 | 35.65 | 58.28 | 94.41
CSP | 0 | 0 | 0 | 0 | 0 | 0
CT | 4.53 | 4.79 | 3.39 | 0.76 | 3.5 | 5.31
Coal | 953.84 | 649.03 | 513.65 | 271.27 | 535.65 | 652.77
Geo | 0 | 0 | 0 | 0 | 0 | 0
H | 0 | 0 | 0 | 0 | 0 | 0
LFG | 0.04 | 11.56 | 11.56 | 11.56 | 11.56 | 11.56
Nuc | 910.72 | 1100.09 | 1100.09 | 1100.09 | 841.29 | 693.25
PS | 0 | 0 | 0 | 0 | 0 | 0
PV | 0 | 0 | 0 | 0 | 0 | 0
PeakG | 1.37 | 2.19 | 2.15 | 0.3 | 1.67 | 2.08
PeakO | 0 | 0 | 0 | 0 | 0 | 0
ST | 0 | 0 | 0 | 0 | 0 | 0
STOG | 0 | 0 | 0 | 0 | 0 | 0
STWD | 24.47 | 24.47 | 24.47 | 24.47 | 24.47 | 24.47
WT | 0 | 0.01 | 0.01 | 0.01 | 0.01 | 0.01
IGCC | 0 | 0 | 0 | 0 | 0 | 0
DemandResponse | 0 | 0 | 0 | 0 | 0 | 0
IGCC-CCS | 0 | 0 | 0 | 0 | 0 | 0
WT_off | 0 | 0 | 0.04 | 0.1 | 0.11 | 0.12
PseudoUnit | 0 | 0 | 0 | 0 | 0 | 0
FixedInterchange | 0 | 0 | 0 | 0 | 0 | 0
Total Fuel Consumption by Reporting Type: IESO
ReportingType | 2015 | 2020 | 2025 | 2030 | 2035 | 2040
BM | 0 | 0 | 0 | 0 | 0 | 0
CC | 0.13 | 0.02 | 0.17 | 0.2 | 7.32 | 24.04
CSP | 0 | 0 | 0 | 0 | 0 | 0
CT | 0 | 0 | 0 | 0 | 0 | 0.34
Coal | 0 | 0 | 0 | 0 | 0 | 0
Geo | 0 | 0 | 0 | 0 | 0 | 0
H | 0 | 0 | 0 | 0 | 0 | 0
LFG | 1.56 | 1.56 | 1.56 | 1.56 | 1.61 | 1.61
Nuc | 888.31 | 836.83 | 893.03 | 937.3 | 980.48 | 854.53
PS | 0 | 0 | 0 | 0 | 0 | 0
PV | 0 | 0 | 0 | 0 | 0 | 0
PeakG | 0 | 0 | 0 | 0 | 0 | 0
PeakO | 0 | 0 | 0 | 0 | 0 | 0
ST | 0 | 0 | 0 | 0 | 0 | 0
STOG | 0 | 0 | 0 | 0 | 0 | 0
STWD | 0 | 0 | 0 | 0 | 0 | 0
WT | 0.01 | 0.01 | 0.01 | 0.01 | 0 | 0
IGCC | 0 | 0 | 0 | 0 | 0 | 0
DemandResponse | 0 | 0 | 0 | 0 | 0 | 0
IGCC-CCS | 0 | 0 | 0 | 0 | 0 | 0
WT_off | 0 | 0 | 0 | 0 | 0 | 0
PseudoUnit | 0 | 0 | 0 | 0 | 0 | 0
FixedInterchange | 0 | 0 | 0 | 0 | 0 | 0
Total Fuel Consumption by Reporting Type: MAPP_CA
ReportingType | 2015 | 2020 | 2025 | 2030 | 2035 | 2040
BM | 0 | 0 | 0 | 0 | 0 | 0
CC | 23.81 | 24.41 | 3.38 | 0 | 0 | 0
CSP | 0 | 0 | 0 | 0 | 0 | 0
CT | 0 | 0 | 0 | 0 | 0 | 0
Coal | 4.4 | 11.61 | 0 | 0 | 0 | 0
Geo | 0 | 0 | 0 | 0 | 0 | 0
H | 0 | 0 | 0.01 | 0.03 | 0.03 | 0.03
LFG | 0 | 0 | 0 | 0 | 0 | 0
Nuc | 0 | 0 | 0 | 0 | 0 | 0
PS | 0 | 0 | 0 | 0 | 0 | 0
PV | 0 | 0 | 0 | 0 | 0 | 0
PeakG | 0 | 0 | 0 | 0 | 0 | 0
PeakO | 0 | 0 | 0 | 0 | 0 | 0
ST | 0 | 0 | 0 | 0 | 0 | 0
STOG | 0 | 0 | 0 | 0 | 0 | 0
STWD | 0 | 0 | 0 | 0 | 0 | 0
WT | 0 | 0 | 0 | 0 | 0 | 0
IGCC | 0 | 0 | 0 | 0 | 0 | 0
DemandResponse | 0 | 0 | 0 | 0 | 0 | 0
IGCC-CCS | 0 | 0 | 0 | 0 | 0 | 0
WT_off | 0 | 0 | 0 | 0 | 0 | 0
PseudoUnit | 0 | 0 | 0 | 0 | 0 | 0
FixedInterchange | 0 | 0 | 0 | 0 | 0 | 0
Total Fuel Consumption by Reporting Type: AZ_NM_SNV_Coal
ReportingType | 2015 | 2020 | 2025 | 2030 | 2035 | 2040
BM | 0 | 0 | 0 | 0 | 0 | 0
CC | 0 | 0 | 0 | 0 | 0 | 0
CSP | 0 | 0 | 0 | 0 | 0 | 0
CT | 0 | 0 | 0 | 0 | 0 | 0
Coal | 770.68 | 775.36 | 775.36 | 775.36 | 775.36 | 1369.07
Geo | 0 | 0 | 0 | 0 | 0 | 0
H | 0 | 0 | 0 | 0 | 0 | 0
LFG | 0 | 0 | 0 | 0 | 0 | 0
Nuc | 0 | 0 | 0 | 0 | 0 | 0
PS | 0 | 0 | 0 | 0 | 0 | 0
PV | 0 | 0 | 0 | 0 | 0 | 0
PeakG | 0 | 0 | 0 | 0 | 0 | 0
PeakO | 0 | 0 | 0 | 0 | 0 | 0
ST | 0 | 0 | 0 | 0 | 0 | 0
STOG | 0 | 0 | 0 | 0 | 0 | 0
STWD | 0 | 0 | 0 | 0 | 0 | 0
WT | 0 | 0 | 0 | 0 | 0 | 0
IGCC | 0 | 0 | 0 | 0 | 0 | 0
DemandResponse | 0 | 0 | 0 | 0 | 0 | 0
IGCC-CCS | 0 | 0 | 0 | 0 | 0 | 0
WT_off | 0 | 0 | 0 | 0 | 0 | 0
PseudoUnit | 0 | 0 | 0 | 0 | 0 | 0
FixedInterchange | 0 | 0 | 0 | 0 | 0 | 0
Total Fuel Consumption by Reporting Type: AZ_NM_SNV_Gas
ReportingType | 2015 | 2020 | 2025 | 2030 | 2035 | 2040
BM | 0 | 0 | 0 | 0 | 0 | 0
CC | 752.54 | 903.09 | 898.73 | 1087.15 | 1183.08 | 1103.78
CSP | 0 | 0 | 0 | 0 | 0 | 0
CT | 0 | 0 | 1.56 | 1.56 | 0 | 0
Coal | 0 | 0 | 0 | 0 | 0 | 0
Geo | 0 | 0 | 0 | 0 | 0 | 0
H | 0 | 0 | 0 | 0 | 0 | 0
LFG | 0 | 0 | 0 | 0 | 0 | 0
Nuc | 0 | 0 | 0 | 0 | 0 | 0
PS | 0 | 0 | 0 | 0 | 0 | 0
PV | 0 | 0 | 0 | 0 | 0 | 0
PeakG | 0 | 0 | 2.09 | 3.76 | 4.34 | 0
PeakO | 0 | 0 | 0 | 0 | 0 | 0
ST | 0 | 0 | 0 | 0 | 0 | 0
STOG | 0 | 0 | 0 | 0 | 0 | 0
STWD | 0 | 0 | 0 | 0 | 0 | 0
WT | 0 | 0 | 0 | 0 | 0 | 0
IGCC | 0 | 0 | 0 | 0 | 0 | 0
DemandResponse | 0 | 0 | 0 | 0 | 0 | 0
IGCC-CCS | 0 | 0 | 0 | 0 | 0 | 0
WT_off | 0 | 0 | 0 | 0 | 0 | 0
PseudoUnit | 0 | 0 | 0 | 0 | 0 | 0
FixedInterchange | 0 | 0 | 0 | 0 | 0 | 0
Total Fuel Consumption by Reporting Type: AZ_NM_SNV_NucRenew
ReportingType | 2015 | 2020 | 2025 | 2030 | 2035 | 2040
BM | 0 | 0 | 0 | 0 | 0 | 0
CC | 0 | 0 | 0 | 0 | 0 | 0
CSP | 0 | 0 | 0 | 0 | 0 | 0
CT | 0 | 0 | 0 | 0 | 0 | 0
Coal | 0 | 0 | 0 | 0 | 0 | 0
Geo | 0 | 0 | 0.01 | 0.01 | 0.01 | 0.01
H | 0 | 0 | 0 | 0 | 0 | 0
LFG | 0 | 0 | 6.53 | 6.53 | 6.53 | 6.53
Nuc | 317.72 | 317.72 | 317.72 | 317.72 | 317.72 | 317.72
PS | 0 | 0 | 0 | 0 | 0 | 0
PV | 0 | 0 | 0 | 0 | 0 | 0
PeakG | 0 | 0 | 0 | 0 | 0 | 0
PeakO | 0 | 0 | 0 | 0 | 0 | 0
ST | 0 | 0 | 0 | 0 | 0 | 0
STOG | 0 | 0 | 0 | 0 | 0 | 0
STWD | 1.77 | 1.77 | 1.77 | 1.77 | 1.77 | 1.77
WT | 0 | 0 | 0 | 0 | 0 | 0
IGCC | 0 | 0 | 0 | 0 | 0 | 0
DemandResponse | 0 | 0 | 0 | 0 | 0 | 0
IGCC-CCS | 0 | 0 | 0 | 0 | 0 | 0
WT_off | 0 | 0 | 0 | 0 | 0 | 0
PseudoUnit | 0 | 0 | 0 | 0 | 0 | 0
FixedInterchange | 0 | 0 | 0 | 0 | 0 | 0
Total Fuel Consumption by Reporting Type: ERCOT
ReportingType | 2015 | 2020 | 2025 | 2030 | 2035 | 2040
BM | 0 | 2 | 1.28 | 179.16 | 185.39 | 196.68
CC | 1036.32 | 924.54 | 760.42 | 629.99 | 659.17 | 722.26
CSP | 0 | 0 | 0 | 0 | 0 | 0
CT | 0 | 0 | 0 | 0 | 0 | 0
Coal | 1230.85 | 1297.94 | 1401.68 | 1404.83 | 1435.23 | 1451.63
Geo | 0 | 0 | 0 | 0 | 0 | 0
H | 0 | 0 | 0 | 0 | 0 | 0
LFG | 0 | 0 | 38.09 | 38.09 | 38.09 | 38.09
Nuc | 422.69 | 422.69 | 422.69 | 422.69 | 422.69 | 422.69
PS | 0 | 0 | 0 | 0 | 0 | 0
PV | 0 | 0 | 0 | 0 | 0 | 0
PeakG | 0 | 0 | 0 | 0 | 0 | 0
PeakO | 0 | 0 | 0 | 0 | 0 | 0
ST | 0 | 0 | 0 | 0 | 0 | 0
STOG | 54.87 | 57.96 | 58.67 | 50.78 | 49.82 | 44.92
STWD | 0 | 0 | 0 | 0 | 0 | 0
WT | 0.03 | 0.05 | 0.08 | 0.1 | 0.1 | 0.1
IGCC | 0 | 0 | 0 | 0 | 0 | 0
DemandResponse | 0 | 0 | 0 | 0 | 0 | 0
IGCC-CCS | 0 | 0 | 0 | 0 | 0 | 0
WT_off | 0 | 0 | 0 | 0 | 0 | 0
PseudoUnit | 0 | 0 | 0 | 0 | 0 | 0
FixedInterchange | 0 | 0 | 0 | 0 | 0 | 0
Total Fuel Consumption by Reporting Type: NP15
ReportingType | 2015 | 2020 | 2025 | 2030 | 2035 | 2040
BM | 0 | 0 | 0 | 0 | 0 | 0
CC | 250.38 | 266.67 | 197.1 | 154.5 | 83.37 | 37.16
CSP | 0 | 0 | 0 | 0 | 0 | 0
CT | 0 | 0 | 0 | 0 | 0 | 0
Coal | 2.5 | 0 | 0 | 0 | 0 | 0
Geo | 0.01 | 0.01 | 0.01 | 0.01 | 0.01 | 0.01
H | 0 | 0 | 0 | 0 | 0 | 0
LFG | 0 | 0 | 60.8 | 60.8 | 60.8 | 60.8
Nuc | 187.74 | 187.74 | 187.74 | 187.74 | 187.74 | 187.74
PS | 0 | 0 | 0 | 0 | 0 | 0
PV | 0 | 0 | 0 | 0 | 0 | 0
PeakG | 0 | 0 | 0 | 0 | 0 | 0.11
PeakO | 0 | 0 | 0 | 0 | 0 | 0
ST | 0 | 0 | 0 | 0 | 0 | 0
STOG | 1.29 | 2.04 | 0.72 | 1.4 | 0.86 | 1.57
STWD | 37.44 | 37.44 | 37.44 | 37.44 | 37.44 | 37.44
WT | 0 | 0.01 | 0.03 | 0.03 | 0.03 | 0.03
IGCC | 0 | 0 | 0 | 0 | 0 | 0
DemandResponse | 0 | 0 | 0 | 0 | 0 | 0
IGCC-CCS | 0 | 0 | 0 | 0 | 0 | 0
WT_off | 0 | 0 | 0 | 0 | 0 | 0
PseudoUnit | 0 | 0 | 0 | 0 | 0 | 0
FixedInterchange | 0 | 0 | 0 | 0 | 0 | 0
Total Fuel Consumption by Reporting Type: NWPP_Coal
ReportingType | 2015 | 2020 | 2025 | 2030 | 2035 | 2040
BM | 0 | 0 | 0 | 0 | 0 | 0
CC | 0 | 0 | 0 | 0 | 0 | 0
CSP | 0 | 0 | 0 | 0 | 0 | 0
CT | 0 | 0 | 0 | 0 | 0 | 0
Coal | 1032.68 | 1032.58 | 1032.58 | 1032.58 | 1032.58 | 1032.58
Geo | 0 | 0 | 0 | 0 | 0 | 0
H | 0 | 0 | 0 | 0 | 0 | 0
LFG | 0 | 0 | 0 | 0 | 0 | 0
Nuc | 0 | 0 | 0 | 0 | 0 | 0
PS | 0 | 0 | 0 | 0 | 0 | 0
PV | 0 | 0 | 0 | 0 | 0 | 0
PeakG | 0 | 0 | 0 | 0 | 0 | 0
PeakO | 0 | 0 | 0 | 0 | 0 | 0
ST | 0 | 0 | 0 | 0 | 0 | 0
STOG | 0 | 0 | 0 | 0 | 0 | 0
STWD | 0 | 0 | 0 | 0 | 0 | 0
WT | 0 | 0 | 0 | 0 | 0 | 0
IGCC | 0 | 0 | 0 | 0 | 0 | 0
DemandResponse | 0 | 0 | 0 | 0 | 0 | 0
IGCC-CCS | 0 | 0 | 0 | 0 | 0 | 0
WT_off | 0 | 0 | 0 | 0 | 0 | 0
PseudoUnit | 0 | 0 | 0 | 0 | 0 | 0
FixedInterchange | 0 | 0 | 0 | 0 | 0 | 0
Total Fuel Consumption by Reporting Type: NWPP_Gas
ReportingType | 2015 | 2020 | 2025 | 2030 | 2035 | 2040
BM | 0 | 0 | 0 | 0 | 0 | 0
CC | 362.19 | 362.19 | 362.19 | 504.89 | 742.21 | 773.1
CSP | 0 | 0 | 0 | 0 | 0 | 0
CT | 0 | 0 | 0 | 0 | 0 | 0
Coal | 0 | 0 | 0 | 0 | 0 | 30.14
Geo | 0 | 0 | 0 | 0 | 0 | 0
H | 0 | 0 | 0 | 0 | 0 | 0
LFG | 0 | 0 | 0 | 0 | 0 | 0
Nuc | 0 | 0 | 0 | 0 | 0 | 0
PS | 0 | 0 | 0 | 0 | 0 | 0
PV | 0 | 0 | 0 | 0 | 0 | 0
PeakG | 0 | 0 | 0 | 0 | 0 | 0
PeakO | 0 | 0 | 0 | 0 | 0 | 0
ST | 0 | 0 | 0 | 0 | 0 | 0
STOG | 0 | 0 | 0 | 0 | 0 | 0
STWD | 0 | 0 | 0 | 0 | 0 | 0
WT | 0 | 0 | 0 | 0 | 0 | 0
IGCC | 0 | 0 | 0 | 0 | 0 | 0
DemandResponse | 0 | 0 | 0 | 0 | 0 | 0
IGCC-CCS | 0 | 0 | 0 | 0 | 0 | 0
WT_off | 0 | 0 | 0 | 0 | 0 | 0
PseudoUnit | 0 | 0 | 0 | 0 | 0 | 0
FixedInterchange | 0 | 0 | 0 | 0 | 0 | 0
Total Fuel Consumption by Reporting Type: NWPP_NucRenew
ReportingType | 2015 | 2020 | 2025 | 2030 | 2035 | 2040
BM | 0 | 0 | 0 | 0 | 0 | 0.01
CC | 0 | 0 | 0 | 0 | 0 | 0
CSP | 0 | 0 | 0 | 0 | 0 | 0
CT | 0 | 0 | 0 | 0 | 0 | 0
Coal | 0 | 0 | 0 | 0 | 0 | 0
Geo | 0 | 0 | 0.01 | 0.01 | 0.01 | 0.01
H | 0 | 0 | 0 | 0 | 0 | 0
LFG | 2.74 | 2.74 | 25.05 | 29.05 | 29.05 | 29.05
Nuc | 88.66 | 88.66 | 88.66 | 88.66 | 88.66 | 88.66
PS | 0 | 0 | 0 | 0 | 0 | 0
PV | 0 | 0 | 0 | 0 | 0 | 0
PeakG | 0 | 0 | 0 | 0 | 0 | 0
PeakO | 0 | 0 | 0 | 0 | 0 | 0
ST | 0 | 0 | 0 | 0 | 0 | 0
STOG | 0 | 0 | 0 | 0 | 0 | 0
STWD | 0 | 0.96 | 13.85 | 31.2 | 31.2 | 31.19
WT | 0.02 | 0.02 | 0.02 | 0.02 | 0.02 | 0.02
IGCC | 0 | 0 | 0 | 0 | 0 | 0
DemandResponse | 0 | 0 | 0 | 0 | 0 | 0
IGCC-CCS | 0 | 0 | 0 | 0 | 0 | 0
WT_off | 0 | 0 | 0 | 0 | 0 | 0
PseudoUnit | 0 | 0 | 0 | 0 | 0 | 0
FixedInterchange | 0 | 0 | 0 | 0 | 0 | 0
Total Fuel Consumption by Reporting Type: RMPA
ReportingType | 2015 | 2020 | 2025 | 2030 | 2035 | 2040
BM | 0 | 0 | 0 | 0 | 0 | 0
CC | 38.35 | 75.28 | 26.58 | 26.13 | 21.91 | 21.78
CSP | 0 | 0 | 0 | 0 | 0 | 0
CT | 0 | 0 | 0 | 0 | 0 | 0
Coal | 577.93 | 564.94 | 538.06 | 538.06 | 628.7 | 711.1
Geo | 0 | 0 | 0.02 | 0.02 | 0.02 | 0.02
H | 0 | 0 | 0 | 0 | 0 | 0
LFG | 0.15 | 0.15 | 0.15 | 3.26 | 3.26 | 3.26
Nuc | 0 | 0 | 0 | 0 | 0 | 0
PS | 0 | 0 | 0 | 0 | 0 | 0
PV | 0 | 0 | 0 | 0 | 0 | 0
PeakG | 0.04 | 0.27 | 0.05 | 0.86 | 0.28 | 0.31
PeakO | 0 | 0 | 0 | 0 | 0 | 0
ST | 0 | 0 | 0 | 0 | 0 | 0
STOG | 0 | 0 | 0 | 0 | 0 | 0
STWD | 0 | 0 | 0 | 0 | 0 | 0
WT | 0.01 | 0.01 | 0.01 | 0.01 | 0.01 | 0.01
IGCC | 0 | 0 | 0 | 0 | 0 | 0
DemandResponse | 0 | 0 | 0 | 0 | 0 | 0
IGCC-CCS | 0 | 0 | 0 | 0 | 0 | 0
WT_off | 0 | 0 | 0 | 0 | 0 | 0
PseudoUnit | 0 | 0 | 0 | 0 | 0 | 0
FixedInterchange | 0 | 0 | 0 | 0 | 0 | 0
Total Fuel Consumption by Reporting Type: SP15
ReportingType | 2015 | 2020 | 2025 | 2030 | 2035 | 2040
BM | 0.58 | 0.58 | 0.58 | 0.58 | 0.36 | 0.36
CC | 173.74 | 171.34 | 153.03 | 135.33 | 122.47 | 67.04
CSP | 0 | 0 | 0 | 0 | 0 | 0
CT | 0 | 0 | 0 | 0 | 0 | 0
Coal | 8.42 | 8.42 | 8.42 | 5.17 | 0 | 0
Geo | 0.01 | 0.02 | 0.02 | 0.02 | 0.02 | 0.02
H | 0 | 0 | 0 | 0 | 0 | 0
LFG | 0.99 | 57.1 | 60.8 | 60.8 | 60.8 | 60.8
Nuc | 173.28 | 173.28 | 173.28 | 173.28 | 173.28 | 173.28
PS | 0 | 0 | 0 | 0 | 0 | 0
PV | 0 | 0 | 0 | 0 | 0 | 0
PeakG | 0 | 0 | 0 | 0 | 0.05 | 0
PeakO | 0 | 0 | 0 | 0 | 0 | 0
ST | 0 | 0 | 0 | 0 | 0 | 0
STOG | 2.31 | 3.3 | 2.71 | 4.14 | 8.44 | 6.12
STWD | 9.59 | 9.59 | 9.59 | 9.59 | 9.59 | 9.59
WT | 0.01 | 0.01 | 0.01 | 0.01 | 0.01 | 0.01
IGCC | 0 | 0 | 0 | 0 | 0 | 0
DemandResponse | 0 | 0 | 0 | 0 | 0 | 0
IGCC-CCS | 0 | 0 | 0 | 0 | 0 | 0
WT_off | 0 | 0 | 0 | 0 | 0 | 0
PseudoUnit | 0 | 0 | 0 | 0 | 0 | 0
FixedInterchange | 0 | 0 | 0 | 0 | 0 | 0
Total Fuel Consumption by Reporting Type: ALB
ReportingType | 2015 | 2020 | 2025 | 2030 | 2035 | 2040
BM | 0 | 0 | 0 | 0 | 0 | 0
CC | 139.49 | 163.99 | 205.31 | 235.61 | 271.96 | 295.63
CSP | 0 | 0 | 0 | 0 | 0 | 0
CT | 0 | 0 | 0 | 0 | 0 | 0
Coal | 470.15 | 470.15 | 470.15 | 470.15 | 470.15 | 470.15
Geo | 0 | 0 | 0 | 0 | 0 | 0
H | 0 | 0 | 0 | 0 | 0 | 0
LFG | 0 | 0 | 0 | 0 | 0 | 0
Nuc | 0 | 0 | 0 | 0 | 0 | 0
PS | 0 | 0 | 0 | 0 | 0 | 0
PV | 0 | 0 | 0 | 0 | 0 | 0
PeakG | 0 | 0 | 0 | 0 | 0 | 0
PeakO | 0 | 0 | 0 | 0 | 0 | 0
ST | 0 | 0 | 0 | 0 | 0 | 0
STOG | 0 | 0 | 0 | 0 | 0 | 0
STWD | 0 | 0 | 0 | 0 | 0 | 0
WT | 0 | 0 | 0 | 0 | 0 | 0
IGCC | 0 | 0 | 0 | 0 | 0 | 0
DemandResponse | 0 | 0 | 0 | 0 | 0 | 0
IGCC-CCS | 0 | 0 | 0 | 0 | 0 | 0
WT_off | 0 | 0 | 0 | 0 | 0 | 0
PseudoUnit | 0 | 0 | 0 | 0 | 0 | 0
FixedInterchange | 0 | 0 | 0 | 0 | 0 | 0
Total Fuel Consumption by Reporting Type: BC
ReportingType | 2015 | 2020 | 2025 | 2030 | 2035 | 2040
BM | 0 | 0 | 0 | 0 | 0 | 0
CC | 68.76 | 77.26 | 102.43 | 135.4 | 166.42 | 199.71
CSP | 0 | 0 | 0 | 0 | 0 | 0
CT | 0 | 0 | 0 | 0 | 0 | 0
Coal | 0 | 0 | 0 | 0 | 0 | 0
Geo | 0 | 0 | 0 | 0 | 0 | 0
H | 0 | 0 | 0 | 0 | 0 | 0
LFG | 0 | 0 | 0 | 0 | 0 | 0
Nuc | 0 | 0 | 0 | 0 | 0 | 0
PS | 0 | 0 | 0 | 0 | 0 | 0
PV | 0 | 0 | 0 | 0 | 0 | 0
PeakG | 0 | 0 | 0 | 0 | 0 | 0
PeakO | 0 | 0 | 0 | 0 | 0 | 0
ST | 0 | 0 | 0 | 0 | 0 | 0
STOG | 0 | 0 | 0 | 0 | 0 | 0
STWD | 0 | 0 | 0 | 0 | 0 | 0
WT | 0 | 0 | 0 | 0 | 0 | 0
IGCC | 0 | 0 | 0 | 0 | 0 | 0
DemandResponse | 0 | 0 | 0 | 0 | 0 | 0
IGCC-CCS | 0 | 0 | 0 | 0 | 0 | 0
WT_off | 0 | 0 | 0 | 0 | 0 | 0
PseudoUnit | 0 | 0 | 0 | 0 | 0 | 0
FixedInterchange | 0 | 0 | 0 | 0 | 0 | 0
Total Fuel Consumption by Reporting Type: HQ_IESO
ReportingType | 2015 | 2020 | 2025 | 2030 | 2035 | 2040
BM | 0 | 0 | 0 | 0 | 0 | 0
CC | 0 | 0 | 0 | 0 | 0 | 0
CSP | 0 | 0 | 0 | 0 | 0 | 0
CT | 0 | 0 | 0 | 0 | 0 | 0
Coal | 0 | 0 | 0 | 0 | 0 | 0
Geo | 0 | 0 | 0 | 0 | 0 | 0
H | 0 | 0 | 0 | 0 | 0 | 0
LFG | 0 | 0 | 0 | 0 | 0 | 0
Nuc | 0 | 0 | 0 | 0 | 0 | 0
PS | 0 | 0 | 0 | 0 | 0 | 0
PV | 0 | 0 | 0 | 0 | 0 | 0
PeakG | 0 | 0 | 0 | 0 | 0 | 0
PeakO | 0 | 0 | 0 | 0 | 0 | 0
ST | 0 | 0 | 0 | 0 | 0 | 0
STOG | 0 | 0 | 0 | 0 | 0 | 0
STWD | 0 | 0 | 0 | 0 | 0 | 0
WT | 0 | 0 | 0 | 0 | 0 | 0
IGCC | 0 | 0 | 0 | 0 | 0 | 0
DemandResponse | 0 | 0 | 0 | 0 | 0 | 0
IGCC-CCS | 0 | 0 | 0 | 0 | 0 | 0
WT_off | 0 | 0 | 0 | 0 | 0 | 0
PseudoUnit | 0 | 0 | 0 | 0 | 0 | 0
FixedInterchange | 0.02 | 0.02 | 0.02 | 0.02 | 0.02 | 0.02
Total Fuel Consumption by Reporting Type: HQ_NEISO
ReportingType | 2015 | 2020 | 2025 | 2030 | 2035 | 2040
BM | 0 | 0 | 0 | 0 | 0 | 0
CC | 0 | 0 | 0 | 0 | 0 | 0
CSP | 0 | 0 | 0 | 0 | 0 | 0
CT | 0 | 0 | 0 | 0 | 0 | 0
Coal | 0 | 0 | 0 | 0 | 0 | 0
Geo | 0 | 0 | 0 | 0 | 0 | 0
H | 0 | 0 | 0 | 0 | 0 | 0
LFG | 0 | 0 | 0 | 0 | 0 | 0
Nuc | 0 | 0 | 0 | 0 | 0 | 0
PS | 0 | 0 | 0 | 0 | 0 | 0
PV | 0 | 0 | 0 | 0 | 0 | 0
PeakG | 0 | 0 | 0 | 0 | 0 | 0
PeakO | 0 | 0 | 0 | 0 | 0 | 0
ST | 0 | 0 | 0 | 0 | 0 | 0
STOG | 0 | 0 | 0 | 0 | 0 | 0
STWD | 0 | 0 | 0 | 0 | 0 | 0
WT | 0 | 0 | 0 | 0 | 0 | 0
IGCC | 0 | 0 | 0 | 0 | 0 | 0
DemandResponse | 0 | 0 | 0 | 0 | 0 | 0
IGCC-CCS | 0 | 0 | 0 | 0 | 0 | 0
WT_off | 0 | 0 | 0 | 0 | 0 | 0
PseudoUnit | 0 | 0 | 0 | 0 | 0 | 0
FixedInterchange | 0.02 | 0.02 | 0.02 | 0.02 | 0.02 | 0.02
Total Fuel Consumption by Reporting Type: HQ_NY
ReportingType | 2015 | 2020 | 2025 | 2030 | 2035 | 2040
BM | 0 | 0 | 0 | 0 | 0 | 0
CC | 0 | 0 | 0 | 0 | 0 | 0
CSP | 0 | 0 | 0 | 0 | 0 | 0
CT | 0 | 0 | 0 | 0 | 0 | 0
Coal | 0 | 0 | 0 | 0 | 0 | 0
Geo | 0 | 0 | 0 | 0 | 0 | 0
H | 0 | 0 | 0 | 0 | 0 | 0
LFG | 0 | 0 | 0 | 0 | 0 | 0
Nuc | 0 | 0 | 0 | 0 | 0 | 0
PS | 0 | 0 | 0 | 0 | 0 | 0
PV | 0 | 0 | 0 | 0 | 0 | 0
PeakG | 0 | 0 | 0 | 0 | 0 | 0
PeakO | 0 | 0 | 0 | 0 | 0 | 0
ST | 0 | 0 | 0 | 0 | 0 | 0
STOG | 0 | 0 | 0 | 0 | 0 | 0
STWD | 0 | 0 | 0 | 0 | 0 | 0
WT | 0 | 0 | 0 | 0 | 0 | 0
IGCC | 0 | 0 | 0 | 0 | 0 | 0
DemandResponse | 0 | 0 | 0 | 0 | 0 | 0
IGCC-CCS | 0 | 0 | 0 | 0 | 0 | 0
WT_off | 0 | 0 | 0 | 0 | 0 | 0
PseudoUnit | 0 | 0 | 0 | 0 | 0 | 0
FixedInterchange | 0.01 | 0.01 | 0.01 | 0.01 | 0.01 | 0.01
Total Fuel Consumption by Reporting Type: MARITIMES
ReportingType | 2015 | 2020 | 2025 | 2030 | 2035 | 2040
BM | 0 | 0 | 0 | 0 | 0 | 0
CC | 0 | 0 | 0 | 0 | 0 | 0
CSP | 0 | 0 | 0 | 0 | 0 | 0
CT | 0 | 0 | 0 | 0 | 0 | 0
Coal | 0 | 0 | 0 | 0 | 0 | 0
Geo | 0 | 0 | 0 | 0 | 0 | 0
H | 0 | 0 | 0 | 0 | 0 | 0
LFG | 0 | 0 | 0 | 0 | 0 | 0
Nuc | 0 | 0 | 0 | 0 | 0 | 0
PS | 0 | 0 | 0 | 0 | 0 | 0
PV | 0 | 0 | 0 | 0 | 0 | 0
PeakG | 0 | 0 | 0 | 0 | 0 | 0
PeakO | 0 | 0 | 0 | 0 | 0 | 0
ST | 0 | 0 | 0 | 0 | 0 | 0
STOG | 0 | 0 | 0 | 0 | 0 | 0
STWD | 0 | 0 | 0 | 0 | 0 | 0
WT | 0 | 0 | 0 | 0 | 0 | 0
IGCC | 0 | 0 | 0 | 0 | 0 | 0
DemandResponse | 0 | 0 | 0 | 0 | 0 | 0
IGCC-CCS | 0 | 0 | 0 | 0 | 0 | 0
WT_off | 0 | 0 | 0 | 0 | 0 | 0
PseudoUnit | 0 | 0 | 0 | 0 | 0 | 0
FixedInterchange | 0.01 | 0.01 | 0.01 | 0.01 | 0.01 | 0.01
Total Fuel Consumption by Reporting Type: All
ReportingType | 2015 | 2020 | 2025 | 2030 | 2035 | 2040
BM | 64.45 | 1279.98 | 1851.4 | 2591.8 | 2777.45 | 2859.64
CC | 7388.96 | 7607.74 | 6594.15 | 6109.7 | 7751.97 | 8610.09
CSP | 0 | 0 | 0 | 0 | 0 | 0
CT | 15.02 | 21.47 | 24.21 | 14.58 | 49.59 | 66.52
Coal | 18386.62 | 16499.6 | 16540.19 | 16025.28 | 17213.54 | 19006.75
Geo | 0.02 | 0.04 | 0.07 | 0.07 | 0.07 | 0.07
H | 0 | 0.01 | 0.02 | 0.04 | 0.04 | 0.04
LFG | 20.69 | 230.83 | 468.63 | 546.48 | 546.54 | 546.54
Nuc | 9435.49 | 9701.44 | 9757.65 | 9680.81 | 7627.79 | 6006.59
PS | 0 | 0 | 0 | 0 | 0 | 0
PV | 0 | 0.01 | 0.01 | 0.01 | 0.01 | 0.01
PeakG | 36.46 | 51.95 | 54.26 | 39.69 | 76.56 | 58.52
PeakO | 0 | 0 | 0 | 0 | 0 | 0
ST | 0 | 0.01 | 0.01 | 0.01 | 0.01 | 0.01
STOG | 181.66 | 200.22 | 186.53 | 149.48 | 196.21 | 189.36
STWD | 250.64 | 256.84 | 237.27 | 259.09 | 263.01 | 269.83
WT | 0.18 | 0.31 | 0.47 | 0.62 | 0.63 | 0.64
IGCC | 40.45 | 40.45 | 40.45 | 40.45 | 40.45 | 40.45
DemandResponse | 0 | 0 | 0 | 0 | 0 | 0
IGCC-CCS | 0 | 0 | 0 | 0 | 0 | 0
WT_off | 0 | 0 | 0.06 | 0.14 | 0.14 | 0.16
PseudoUnit | 0 | 0 | 0 | 0 | 0 | 0
FixedInterchange | 0.07 | 0.07 | 0.07 | 0.07 | 0.07 | 0.07
Total Fuel Consumption by Reporting Type: EI_US
ReportingType | 2015 | 2020 | 2025 | 2030 | 2035 | 2040
BM | 63.87 | 1277.4 | 1849.54 | 2412.06 | 2591.7 | 2662.59
CC | 4543.25 | 4638.96 | 3884.81 | 3200.49 | 4494.07 | 5365.58
CSP | 0 | 0 | 0 | 0 | 0 | 0
CT | 15.02 | 21.47 | 22.65 | 13.02 | 49.59 | 66.18
Coal | 14289.01 | 12338.61 | 12313.95 | 11799.12 | 12871.51 | 13942.08
Geo | 0 | 0 | 0 | 0 | 0 | 0
H | 0 | 0.01 | 0.01 | 0.01 | 0.01 | 0.01
LFG | 15.24 | 169.28 | 275.66 | 346.39 | 346.39 | 346.39
Nuc | 7357.09 | 7674.53 | 7674.53 | 7553.42 | 5457.23 | 3961.98
PS | 0 | 0 | 0 | 0 | 0 | 0
PV | 0 | 0 | 0.01 | 0.01 | 0.01 | 0.01
PeakG | 36.42 | 51.68 | 52.12 | 35.07 | 71.89 | 58.11
PeakO | 0 | 0 | 0 | 0 | 0 | 0
ST | 0 | 0 | 0 | 0 | 0 | 0
STOG | 123.2 | 136.93 | 124.43 | 93.16 | 137.09 | 136.74
STWD | 201.83 | 207.07 | 174.62 | 179.08 | 183 | 189.83
WT | 0.11 | 0.22 | 0.32 | 0.44 | 0.46 | 0.47
IGCC | 40.45 | 40.45 | 40.45 | 40.45 | 40.45 | 40.45
DemandResponse | 0 | 0 | 0 | 0 | 0 | 0
IGCC-CCS | 0 | 0 | 0 | 0 | 0 | 0
WT_off | 0 | 0 | 0.06 | 0.14 | 0.14 | 0.16
PseudoUnit | 0 | 0 | 0 | 0 | 0 | 0
FixedInterchange | 0.05 | 0.05 | 0.05 | 0.05 | 0.05 | 0.05
Total Fuel Consumption by Reporting Type: EI_Canada
ReportingType | 2015 | 2020 | 2025 | 2030 | 2035 | 2040
BM | 0 | 0 | 0 | 0 | 0 | 0
CC | 23.94 | 24.43 | 3.56 | 0.2 | 7.32 | 24.04
CSP | 0 | 0 | 0 | 0 | 0 | 0
CT | 0 | 0 | 0 | 0 | 0 | 0.34
Coal | 4.4 | 11.61 | 0 | 0 | 0 | 0
Geo | 0 | 0 | 0 | 0 | 0 | 0
H | 0 | 0 | 0.01 | 0.03 | 0.03 | 0.03
LFG | 1.56 | 1.56 | 1.56 | 1.56 | 1.61 | 1.61
Nuc | 888.31 | 836.83 | 893.03 | 937.3 | 980.48 | 854.53
PS | 0 | 0 | 0 | 0 | 0 | 0
PV | 0 | 0 | 0 | 0 | 0 | 0
PeakG | 0 | 0 | 0 | 0 | 0 | 0
PeakO | 0 | 0 | 0 | 0 | 0 | 0
ST | 0 | 0 | 0 | 0 | 0 | 0
STOG | 0 | 0 | 0 | 0 | 0 | 0
STWD | 0 | 0 | 0 | 0 | 0 | 0
WT | 0.01 | 0.01 | 0.01 | 0.01 | 0 | 0
IGCC | 0 | 0 | 0 | 0 | 0 | 0
DemandResponse | 0 | 0 | 0 | 0 | 0 | 0
IGCC-CCS | 0 | 0 | 0 | 0 | 0 | 0
WT_off | 0 | 0 | 0 | 0 | 0 | 0
PseudoUnit | 0 | 0 | 0 | 0 | 0 | 0
FixedInterchange | 0.02 | 0.02 | 0.02 | 0.02 | 0.02 | 0.02
Total Fuel Consumption by Reporting Type: EI
ReportingType | 2015 | 2020 | 2025 | 2030 | 2035 | 2040
BM | 63.87 | 1277.4 | 1849.54 | 2412.06 | 2591.7 | 2662.59
CC | 4567.18 | 4663.39 | 3888.37 | 3200.69 | 4501.39 | 5389.62
CSP | 0 | 0 | 0 | 0 | 0 | 0
CT | 15.02 | 21.47 | 22.65 | 13.02 | 49.59 | 66.52
Coal | 14293.41 | 12350.22 | 12313.95 | 11799.12 | 12871.51 | 13942.08
Geo | 0 | 0 | 0 | 0 | 0 | 0
H | 0 | 0.01 | 0.02 | 0.04 | 0.04 | 0.04
LFG | 16.8 | 170.84 | 277.22 | 347.95 | 348.01 | 348.01
Nuc | 8245.4 | 8511.35 | 8567.56 | 8490.72 | 6437.71 | 4816.51
PS | 0 | 0 | 0 | 0 | 0 | 0
PV | 0 | 0 | 0.01 | 0.01 | 0.01 | 0.01
PeakG | 36.42 | 51.68 | 52.12 | 35.07 | 71.89 | 58.11
PeakO | 0 | 0 | 0 | 0 | 0 | 0
ST | 0 | 0 | 0 | 0 | 0 | 0
STOG | 123.2 | 136.93 | 124.43 | 93.16 | 137.09 | 136.74
STWD | 201.83 | 207.07 | 174.62 | 179.08 | 183 | 189.83
WT | 0.12 | 0.23 | 0.33 | 0.45 | 0.46 | 0.47
IGCC | 40.45 | 40.45 | 40.45 | 40.45 | 40.45 | 40.45
DemandResponse | 0 | 0 | 0 | 0 | 0 | 0
IGCC-CCS | 0 | 0 | 0 | 0 | 0 | 0
WT_off | 0 | 0 | 0.06 | 0.14 | 0.14 | 0.16
PseudoUnit | 0 | 0 | 0 | 0 | 0 | 0
FixedInterchange | 0.07 | 0.07 | 0.07 | 0.07 | 0.07 | 0.07
Total Fuel Consumption by Reporting Type: Outside_EI
ReportingType | 2015 | 2020 | 2025 | 2030 | 2035 | 2040
BM | 0.58 | 2.59 | 1.86 | 179.74 | 185.74 | 197.05
CC | 2821.77 | 2944.35 | 2705.78 | 2909.02 | 3250.58 | 3220.46
CSP | 0 | 0 | 0 | 0 | 0 | 0
CT | 0 | 0 | 1.56 | 1.56 | 0 | 0
Coal | 4093.21 | 4149.38 | 4226.25 | 4226.15 | 4342.02 | 5064.67
Geo | 0.02 | 0.04 | 0.07 | 0.07 | 0.07 | 0.07
H | 0 | 0 | 0 | 0 | 0 | 0
LFG | 3.89 | 60 | 191.41 | 198.53 | 198.53 | 198.53
Nuc | 1190.09 | 1190.09 | 1190.09 | 1190.09 | 1190.09 | 1190.09
PS | 0 | 0 | 0 | 0 | 0 | 0
PV | 0 | 0 | 0 | 0 | 0 | 0
PeakG | 0.04 | 0.27 | 2.14 | 4.63 | 4.67 | 0.41
PeakO | 0 | 0 | 0 | 0 | 0 | 0
ST | 0 | 0.01 | 0.01 | 0.01 | 0.01 | 0.01
STOG | 58.47 | 63.3 | 62.1 | 56.32 | 59.12 | 52.62
STWD | 48.8 | 49.77 | 62.66 | 80.01 | 80.01 | 80
WT | 0.06 | 0.09 | 0.14 | 0.16 | 0.17 | 0.17
IGCC | 0 | 0 | 0 | 0 | 0 | 0
DemandResponse | 0 | 0 | 0 | 0 | 0 | 0
IGCC-CCS | 0 | 0 | 0 | 0 | 0 | 0
WT_off | 0 | 0 | 0 | 0 | 0 | 0
PseudoUnit | 0 | 0 | 0 | 0 | 0 | 0
FixedInterchange | 0 | 0 | 0 | 0 | 0 | 0
#5 | Annual Emmission Levels
SO2 Emissions (MMshortTons): Entergy
ReportingType | 2015 | 2020 | 2025 | 2030 | 2035 | 2040
BM | 0 | 0 | 0 | 0 | 0 | 0
CC | 0 | 0 | 0 | 0 | 0 | 0
CSP | 0 | 0 | 0 | 0 | 0 | 0
CT | 0 | 0 | 0 | 0 | 0 | 0
Coal | 0.38 | 0.1 | 0.14 | 0.16 | 0.25 | 0.25
Geo | 0 | 0 | 0 | 0 | 0 | 0
H | 0 | 0 | 0 | 0 | 0 | 0
LFG | 0 | 0 | 0 | 0 | 0 | 0
Nuc | 0 | 0 | 0 | 0 | 0 | 0
PS | 0 | 0 | 0 | 0 | 0 | 0
PV | 0 | 0 | 0 | 0 | 0 | 0
PeakG | 0 | 0 | 0 | 0 | 0 | 0
PeakO | 0 | 0 | 0 | 0 | 0 | 0
ST | 0 | 0 | 0 | 0 | 0 | 0
STOG | 0 | 0 | 0 | 0 | 0 | 0
STWD | 0 | 0 | 0 | 0 | 0 | 0
WT | 0 | 0 | 0 | 0 | 0 | 0
IGCC | 0 | 0 | 0 | 0 | 0 | 0
DemandResponse | 0 | 0 | 0 | 0 | 0 | 0
IGCC-CCS | 0 | 0 | 0 | 0 | 0 | 0
WT_off | 0 | 0 | 0 | 0 | 0 | 0
PseudoUnit | 0 | 0 | 0 | 0 | 0 | 0
FixedInterchange | 0 | 0 | 0 | 0 | 0 | 0
SO2 Emissions (MMshortTons): FRCC
ReportingType | 2015 | 2020 | 2025 | 2030 | 2035 | 2040
BM | 0 | 0 | 0 | 0 | 0 | 0
CC | 0 | 0 | 0 | 0 | 0 | 0
CSP | 0 | 0 | 0 | 0 | 0 | 0
CT | 0 | 0 | 0 | 0 | 0 | 0
Coal | 0.07 | 0.03 | 0.03 | 0.03 | 0.04 | 0.04
Geo | 0 | 0 | 0 | 0 | 0 | 0
H | 0 | 0 | 0 | 0 | 0 | 0
LFG | 0 | 0 | 0 | 0 | 0 | 0
Nuc | 0 | 0 | 0 | 0 | 0 | 0
PS | 0 | 0 | 0 | 0 | 0 | 0
PV | 0 | 0 | 0 | 0 | 0 | 0
PeakG | 0 | 0 | 0 | 0 | 0 | 0
PeakO | 0 | 0 | 0 | 0 | 0 | 0
ST | 0 | 0 | 0 | 0 | 0 | 0
STOG | 0 | 0 | 0 | 0 | 0 | 0
STWD | 0 | 0 | 0 | 0 | 0 | 0
WT | 0 | 0 | 0 | 0 | 0 | 0
IGCC | 0 | 0 | 0 | 0 | 0 | 0
DemandResponse | 0 | 0 | 0 | 0 | 0 | 0
IGCC-CCS | 0 | 0 | 0 | 0 | 0 | 0
WT_off | 0 | 0 | 0 | 0 | 0 | 0
PseudoUnit | 0 | 0 | 0 | 0 | 0 | 0
FixedInterchange | 0 | 0 | 0 | 0 | 0 | 0
SO2 Emissions (MMshortTons): MAPP_US
ReportingType | 2015 | 2020 | 2025 | 2030 | 2035 | 2040
BM | 0 | 0 | 0 | 0 | 0 | 0
CC | 0 | 0 | 0 | 0 | 0 | 0
CSP | 0 | 0 | 0 | 0 | 0 | 0
CT | 0 | 0 | 0 | 0 | 0 | 0
Coal | 0.04 | 0.01 | 0.01 | 0.01 | 0.01 | 0.01
Geo | 0 | 0 | 0 | 0 | 0 | 0
H | 0 | 0 | 0 | 0 | 0 | 0
LFG | 0 | 0 | 0 | 0 | 0 | 0
Nuc | 0 | 0 | 0 | 0 | 0 | 0
PS | 0 | 0 | 0 | 0 | 0 | 0
PV | 0 | 0 | 0 | 0 | 0 | 0
PeakG | 0 | 0 | 0 | 0 | 0 | 0
PeakO | 0 | 0 | 0 | 0 | 0 | 0
ST | 0 | 0 | 0 | 0 | 0 | 0
STOG | 0 | 0 | 0 | 0 | 0 | 0
STWD | 0 | 0 | 0 | 0 | 0 | 0
WT | 0 | 0 | 0 | 0 | 0 | 0
IGCC | 0 | 0 | 0 | 0 | 0 | 0
DemandResponse | 0 | 0 | 0 | 0 | 0 | 0
IGCC-CCS | 0 | 0 | 0 | 0 | 0 | 0
WT_off | 0 | 0 | 0 | 0 | 0 | 0
PseudoUnit | 0 | 0 | 0 | 0 | 0 | 0
FixedInterchange | 0 | 0 | 0 | 0 | 0 | 0
SO2 Emissions (MMshortTons): MISO_IN
ReportingType | 2015 | 2020 | 2025 | 2030 | 2035 | 2040
BM | 0 | 0 | 0 | 0 | 0 | 0
CC | 0 | 0 | 0 | 0 | 0 | 0
CSP | 0 | 0 | 0 | 0 | 0 | 0
CT | 0 | 0 | 0 | 0 | 0 | 0
Coal | 0.25 | 0.14 | 0.15 | 0.14 | 0.16 | 0.17
Geo | 0 | 0 | 0 | 0 | 0 | 0
H | 0 | 0 | 0 | 0 | 0 | 0
LFG | 0 | 0 | 0 | 0 | 0 | 0
Nuc | 0 | 0 | 0 | 0 | 0 | 0
PS | 0 | 0 | 0 | 0 | 0 | 0
PV | 0 | 0 | 0 | 0 | 0 | 0
PeakG | 0 | 0 | 0 | 0 | 0 | 0
PeakO | 0 | 0 | 0 | 0 | 0 | 0
ST | 0 | 0 | 0 | 0 | 0 | 0
STOG | 0 | 0 | 0 | 0 | 0 | 0
STWD | 0 | 0 | 0 | 0 | 0 | 0
WT | 0 | 0 | 0 | 0 | 0 | 0
IGCC | 0 | 0 | 0 | 0 | 0 | 0
DemandResponse | 0 | 0 | 0 | 0 | 0 | 0
IGCC-CCS | 0 | 0 | 0 | 0 | 0 | 0
WT_off | 0 | 0 | 0 | 0 | 0 | 0
PseudoUnit | 0 | 0 | 0 | 0 | 0 | 0
FixedInterchange | 0 | 0 | 0 | 0 | 0 | 0
SO2 Emissions (MMshortTons): MISO_MI
ReportingType | 2015 | 2020 | 2025 | 2030 | 2035 | 2040
BM | 0 | 0 | 0 | 0 | 0 | 0
CC | 0 | 0 | 0 | 0 | 0 | 0
CSP | 0 | 0 | 0 | 0 | 0 | 0
CT | 0 | 0 | 0 | 0 | 0 | 0
Coal | 0.24 | 0.03 | 0.03 | 0.03 | 0.06 | 0.06
Geo | 0 | 0 | 0 | 0 | 0 | 0
H | 0 | 0 | 0 | 0 | 0 | 0
LFG | 0 | 0 | 0 | 0 | 0 | 0
Nuc | 0 | 0 | 0 | 0 | 0 | 0
PS | 0 | 0 | 0 | 0 | 0 | 0
PV | 0 | 0 | 0 | 0 | 0 | 0
PeakG | 0 | 0 | 0 | 0 | 0 | 0
PeakO | 0 | 0 | 0 | 0 | 0 | 0
ST | 0 | 0 | 0 | 0 | 0 | 0
STOG | 0 | 0 | 0 | 0 | 0 | 0
STWD | 0 | 0 | 0 | 0 | 0 | 0
WT | 0 | 0 | 0 | 0 | 0 | 0
IGCC | 0 | 0 | 0 | 0 | 0 | 0
DemandResponse | 0 | 0 | 0 | 0 | 0 | 0
IGCC-CCS | 0 | 0 | 0 | 0 | 0 | 0
WT_off | 0 | 0 | 0 | 0 | 0 | 0
PseudoUnit | 0 | 0 | 0 | 0 | 0 | 0
FixedInterchange | 0 | 0 | 0 | 0 | 0 | 0
SO2 Emissions (MMshortTons): MISO_MO-IL
ReportingType | 2015 | 2020 | 2025 | 2030 | 2035 | 2040
BM | 0 | 0 | 0 | 0 | 0 | 0
CC | 0 | 0 | 0 | 0 | 0 | 0
CSP | 0 | 0 | 0 | 0 | 0 | 0
CT | 0 | 0 | 0 | 0 | 0 | 0
Coal | 0.48 | 0.15 | 0.2 | 0.18 | 0.28 | 0.28
Geo | 0 | 0 | 0 | 0 | 0 | 0
H | 0 | 0 | 0 | 0 | 0 | 0
LFG | 0 | 0 | 0 | 0 | 0 | 0
Nuc | 0 | 0 | 0 | 0 | 0 | 0
PS | 0 | 0 | 0 | 0 | 0 | 0
PV | 0 | 0 | 0 | 0 | 0 | 0
PeakG | 0 | 0 | 0 | 0 | 0 | 0
PeakO | 0 | 0 | 0 | 0 | 0 | 0
ST | 0 | 0 | 0 | 0 | 0 | 0
STOG | 0 | 0 | 0 | 0 | 0 | 0
STWD | 0 | 0 | 0 | 0 | 0 | 0
WT | 0 | 0 | 0 | 0 | 0 | 0
IGCC | 0 | 0 | 0 | 0 | 0 | 0
DemandResponse | 0 | 0 | 0 | 0 | 0 | 0
IGCC-CCS | 0 | 0 | 0 | 0 | 0 | 0
WT_off | 0 | 0 | 0 | 0 | 0 | 0
PseudoUnit | 0 | 0 | 0 | 0 | 0 | 0
FixedInterchange | 0 | 0 | 0 | 0 | 0 | 0
SO2 Emissions (MMshortTons): MISO_W
ReportingType | 2015 | 2020 | 2025 | 2030 | 2035 | 2040
BM | 0 | 0 | 0 | 0 | 0 | 0
CC | 0 | 0 | 0 | 0 | 0 | 0
CSP | 0 | 0 | 0 | 0 | 0 | 0
CT | 0 | 0 | 0 | 0 | 0 | 0
Coal | 0.23 | 0.05 | 0.06 | 0.05 | 0.06 | 0.06
Geo | 0 | 0 | 0 | 0 | 0 | 0
H | 0 | 0 | 0 | 0 | 0 | 0
LFG | 0 | 0 | 0 | 0 | 0 | 0
Nuc | 0 | 0 | 0 | 0 | 0 | 0
PS | 0 | 0 | 0 | 0 | 0 | 0
PV | 0 | 0 | 0 | 0 | 0 | 0
PeakG | 0 | 0 | 0 | 0 | 0 | 0
PeakO | 0 | 0 | 0 | 0 | 0 | 0
ST | 0 | 0 | 0 | 0 | 0 | 0
STOG | 0 | 0 | 0 | 0 | 0 | 0
STWD | 0 | 0 | 0 | 0 | 0 | 0
WT | 0 | 0 | 0 | 0 | 0 | 0
IGCC | 0 | 0 | 0 | 0 | 0 | 0
DemandResponse | 0 | 0 | 0 | 0 | 0 | 0
IGCC-CCS | 0 | 0 | 0 | 0 | 0 | 0
WT_off | 0 | 0 | 0 | 0 | 0 | 0
PseudoUnit | 0 | 0 | 0 | 0 | 0 | 0
FixedInterchange | 0 | 0 | 0 | 0 | 0 | 0
SO2 Emissions (MMshortTons): MISO_WUMS
ReportingType | 2015 | 2020 | 2025 | 2030 | 2035 | 2040
BM | 0 | 0 | 0 | 0 | 0 | 0
CC | 0 | 0 | 0 | 0 | 0 | 0
CSP | 0 | 0 | 0 | 0 | 0 | 0
CT | 0 | 0 | 0 | 0 | 0 | 0
Coal | 0.03 | 0.01 | 0.01 | 0.01 | 0.01 | 0.01
Geo | 0 | 0 | 0 | 0 | 0 | 0
H | 0 | 0 | 0 | 0 | 0 | 0
LFG | 0 | 0 | 0 | 0 | 0 | 0
Nuc | 0 | 0 | 0 | 0 | 0 | 0
PS | 0 | 0 | 0 | 0 | 0 | 0
PV | 0 | 0 | 0 | 0 | 0 | 0
PeakG | 0 | 0 | 0 | 0 | 0 | 0
PeakO | 0 | 0 | 0 | 0 | 0 | 0
ST | 0 | 0 | 0 | 0 | 0 | 0
STOG | 0 | 0 | 0 | 0 | 0 | 0
STWD | 0 | 0 | 0 | 0 | 0 | 0
WT | 0 | 0 | 0 | 0 | 0 | 0
IGCC | 0 | 0 | 0 | 0 | 0 | 0
DemandResponse | 0 | 0 | 0 | 0 | 0 | 0
IGCC-CCS | 0 | 0 | 0 | 0 | 0 | 0
WT_off | 0 | 0 | 0 | 0 | 0 | 0
PseudoUnit | 0 | 0 | 0 | 0 | 0 | 0
FixedInterchange | 0 | 0 | 0 | 0 | 0 | 0
SO2 Emissions (MMshortTons): Nebraska
ReportingType | 2015 | 2020 | 2025 | 2030 | 2035 | 2040
BM | 0 | 0 | 0 | 0 | 0 | 0
CC | 0 | 0 | 0 | 0 | 0 | 0
CSP | 0 | 0 | 0 | 0 | 0 | 0
CT | 0 | 0 | 0 | 0 | 0 | 0
Coal | 0.1 | 0.02 | 0.02 | 0.02 | 0.02 | 0.02
Geo | 0 | 0 | 0 | 0 | 0 | 0
H | 0 | 0 | 0 | 0 | 0 | 0
LFG | 0 | 0 | 0 | 0 | 0 | 0
Nuc | 0 | 0 | 0 | 0 | 0 | 0
PS | 0 | 0 | 0 | 0 | 0 | 0
PV | 0 | 0 | 0 | 0 | 0 | 0
PeakG | 0 | 0 | 0 | 0 | 0 | 0
PeakO | 0 | 0 | 0 | 0 | 0 | 0
ST | 0 | 0 | 0 | 0 | 0 | 0
STOG | 0 | 0 | 0 | 0 | 0 | 0
STWD | 0 | 0 | 0 | 0 | 0 | 0
WT | 0 | 0 | 0 | 0 | 0 | 0
IGCC | 0 | 0 | 0 | 0 | 0 | 0
DemandResponse | 0 | 0 | 0 | 0 | 0 | 0
IGCC-CCS | 0 | 0 | 0 | 0 | 0 | 0
WT_off | 0 | 0 | 0 | 0 | 0 | 0
PseudoUnit | 0 | 0 | 0 | 0 | 0 | 0
FixedInterchange | 0 | 0 | 0 | 0 | 0 | 0
SO2 Emissions (MMshortTons): NEISO
ReportingType | 2015 | 2020 | 2025 | 2030 | 2035 | 2040
BM | 0 | 0 | 0 | 0 | 0 | 0
CC | 0 | 0 | 0 | 0 | 0 | 0
CSP | 0 | 0 | 0 | 0 | 0 | 0
CT | 0 | 0 | 0 | 0 | 0 | 0
Coal | 0 | 0 | 0 | 0 | 0 | 0
Geo | 0 | 0 | 0 | 0 | 0 | 0
H | 0 | 0 | 0 | 0 | 0 | 0
LFG | 0 | 0 | 0 | 0 | 0 | 0
Nuc | 0 | 0 | 0 | 0 | 0 | 0
PS | 0 | 0 | 0 | 0 | 0 | 0
PV | 0 | 0 | 0 | 0 | 0 | 0
PeakG | 0 | 0 | 0 | 0 | 0 | 0
PeakO | 0 | 0 | 0 | 0 | 0 | 0
ST | 0 | 0 | 0 | 0 | 0 | 0
STOG | 0 | 0 | 0 | 0 | 0 | 0
STWD | 0 | 0 | 0 | 0 | 0 | 0
WT | 0 | 0 | 0 | 0 | 0 | 0
IGCC | 0 | 0 | 0 | 0 | 0 | 0
DemandResponse | 0 | 0 | 0 | 0 | 0 | 0
IGCC-CCS | 0 | 0 | 0 | 0 | 0 | 0
WT_off | 0 | 0 | 0 | 0 | 0 | 0
PseudoUnit | 0 | 0 | 0 | 0 | 0 | 0
FixedInterchange | 0 | 0 | 0 | 0 | 0 | 0
SO2 Emissions (MMshortTons): NonRTO_Midwest
ReportingType | 2015 | 2020 | 2025 | 2030 | 2035 | 2040
BM | 0 | 0 | 0 | 0 | 0 | 0
CC | 0 | 0 | 0 | 0 | 0 | 0
CSP | 0 | 0 | 0 | 0 | 0 | 0
CT | 0 | 0 | 0 | 0 | 0 | 0
Coal | 0.13 | 0.08 | 0.09 | 0.1 | 0.1 | 0.11
Geo | 0 | 0 | 0 | 0 | 0 | 0
H | 0 | 0 | 0 | 0 | 0 | 0
LFG | 0 | 0 | 0 | 0 | 0 | 0
Nuc | 0 | 0 | 0 | 0 | 0 | 0
PS | 0 | 0 | 0 | 0 | 0 | 0
PV | 0 | 0 | 0 | 0 | 0 | 0
PeakG | 0 | 0 | 0 | 0 | 0 | 0
PeakO | 0 | 0 | 0 | 0 | 0 | 0
ST | 0 | 0 | 0 | 0 | 0 | 0
STOG | 0 | 0 | 0 | 0 | 0 | 0
STWD | 0 | 0 | 0 | 0 | 0 | 0
WT | 0 | 0 | 0 | 0 | 0 | 0
IGCC | 0 | 0 | 0 | 0 | 0 | 0
DemandResponse | 0 | 0 | 0 | 0 | 0 | 0
IGCC-CCS | 0 | 0 | 0 | 0 | 0 | 0
WT_off | 0 | 0 | 0 | 0 | 0 | 0
PseudoUnit | 0 | 0 | 0 | 0 | 0 | 0
FixedInterchange | 0 | 0 | 0 | 0 | 0 | 0
SO2 Emissions (MMshortTons): NYISO_A-F
ReportingType | 2015 | 2020 | 2025 | 2030 | 2035 | 2040
BM | 0 | 0 | 0 | 0 | 0 | 0
CC | 0 | 0 | 0 | 0 | 0 | 0
CSP | 0 | 0 | 0 | 0 | 0 | 0
CT | 0 | 0 | 0 | 0 | 0 | 0
Coal | 0 | 0 | 0 | 0 | 0 | 0
Geo | 0 | 0 | 0 | 0 | 0 | 0
H | 0 | 0 | 0 | 0 | 0 | 0
LFG | 0 | 0 | 0 | 0 | 0 | 0
Nuc | 0 | 0 | 0 | 0 | 0 | 0
PS | 0 | 0 | 0 | 0 | 0 | 0
PV | 0 | 0 | 0 | 0 | 0 | 0
PeakG | 0 | 0 | 0 | 0 | 0 | 0
PeakO | 0 | 0 | 0 | 0 | 0 | 0
ST | 0 | 0 | 0 | 0 | 0 | 0
STOG | 0 | 0 | 0 | 0 | 0 | 0
STWD | 0 | 0 | 0 | 0 | 0 | 0
WT | 0 | 0 | 0 | 0 | 0 | 0
IGCC | 0 | 0 | 0 | 0 | 0 | 0
DemandResponse | 0 | 0 | 0 | 0 | 0 | 0
IGCC-CCS | 0 | 0 | 0 | 0 | 0 | 0
WT_off | 0 | 0 | 0 | 0 | 0 | 0
PseudoUnit | 0 | 0 | 0 | 0 | 0 | 0
FixedInterchange | 0 | 0 | 0 | 0 | 0 | 0
SO2 Emissions (MMshortTons): NYISO_G-I
ReportingType | 2015 | 2020 | 2025 | 2030 | 2035 | 2040
BM | 0 | 0 | 0 | 0 | 0 | 0
CC | 0 | 0 | 0 | 0 | 0 | 0
CSP | 0 | 0 | 0 | 0 | 0 | 0
CT | 0 | 0 | 0 | 0 | 0 | 0
Coal | 0 | 0 | 0 | 0 | 0 | 0
Geo | 0 | 0 | 0 | 0 | 0 | 0
H | 0 | 0 | 0 | 0 | 0 | 0
LFG | 0 | 0 | 0 | 0 | 0 | 0
Nuc | 0 | 0 | 0 | 0 | 0 | 0
PS | 0 | 0 | 0 | 0 | 0 | 0
PV | 0 | 0 | 0 | 0 | 0 | 0
PeakG | 0 | 0 | 0 | 0 | 0 | 0
PeakO | 0 | 0 | 0 | 0 | 0 | 0
ST | 0 | 0 | 0 | 0 | 0 | 0
STOG | 0 | 0 | 0 | 0 | 0 | 0
STWD | 0 | 0 | 0 | 0 | 0 | 0
WT | 0 | 0 | 0 | 0 | 0 | 0
IGCC | 0 | 0 | 0 | 0 | 0 | 0
DemandResponse | 0 | 0 | 0 | 0 | 0 | 0
IGCC-CCS | 0 | 0 | 0 | 0 | 0 | 0
WT_off | 0 | 0 | 0 | 0 | 0 | 0
PseudoUnit | 0 | 0 | 0 | 0 | 0 | 0
FixedInterchange | 0 | 0 | 0 | 0 | 0 | 0
SO2 Emissions (MMshortTons): NYISO_J-K
ReportingType | 2015 | 2020 | 2025 | 2030 | 2035 | 2040
BM | 0 | 0 | 0 | 0 | 0 | 0
CC | 0 | 0 | 0 | 0 | 0 | 0
CSP | 0 | 0 | 0 | 0 | 0 | 0
CT | 0 | 0 | 0 | 0 | 0 | 0
Coal | 0 | 0 | 0 | 0 | 0 | 0
Geo | 0 | 0 | 0 | 0 | 0 | 0
H | 0 | 0 | 0 | 0 | 0 | 0
LFG | 0 | 0 | 0 | 0 | 0 | 0
Nuc | 0 | 0 | 0 | 0 | 0 | 0
PS | 0 | 0 | 0 | 0 | 0 | 0
PV | 0 | 0 | 0 | 0 | 0 | 0
PeakG | 0 | 0 | 0 | 0 | 0 | 0
PeakO | 0 | 0 | 0 | 0 | 0 | 0
ST | 0 | 0 | 0 | 0 | 0 | 0
STOG | 0 | 0 | 0 | 0 | 0 | 0
STWD | 0 | 0 | 0 | 0 | 0 | 0
WT | 0 | 0 | 0 | 0 | 0 | 0
IGCC | 0 | 0 | 0 | 0 | 0 | 0
DemandResponse | 0 | 0 | 0 | 0 | 0 | 0
IGCC-CCS | 0 | 0 | 0 | 0 | 0 | 0
WT_off | 0 | 0 | 0 | 0 | 0 | 0
PseudoUnit | 0 | 0 | 0 | 0 | 0 | 0
FixedInterchange | 0 | 0 | 0 | 0 | 0 | 0
SO2 Emissions (MMshortTons): PJM_E
ReportingType | 2015 | 2020 | 2025 | 2030 | 2035 | 2040
BM | 0 | 0 | 0 | 0 | 0 | 0
CC | 0 | 0 | 0 | 0 | 0 | 0
CSP | 0 | 0 | 0 | 0 | 0 | 0
CT | 0 | 0 | 0 | 0 | 0 | 0
Coal | 0 | 0 | 0 | 0 | 0 | 0
Geo | 0 | 0 | 0 | 0 | 0 | 0
H | 0 | 0 | 0 | 0 | 0 | 0
LFG | 0 | 0 | 0 | 0 | 0 | 0
Nuc | 0 | 0 | 0 | 0 | 0 | 0
PS | 0 | 0 | 0 | 0 | 0 | 0
PV | 0 | 0 | 0 | 0 | 0 | 0
PeakG | 0 | 0 | 0 | 0 | 0 | 0
PeakO | 0 | 0 | 0 | 0 | 0 | 0
ST | 0 | 0 | 0 | 0 | 0 | 0
STOG | 0 | 0 | 0 | 0 | 0 | 0
STWD | 0 | 0 | 0 | 0 | 0 | 0
WT | 0 | 0 | 0 | 0 | 0 | 0
IGCC | 0 | 0 | 0 | 0 | 0 | 0
DemandResponse | 0 | 0 | 0 | 0 | 0 | 0
IGCC-CCS | 0 | 0 | 0 | 0 | 0 | 0
WT_off | 0 | 0 | 0 | 0 | 0 | 0
PseudoUnit | 0 | 0 | 0 | 0 | 0 | 0
FixedInterchange | 0 | 0 | 0 | 0 | 0 | 0
SO2 Emissions (MMshortTons): PJM_ROM
ReportingType | 2015 | 2020 | 2025 | 2030 | 2035 | 2040
BM | 0 | 0 | 0 | 0 | 0 | 0
CC | 0 | 0 | 0 | 0 | 0 | 0
CSP | 0 | 0 | 0 | 0 | 0 | 0
CT | 0 | 0 | 0 | 0 | 0 | 0
Coal | 0.14 | 0.04 | 0.04 | 0.04 | 0.05 | 0.05
Geo | 0 | 0 | 0 | 0 | 0 | 0
H | 0 | 0 | 0 | 0 | 0 | 0
LFG | 0 | 0 | 0 | 0 | 0 | 0
Nuc | 0 | 0 | 0 | 0 | 0 | 0
PS | 0 | 0 | 0 | 0 | 0 | 0
PV | 0 | 0 | 0 | 0 | 0 | 0
PeakG | 0 | 0 | 0 | 0 | 0 | 0
PeakO | 0 | 0 | 0 | 0 | 0 | 0
ST | 0 | 0 | 0 | 0 | 0 | 0
STOG | 0 | 0 | 0 | 0 | 0 | 0
STWD | 0 | 0 | 0 | 0 | 0 | 0
WT | 0 | 0 | 0 | 0 | 0 | 0
IGCC | 0 | 0 | 0 | 0 | 0 | 0
DemandResponse | 0 | 0 | 0 | 0 | 0 | 0
IGCC-CCS | 0 | 0 | 0 | 0 | 0 | 0
WT_off | 0 | 0 | 0 | 0 | 0 | 0
PseudoUnit | 0 | 0 | 0 | 0 | 0 | 0
FixedInterchange | 0 | 0 | 0 | 0 | 0 | 0
SO2 Emissions (MMshortTons): PJM_ROR
ReportingType | 2015 | 2020 | 2025 | 2030 | 2035 | 2040
BM | 0 | 0 | 0 | 0 | 0 | 0
CC | 0 | 0 | 0 | 0 | 0 | 0
CSP | 0 | 0 | 0 | 0 | 0 | 0
CT | 0 | 0 | 0 | 0 | 0 | 0
Coal | 1.37 | 0.23 | 0.24 | 0.25 | 0.25 | 0.25
Geo | 0 | 0 | 0 | 0 | 0 | 0
H | 0 | 0 | 0 | 0 | 0 | 0
LFG | 0 | 0 | 0 | 0 | 0 | 0
Nuc | 0 | 0 | 0 | 0 | 0 | 0
PS | 0 | 0 | 0 | 0 | 0 | 0
PV | 0 | 0 | 0 | 0 | 0 | 0
PeakG | 0 | 0 | 0 | 0 | 0 | 0
PeakO | 0 | 0 | 0 | 0 | 0 | 0
ST | 0 | 0 | 0 | 0 | 0 | 0
STOG | 0 | 0 | 0 | 0 | 0 | 0
STWD | 0 | 0 | 0 | 0 | 0 | 0
WT | 0 | 0 | 0 | 0 | 0 | 0
IGCC | 0 | 0 | 0 | 0 | 0 | 0
DemandResponse | 0 | 0 | 0 | 0 | 0 | 0
IGCC-CCS | 0 | 0 | 0 | 0 | 0 | 0
WT_off | 0 | 0 | 0 | 0 | 0 | 0
PseudoUnit | 0 | 0 | 0 | 0 | 0 | 0
FixedInterchange | 0 | 0 | 0 | 0 | 0 | 0
SO2 Emissions (MMshortTons): SOCO
ReportingType | 2015 | 2020 | 2025 | 2030 | 2035 | 2040
BM | 0 | 0 | 0 | 0 | 0 | 0
CC | 0 | 0 | 0 | 0 | 0 | 0
CSP | 0 | 0 | 0 | 0 | 0 | 0
CT | 0 | 0 | 0 | 0 | 0 | 0
Coal | 0.28 | 0.13 | 0.14 | 0.14 | 0.15 | 0.12
Geo | 0 | 0 | 0 | 0 | 0 | 0
H | 0 | 0 | 0 | 0 | 0 | 0
LFG | 0 | 0 | 0 | 0 | 0 | 0
Nuc | 0 | 0 | 0 | 0 | 0 | 0
PS | 0 | 0 | 0 | 0 | 0 | 0
PV | 0 | 0 | 0 | 0 | 0 | 0
PeakG | 0 | 0 | 0 | 0 | 0 | 0
PeakO | 0 | 0 | 0 | 0 | 0 | 0
ST | 0 | 0 | 0 | 0 | 0 | 0
STOG | 0 | 0 | 0 | 0 | 0 | 0
STWD | 0 | 0 | 0 | 0 | 0 | 0
WT | 0 | 0 | 0 | 0 | 0 | 0
IGCC | 0 | 0 | 0 | 0 | 0 | 0
DemandResponse | 0 | 0 | 0 | 0 | 0 | 0
IGCC-CCS | 0 | 0 | 0 | 0 | 0 | 0
WT_off | 0 | 0 | 0 | 0 | 0 | 0
PseudoUnit | 0 | 0 | 0 | 0 | 0 | 0
FixedInterchange | 0 | 0 | 0 | 0 | 0 | 0
SO2 Emissions (MMshortTons): SPP_N
ReportingType | 2015 | 2020 | 2025 | 2030 | 2035 | 2040
BM | 0 | 0 | 0 | 0 | 0 | 0
CC | 0 | 0 | 0 | 0 | 0 | 0
CSP | 0 | 0 | 0 | 0 | 0 | 0
CT | 0 | 0 | 0 | 0 | 0 | 0
Coal | 0.08 | 0.04 | 0.03 | 0.03 | 0.03 | 0.03
Geo | 0 | 0 | 0 | 0 | 0 | 0
H | 0 | 0 | 0 | 0 | 0 | 0
LFG | 0 | 0 | 0 | 0 | 0 | 0
Nuc | 0 | 0 | 0 | 0 | 0 | 0
PS | 0 | 0 | 0 | 0 | 0 | 0
PV | 0 | 0 | 0 | 0 | 0 | 0
PeakG | 0 | 0 | 0 | 0 | 0 | 0
PeakO | 0 | 0 | 0 | 0 | 0 | 0
ST | 0 | 0 | 0 | 0 | 0 | 0
STOG | 0 | 0 | 0 | 0 | 0 | 0
STWD | 0 | 0 | 0 | 0 | 0 | 0
WT | 0 | 0 | 0 | 0 | 0 | 0
IGCC | 0 | 0 | 0 | 0 | 0 | 0
DemandResponse | 0 | 0 | 0 | 0 | 0 | 0
IGCC-CCS | 0 | 0 | 0 | 0 | 0 | 0
WT_off | 0 | 0 | 0 | 0 | 0 | 0
PseudoUnit | 0 | 0 | 0 | 0 | 0 | 0
FixedInterchange | 0 | 0 | 0 | 0 | 0 | 0
SO2 Emissions (MMshortTons): SPP_S
ReportingType | 2015 | 2020 | 2025 | 2030 | 2035 | 2040
BM | 0 | 0 | 0 | 0 | 0 | 0
CC | 0 | 0 | 0 | 0 | 0 | 0
CSP | 0 | 0 | 0 | 0 | 0 | 0
CT | 0 | 0 | 0 | 0 | 0 | 0
Coal | 0.3 | 0.1 | 0.1 | 0.09 | 0.12 | 0.12
Geo | 0 | 0 | 0 | 0 | 0 | 0
H | 0 | 0 | 0 | 0 | 0 | 0
LFG | 0 | 0 | 0 | 0 | 0 | 0
Nuc | 0 | 0 | 0 | 0 | 0 | 0
PS | 0 | 0 | 0 | 0 | 0 | 0
PV | 0 | 0 | 0 | 0 | 0 | 0
PeakG | 0 | 0 | 0 | 0 | 0 | 0
PeakO | 0 | 0 | 0 | 0 | 0 | 0
ST | 0 | 0 | 0 | 0 | 0 | 0
STOG | 0 | 0 | 0 | 0 | 0 | 0
STWD | 0 | 0 | 0 | 0 | 0 | 0
WT | 0 | 0 | 0 | 0 | 0 | 0
IGCC | 0 | 0 | 0 | 0 | 0 | 0
DemandResponse | 0 | 0 | 0 | 0 | 0 | 0
IGCC-CCS | 0 | 0 | 0 | 0 | 0 | 0
WT_off | 0 | 0 | 0 | 0 | 0 | 0
PseudoUnit | 0 | 0 | 0 | 0 | 0 | 0
FixedInterchange | 0 | 0 | 0 | 0 | 0 | 0
SO2 Emissions (MMshortTons): TVA
ReportingType | 2015 | 2020 | 2025 | 2030 | 2035 | 2040
BM | 0 | 0 | 0 | 0 | 0 | 0
CC | 0 | 0 | 0 | 0 | 0 | 0
CSP | 0 | 0 | 0 | 0 | 0 | 0
CT | 0 | 0 | 0 | 0 | 0 | 0
Coal | 0.35 | 0.21 | 0.22 | 0.19 | 0.24 | 0.24
Geo | 0 | 0 | 0 | 0 | 0 | 0
H | 0 | 0 | 0 | 0 | 0 | 0
LFG | 0 | 0 | 0 | 0 | 0 | 0
Nuc | 0 | 0 | 0 | 0 | 0 | 0
PS | 0 | 0 | 0 | 0 | 0 | 0
PV | 0 | 0 | 0 | 0 | 0 | 0
PeakG | 0 | 0 | 0 | 0 | 0 | 0
PeakO | 0 | 0 | 0 | 0 | 0 | 0
ST | 0 | 0 | 0 | 0 | 0 | 0
STOG | 0 | 0 | 0 | 0 | 0 | 0
STWD | 0 | 0 | 0 | 0 | 0 | 0
WT | 0 | 0 | 0 | 0 | 0 | 0
IGCC | 0 | 0 | 0 | 0 | 0 | 0
DemandResponse | 0 | 0 | 0 | 0 | 0 | 0
IGCC-CCS | 0 | 0 | 0 | 0 | 0 | 0
WT_off | 0 | 0 | 0 | 0 | 0 | 0
PseudoUnit | 0 | 0 | 0 | 0 | 0 | 0
FixedInterchange | 0 | 0 | 0 | 0 | 0 | 0
SO2 Emissions (MMshortTons): TVA_Transmission
ReportingType | 2015 | 2020 | 2025 | 2030 | 2035 | 2040
BM | 0 | 0 | 0 | 0 | 0 | 0
CC | 0 | 0 | 0 | 0 | 0 | 0
CSP | 0 | 0 | 0 | 0 | 0 | 0
CT | 0 | 0 | 0 | 0 | 0 | 0
Coal | 0 | 0 | 0 | 0 | 0 | 0
Geo | 0 | 0 | 0 | 0 | 0 | 0
H | 0 | 0 | 0 | 0 | 0 | 0
LFG | 0 | 0 | 0 | 0 | 0 | 0
Nuc | 0 | 0 | 0 | 0 | 0 | 0
PS | 0 | 0 | 0 | 0 | 0 | 0
PV | 0 | 0 | 0 | 0 | 0 | 0
PeakG | 0 | 0 | 0 | 0 | 0 | 0
PeakO | 0 | 0 | 0 | 0 | 0 | 0
ST | 0 | 0 | 0 | 0 | 0 | 0
STOG | 0 | 0 | 0 | 0 | 0 | 0
STWD | 0 | 0 | 0 | 0 | 0 | 0
WT | 0 | 0 | 0 | 0 | 0 | 0
IGCC | 0 | 0 | 0 | 0 | 0 | 0
DemandResponse | 0 | 0 | 0 | 0 | 0 | 0
IGCC-CCS | 0 | 0 | 0 | 0 | 0 | 0
WT_off | 0 | 0 | 0 | 0 | 0 | 0
PseudoUnit | 0 | 0 | 0 | 0 | 0 | 0
FixedInterchange | 0 | 0 | 0 | 0 | 0 | 0
SO2 Emissions (MMshortTons): VACAR
ReportingType | 2015 | 2020 | 2025 | 2030 | 2035 | 2040
BM | 0 | 0 | 0 | 0 | 0 | 0
CC | 0 | 0 | 0 | 0 | 0 | 0
CSP | 0 | 0 | 0 | 0 | 0 | 0
CT | 0 | 0 | 0 | 0 | 0 | 0
Coal | 0.17 | 0.03 | 0.03 | 0.01 | 0.03 | 0.04
Geo | 0 | 0 | 0 | 0 | 0 | 0
H | 0 | 0 | 0 | 0 | 0 | 0
LFG | 0 | 0 | 0 | 0 | 0 | 0
Nuc | 0 | 0 | 0 | 0 | 0 | 0
PS | 0 | 0 | 0 | 0 | 0 | 0
PV | 0 | 0 | 0 | 0 | 0 | 0
PeakG | 0 | 0 | 0 | 0 | 0 | 0
PeakO | 0 | 0 | 0 | 0 | 0 | 0
ST | 0 | 0 | 0 | 0 | 0 | 0
STOG | 0 | 0 | 0 | 0 | 0 | 0
STWD | 0 | 0 | 0 | 0 | 0 | 0
WT | 0 | 0 | 0 | 0 | 0 | 0
IGCC | 0 | 0 | 0 | 0 | 0 | 0
DemandResponse | 0 | 0 | 0 | 0 | 0 | 0
IGCC-CCS | 0 | 0 | 0 | 0 | 0 | 0
WT_off | 0 | 0 | 0 | 0 | 0 | 0
PseudoUnit | 0 | 0 | 0 | 0 | 0 | 0
FixedInterchange | 0 | 0 | 0 | 0 | 0 | 0
SO2 Emissions (MMshortTons): IESO
ReportingType | 2015 | 2020 | 2025 | 2030 | 2035 | 2040
BM | 0 | 0 | 0 | 0 | 0 | 0
CC | 0 | 0 | 0 | 0 | 0 | 0
CSP | 0 | 0 | 0 | 0 | 0 | 0
CT | 0 | 0 | 0 | 0 | 0 | 0
Coal | 0 | 0 | 0 | 0 | 0 | 0
Geo | 0 | 0 | 0 | 0 | 0 | 0
H | 0 | 0 | 0 | 0 | 0 | 0
LFG | 0 | 0 | 0 | 0 | 0 | 0
Nuc | 0 | 0 | 0 | 0 | 0 | 0
PS | 0 | 0 | 0 | 0 | 0 | 0
PV | 0 | 0 | 0 | 0 | 0 | 0
PeakG | 0 | 0 | 0 | 0 | 0 | 0
PeakO | 0 | 0 | 0 | 0 | 0 | 0
ST | 0 | 0 | 0 | 0 | 0 | 0
STOG | 0 | 0 | 0 | 0 | 0 | 0
STWD | 0 | 0 | 0 | 0 | 0 | 0
WT | 0 | 0 | 0 | 0 | 0 | 0
IGCC | 0 | 0 | 0 | 0 | 0 | 0
DemandResponse | 0 | 0 | 0 | 0 | 0 | 0
IGCC-CCS | 0 | 0 | 0 | 0 | 0 | 0
WT_off | 0 | 0 | 0 | 0 | 0 | 0
PseudoUnit | 0 | 0 | 0 | 0 | 0 | 0
FixedInterchange | 0 | 0 | 0 | 0 | 0 | 0
SO2 Emissions (MMshortTons): MAPP_CA
ReportingType | 2015 | 2020 | 2025 | 2030 | 2035 | 2040
BM | 0 | 0 | 0 | 0 | 0 | 0
CC | 0 | 0 | 0 | 0 | 0 | 0
CSP | 0 | 0 | 0 | 0 | 0 | 0
CT | 0 | 0 | 0 | 0 | 0 | 0
Coal | 0.01 | 0.02 | 0 | 0 | 0 | 0
Geo | 0 | 0 | 0 | 0 | 0 | 0
H | 0 | 0 | 0 | 0 | 0 | 0
LFG | 0 | 0 | 0 | 0 | 0 | 0
Nuc | 0 | 0 | 0 | 0 | 0 | 0
PS | 0 | 0 | 0 | 0 | 0 | 0
PV | 0 | 0 | 0 | 0 | 0 | 0
PeakG | 0 | 0 | 0 | 0 | 0 | 0
PeakO | 0 | 0 | 0 | 0 | 0 | 0
ST | 0 | 0 | 0 | 0 | 0 | 0
STOG | 0 | 0 | 0 | 0 | 0 | 0
STWD | 0 | 0 | 0 | 0 | 0 | 0
WT | 0 | 0 | 0 | 0 | 0 | 0
IGCC | 0 | 0 | 0 | 0 | 0 | 0
DemandResponse | 0 | 0 | 0 | 0 | 0 | 0
IGCC-CCS | 0 | 0 | 0 | 0 | 0 | 0
WT_off | 0 | 0 | 0 | 0 | 0 | 0
PseudoUnit | 0 | 0 | 0 | 0 | 0 | 0
FixedInterchange | 0 | 0 | 0 | 0 | 0 | 0
SO2 Emissions (MMshortTons): AZ_NM_SNV_Coal
ReportingType | 2015 | 2020 | 2025 | 2030 | 2035 | 2040
BM | 0 | 0 | 0 | 0 | 0 | 0
CC | 0 | 0 | 0 | 0 | 0 | 0
CSP | 0 | 0 | 0 | 0 | 0 | 0
CT | 0 | 0 | 0 | 0 | 0 | 0
Coal | 0.03 | 0.02 | 0.02 | 0.02 | 0.02 | 0.03
Geo | 0 | 0 | 0 | 0 | 0 | 0
H | 0 | 0 | 0 | 0 | 0 | 0
LFG | 0 | 0 | 0 | 0 | 0 | 0
Nuc | 0 | 0 | 0 | 0 | 0 | 0
PS | 0 | 0 | 0 | 0 | 0 | 0
PV | 0 | 0 | 0 | 0 | 0 | 0
PeakG | 0 | 0 | 0 | 0 | 0 | 0
PeakO | 0 | 0 | 0 | 0 | 0 | 0
ST | 0 | 0 | 0 | 0 | 0 | 0
STOG | 0 | 0 | 0 | 0 | 0 | 0
STWD | 0 | 0 | 0 | 0 | 0 | 0
WT | 0 | 0 | 0 | 0 | 0 | 0
IGCC | 0 | 0 | 0 | 0 | 0 | 0
DemandResponse | 0 | 0 | 0 | 0 | 0 | 0
IGCC-CCS | 0 | 0 | 0 | 0 | 0 | 0
WT_off | 0 | 0 | 0 | 0 | 0 | 0
PseudoUnit | 0 | 0 | 0 | 0 | 0 | 0
FixedInterchange | 0 | 0 | 0 | 0 | 0 | 0
SO2 Emissions (MMshortTons): AZ_NM_SNV_Gas
ReportingType | 2015 | 2020 | 2025 | 2030 | 2035 | 2040
BM | 0 | 0 | 0 | 0 | 0 | 0
CC | 0 | 0 | 0 | 0 | 0 | 0
CSP | 0 | 0 | 0 | 0 | 0 | 0
CT | 0 | 0 | 0 | 0 | 0 | 0
Coal | 0 | 0 | 0 | 0 | 0 | 0
Geo | 0 | 0 | 0 | 0 | 0 | 0
H | 0 | 0 | 0 | 0 | 0 | 0
LFG | 0 | 0 | 0 | 0 | 0 | 0
Nuc | 0 | 0 | 0 | 0 | 0 | 0
PS | 0 | 0 | 0 | 0 | 0 | 0
PV | 0 | 0 | 0 | 0 | 0 | 0
PeakG | 0 | 0 | 0 | 0 | 0 | 0
PeakO | 0 | 0 | 0 | 0 | 0 | 0
ST | 0 | 0 | 0 | 0 | 0 | 0
STOG | 0 | 0 | 0 | 0 | 0 | 0
STWD | 0 | 0 | 0 | 0 | 0 | 0
WT | 0 | 0 | 0 | 0 | 0 | 0
IGCC | 0 | 0 | 0 | 0 | 0 | 0
DemandResponse | 0 | 0 | 0 | 0 | 0 | 0
IGCC-CCS | 0 | 0 | 0 | 0 | 0 | 0
WT_off | 0 | 0 | 0 | 0 | 0 | 0
PseudoUnit | 0 | 0 | 0 | 0 | 0 | 0
FixedInterchange | 0 | 0 | 0 | 0 | 0 | 0
SO2 Emissions (MMshortTons): AZ_NM_SNV_NucRenew
ReportingType | 2015 | 2020 | 2025 | 2030 | 2035 | 2040
BM | 0 | 0 | 0 | 0 | 0 | 0
CC | 0 | 0 | 0 | 0 | 0 | 0
CSP | 0 | 0 | 0 | 0 | 0 | 0
CT | 0 | 0 | 0 | 0 | 0 | 0
Coal | 0 | 0 | 0 | 0 | 0 | 0
Geo | 0 | 0 | 0 | 0 | 0 | 0
H | 0 | 0 | 0 | 0 | 0 | 0
LFG | 0 | 0 | 0 | 0 | 0 | 0
Nuc | 0 | 0 | 0 | 0 | 0 | 0
PS | 0 | 0 | 0 | 0 | 0 | 0
PV | 0 | 0 | 0 | 0 | 0 | 0
PeakG | 0 | 0 | 0 | 0 | 0 | 0
PeakO | 0 | 0 | 0 | 0 | 0 | 0
ST | 0 | 0 | 0 | 0 | 0 | 0
STOG | 0 | 0 | 0 | 0 | 0 | 0
STWD | 0 | 0 | 0 | 0 | 0 | 0
WT | 0 | 0 | 0 | 0 | 0 | 0
IGCC | 0 | 0 | 0 | 0 | 0 | 0
DemandResponse | 0 | 0 | 0 | 0 | 0 | 0
IGCC-CCS | 0 | 0 | 0 | 0 | 0 | 0
WT_off | 0 | 0 | 0 | 0 | 0 | 0
PseudoUnit | 0 | 0 | 0 | 0 | 0 | 0
FixedInterchange | 0 | 0 | 0 | 0 | 0 | 0
SO2 Emissions (MMshortTons): ERCOT
ReportingType | 2015 | 2020 | 2025 | 2030 | 2035 | 2040
BM | 0 | 0 | 0 | 0 | 0 | 0
CC | 0 | 0 | 0 | 0 | 0 | 0
CSP | 0 | 0 | 0 | 0 | 0 | 0
CT | 0 | 0 | 0 | 0 | 0 | 0
Coal | 0.21 | 0.07 | 0.08 | 0.08 | 0.08 | 0.08
Geo | 0 | 0 | 0 | 0 | 0 | 0
H | 0 | 0 | 0 | 0 | 0 | 0
LFG | 0 | 0 | 0 | 0 | 0 | 0
Nuc | 0 | 0 | 0 | 0 | 0 | 0
PS | 0 | 0 | 0 | 0 | 0 | 0
PV | 0 | 0 | 0 | 0 | 0 | 0
PeakG | 0 | 0 | 0 | 0 | 0 | 0
PeakO | 0 | 0 | 0 | 0 | 0 | 0
ST | 0 | 0 | 0 | 0 | 0 | 0
STOG | 0 | 0 | 0 | 0 | 0 | 0
STWD | 0 | 0 | 0 | 0 | 0 | 0
WT | 0 | 0 | 0 | 0 | 0 | 0
IGCC | 0 | 0 | 0 | 0 | 0 | 0
DemandResponse | 0 | 0 | 0 | 0 | 0 | 0
IGCC-CCS | 0 | 0 | 0 | 0 | 0 | 0
WT_off | 0 | 0 | 0 | 0 | 0 | 0
PseudoUnit | 0 | 0 | 0 | 0 | 0 | 0
FixedInterchange | 0 | 0 | 0 | 0 | 0 | 0
SO2 Emissions (MMshortTons): NP15
ReportingType | 2015 | 2020 | 2025 | 2030 | 2035 | 2040
BM | 0 | 0 | 0 | 0 | 0 | 0
CC | 0 | 0 | 0 | 0 | 0 | 0
CSP | 0 | 0 | 0 | 0 | 0 | 0
CT | 0 | 0 | 0 | 0 | 0 | 0
Coal | 0 | 0 | 0 | 0 | 0 | 0
Geo | 0 | 0 | 0 | 0 | 0 | 0
H | 0 | 0 | 0 | 0 | 0 | 0
LFG | 0 | 0 | 0 | 0 | 0 | 0
Nuc | 0 | 0 | 0 | 0 | 0 | 0
PS | 0 | 0 | 0 | 0 | 0 | 0
PV | 0 | 0 | 0 | 0 | 0 | 0
PeakG | 0 | 0 | 0 | 0 | 0 | 0
PeakO | 0 | 0 | 0 | 0 | 0 | 0
ST | 0 | 0 | 0 | 0 | 0 | 0
STOG | 0 | 0 | 0 | 0 | 0 | 0
STWD | 0 | 0 | 0 | 0 | 0 | 0
WT | 0 | 0 | 0 | 0 | 0 | 0
IGCC | 0 | 0 | 0 | 0 | 0 | 0
DemandResponse | 0 | 0 | 0 | 0 | 0 | 0
IGCC-CCS | 0 | 0 | 0 | 0 | 0 | 0
WT_off | 0 | 0 | 0 | 0 | 0 | 0
PseudoUnit | 0 | 0 | 0 | 0 | 0 | 0
FixedInterchange | 0 | 0 | 0 | 0 | 0 | 0
SO2 Emissions (MMshortTons): NWPP_Coal
ReportingType | 2015 | 2020 | 2025 | 2030 | 2035 | 2040
BM | 0 | 0 | 0 | 0 | 0 | 0
CC | 0 | 0 | 0 | 0 | 0 | 0
CSP | 0 | 0 | 0 | 0 | 0 | 0
CT | 0 | 0 | 0 | 0 | 0 | 0
Coal | 0.09 | 0.05 | 0.05 | 0.05 | 0.05 | 0.05
Geo | 0 | 0 | 0 | 0 | 0 | 0
H | 0 | 0 | 0 | 0 | 0 | 0
LFG | 0 | 0 | 0 | 0 | 0 | 0
Nuc | 0 | 0 | 0 | 0 | 0 | 0
PS | 0 | 0 | 0 | 0 | 0 | 0
PV | 0 | 0 | 0 | 0 | 0 | 0
PeakG | 0 | 0 | 0 | 0 | 0 | 0
PeakO | 0 | 0 | 0 | 0 | 0 | 0
ST | 0 | 0 | 0 | 0 | 0 | 0
STOG | 0 | 0 | 0 | 0 | 0 | 0
STWD | 0 | 0 | 0 | 0 | 0 | 0
WT | 0 | 0 | 0 | 0 | 0 | 0
IGCC | 0 | 0 | 0 | 0 | 0 | 0
DemandResponse | 0 | 0 | 0 | 0 | 0 | 0
IGCC-CCS | 0 | 0 | 0 | 0 | 0 | 0
WT_off | 0 | 0 | 0 | 0 | 0 | 0
PseudoUnit | 0 | 0 | 0 | 0 | 0 | 0
FixedInterchange | 0 | 0 | 0 | 0 | 0 | 0
SO2 Emissions (MMshortTons): NWPP_Gas
ReportingType | 2015 | 2020 | 2025 | 2030 | 2035 | 2040
BM | 0 | 0 | 0 | 0 | 0 | 0
CC | 0 | 0 | 0 | 0 | 0 | 0
CSP | 0 | 0 | 0 | 0 | 0 | 0
CT | 0 | 0 | 0 | 0 | 0 | 0
Coal | 0 | 0 | 0 | 0 | 0 | 0
Geo | 0 | 0 | 0 | 0 | 0 | 0
H | 0 | 0 | 0 | 0 | 0 | 0
LFG | 0 | 0 | 0 | 0 | 0 | 0
Nuc | 0 | 0 | 0 | 0 | 0 | 0
PS | 0 | 0 | 0 | 0 | 0 | 0
PV | 0 | 0 | 0 | 0 | 0 | 0
PeakG | 0 | 0 | 0 | 0 | 0 | 0
PeakO | 0 | 0 | 0 | 0 | 0 | 0
ST | 0 | 0 | 0 | 0 | 0 | 0
STOG | 0 | 0 | 0 | 0 | 0 | 0
STWD | 0 | 0 | 0 | 0 | 0 | 0
WT | 0 | 0 | 0 | 0 | 0 | 0
IGCC | 0 | 0 | 0 | 0 | 0 | 0
DemandResponse | 0 | 0 | 0 | 0 | 0 | 0
IGCC-CCS | 0 | 0 | 0 | 0 | 0 | 0
WT_off | 0 | 0 | 0 | 0 | 0 | 0
PseudoUnit | 0 | 0 | 0 | 0 | 0 | 0
FixedInterchange | 0 | 0 | 0 | 0 | 0 | 0
SO2 Emissions (MMshortTons): NWPP_NucRenew
ReportingType | 2015 | 2020 | 2025 | 2030 | 2035 | 2040
BM | 0 | 0 | 0 | 0 | 0 | 0
CC | 0 | 0 | 0 | 0 | 0 | 0
CSP | 0 | 0 | 0 | 0 | 0 | 0
CT | 0 | 0 | 0 | 0 | 0 | 0
Coal | 0 | 0 | 0 | 0 | 0 | 0
Geo | 0 | 0 | 0 | 0 | 0 | 0
H | 0 | 0 | 0 | 0 | 0 | 0
LFG | 0 | 0 | 0 | 0 | 0 | 0
Nuc | 0 | 0 | 0 | 0 | 0 | 0
PS | 0 | 0 | 0 | 0 | 0 | 0
PV | 0 | 0 | 0 | 0 | 0 | 0
PeakG | 0 | 0 | 0 | 0 | 0 | 0
PeakO | 0 | 0 | 0 | 0 | 0 | 0
ST | 0 | 0 | 0 | 0 | 0 | 0
STOG | 0 | 0 | 0 | 0 | 0 | 0
STWD | 0 | 0 | 0 | 0 | 0 | 0
WT | 0 | 0 | 0 | 0 | 0 | 0
IGCC | 0 | 0 | 0 | 0 | 0 | 0
DemandResponse | 0 | 0 | 0 | 0 | 0 | 0
IGCC-CCS | 0 | 0 | 0 | 0 | 0 | 0
WT_off | 0 | 0 | 0 | 0 | 0 | 0
PseudoUnit | 0 | 0 | 0 | 0 | 0 | 0
FixedInterchange | 0 | 0 | 0 | 0 | 0 | 0
SO2 Emissions (MMshortTons): RMPA
ReportingType | 2015 | 2020 | 2025 | 2030 | 2035 | 2040
BM | 0 | 0 | 0 | 0 | 0 | 0
CC | 0 | 0 | 0 | 0 | 0 | 0
CSP | 0 | 0 | 0 | 0 | 0 | 0
CT | 0 | 0 | 0 | 0 | 0 | 0
Coal | 0.06 | 0.03 | 0.03 | 0.03 | 0.03 | 0.03
Geo | 0 | 0 | 0 | 0 | 0 | 0
H | 0 | 0 | 0 | 0 | 0 | 0
LFG | 0 | 0 | 0 | 0 | 0 | 0
Nuc | 0 | 0 | 0 | 0 | 0 | 0
PS | 0 | 0 | 0 | 0 | 0 | 0
PV | 0 | 0 | 0 | 0 | 0 | 0
PeakG | 0 | 0 | 0 | 0 | 0 | 0
PeakO | 0 | 0 | 0 | 0 | 0 | 0
ST | 0 | 0 | 0 | 0 | 0 | 0
STOG | 0 | 0 | 0 | 0 | 0 | 0
STWD | 0 | 0 | 0 | 0 | 0 | 0
WT | 0 | 0 | 0 | 0 | 0 | 0
IGCC | 0 | 0 | 0 | 0 | 0 | 0
DemandResponse | 0 | 0 | 0 | 0 | 0 | 0
IGCC-CCS | 0 | 0 | 0 | 0 | 0 | 0
WT_off | 0 | 0 | 0 | 0 | 0 | 0
PseudoUnit | 0 | 0 | 0 | 0 | 0 | 0
FixedInterchange | 0 | 0 | 0 | 0 | 0 | 0
SO2 Emissions (MMshortTons): SP15
ReportingType | 2015 | 2020 | 2025 | 2030 | 2035 | 2040
BM | 0 | 0 | 0 | 0 | 0 | 0
CC | 0 | 0 | 0 | 0 | 0 | 0
CSP | 0 | 0 | 0 | 0 | 0 | 0
CT | 0 | 0 | 0 | 0 | 0 | 0
Coal | 0 | 0 | 0 | 0 | 0 | 0
Geo | 0 | 0 | 0 | 0 | 0 | 0
H | 0 | 0 | 0 | 0 | 0 | 0
LFG | 0 | 0 | 0 | 0 | 0 | 0
Nuc | 0 | 0 | 0 | 0 | 0 | 0
PS | 0 | 0 | 0 | 0 | 0 | 0
PV | 0 | 0 | 0 | 0 | 0 | 0
PeakG | 0 | 0 | 0 | 0 | 0 | 0
PeakO | 0 | 0 | 0 | 0 | 0 | 0
ST | 0 | 0 | 0 | 0 | 0 | 0
STOG | 0 | 0 | 0 | 0 | 0 | 0
STWD | 0 | 0 | 0 | 0 | 0 | 0
WT | 0 | 0 | 0 | 0 | 0 | 0
IGCC | 0 | 0 | 0 | 0 | 0 | 0
DemandResponse | 0 | 0 | 0 | 0 | 0 | 0
IGCC-CCS | 0 | 0 | 0 | 0 | 0 | 0
WT_off | 0 | 0 | 0 | 0 | 0 | 0
PseudoUnit | 0 | 0 | 0 | 0 | 0 | 0
FixedInterchange | 0 | 0 | 0 | 0 | 0 | 0
SO2 Emissions (MMshortTons): ALB
ReportingType | 2015 | 2020 | 2025 | 2030 | 2035 | 2040
BM | 0 | 0 | 0 | 0 | 0 | 0
CC | 0 | 0 | 0 | 0 | 0 | 0
CSP | 0 | 0 | 0 | 0 | 0 | 0
CT | 0 | 0 | 0 | 0 | 0 | 0
Coal | 0.16 | 0.14 | 0.14 | 0.14 | 0.14 | 0.14
Geo | 0 | 0 | 0 | 0 | 0 | 0
H | 0 | 0 | 0 | 0 | 0 | 0
LFG | 0 | 0 | 0 | 0 | 0 | 0
Nuc | 0 | 0 | 0 | 0 | 0 | 0
PS | 0 | 0 | 0 | 0 | 0 | 0
PV | 0 | 0 | 0 | 0 | 0 | 0
PeakG | 0 | 0 | 0 | 0 | 0 | 0
PeakO | 0 | 0 | 0 | 0 | 0 | 0
ST | 0 | 0 | 0 | 0 | 0 | 0
STOG | 0 | 0 | 0 | 0 | 0 | 0
STWD | 0 | 0 | 0 | 0 | 0 | 0
WT | 0 | 0 | 0 | 0 | 0 | 0
IGCC | 0 | 0 | 0 | 0 | 0 | 0
DemandResponse | 0 | 0 | 0 | 0 | 0 | 0
IGCC-CCS | 0 | 0 | 0 | 0 | 0 | 0
WT_off | 0 | 0 | 0 | 0 | 0 | 0
PseudoUnit | 0 | 0 | 0 | 0 | 0 | 0
FixedInterchange | 0 | 0 | 0 | 0 | 0 | 0
SO2 Emissions (MMshortTons): BC
ReportingType | 2015 | 2020 | 2025 | 2030 | 2035 | 2040
BM | 0 | 0 | 0 | 0 | 0 | 0
CC | 0 | 0 | 0 | 0 | 0 | 0
CSP | 0 | 0 | 0 | 0 | 0 | 0
CT | 0 | 0 | 0 | 0 | 0 | 0
Coal | 0 | 0 | 0 | 0 | 0 | 0
Geo | 0 | 0 | 0 | 0 | 0 | 0
H | 0 | 0 | 0 | 0 | 0 | 0
LFG | 0 | 0 | 0 | 0 | 0 | 0
Nuc | 0 | 0 | 0 | 0 | 0 | 0
PS | 0 | 0 | 0 | 0 | 0 | 0
PV | 0 | 0 | 0 | 0 | 0 | 0
PeakG | 0 | 0 | 0 | 0 | 0 | 0
PeakO | 0 | 0 | 0 | 0 | 0 | 0
ST | 0 | 0 | 0 | 0 | 0 | 0
STOG | 0 | 0 | 0 | 0 | 0 | 0
STWD | 0 | 0 | 0 | 0 | 0 | 0
WT | 0 | 0 | 0 | 0 | 0 | 0
IGCC | 0 | 0 | 0 | 0 | 0 | 0
DemandResponse | 0 | 0 | 0 | 0 | 0 | 0
IGCC-CCS | 0 | 0 | 0 | 0 | 0 | 0
WT_off | 0 | 0 | 0 | 0 | 0 | 0
PseudoUnit | 0 | 0 | 0 | 0 | 0 | 0
FixedInterchange | 0 | 0 | 0 | 0 | 0 | 0
SO2 Emissions (MMshortTons): HQ_IESO
ReportingType | 2015 | 2020 | 2025 | 2030 | 2035 | 2040
BM | 0 | 0 | 0 | 0 | 0 | 0
CC | 0 | 0 | 0 | 0 | 0 | 0
CSP | 0 | 0 | 0 | 0 | 0 | 0
CT | 0 | 0 | 0 | 0 | 0 | 0
Coal | 0 | 0 | 0 | 0 | 0 | 0
Geo | 0 | 0 | 0 | 0 | 0 | 0
H | 0 | 0 | 0 | 0 | 0 | 0
LFG | 0 | 0 | 0 | 0 | 0 | 0
Nuc | 0 | 0 | 0 | 0 | 0 | 0
PS | 0 | 0 | 0 | 0 | 0 | 0
PV | 0 | 0 | 0 | 0 | 0 | 0
PeakG | 0 | 0 | 0 | 0 | 0 | 0
PeakO | 0 | 0 | 0 | 0 | 0 | 0
ST | 0 | 0 | 0 | 0 | 0 | 0
STOG | 0 | 0 | 0 | 0 | 0 | 0
STWD | 0 | 0 | 0 | 0 | 0 | 0
WT | 0 | 0 | 0 | 0 | 0 | 0
IGCC | 0 | 0 | 0 | 0 | 0 | 0
DemandResponse | 0 | 0 | 0 | 0 | 0 | 0
IGCC-CCS | 0 | 0 | 0 | 0 | 0 | 0
WT_off | 0 | 0 | 0 | 0 | 0 | 0
PseudoUnit | 0 | 0 | 0 | 0 | 0 | 0
FixedInterchange | 0 | 0 | 0 | 0 | 0 | 0
SO2 Emissions (MMshortTons): HQ_NEISO
ReportingType | 2015 | 2020 | 2025 | 2030 | 2035 | 2040
BM | 0 | 0 | 0 | 0 | 0 | 0
CC | 0 | 0 | 0 | 0 | 0 | 0
CSP | 0 | 0 | 0 | 0 | 0 | 0
CT | 0 | 0 | 0 | 0 | 0 | 0
Coal | 0 | 0 | 0 | 0 | 0 | 0
Geo | 0 | 0 | 0 | 0 | 0 | 0
H | 0 | 0 | 0 | 0 | 0 | 0
LFG | 0 | 0 | 0 | 0 | 0 | 0
Nuc | 0 | 0 | 0 | 0 | 0 | 0
PS | 0 | 0 | 0 | 0 | 0 | 0
PV | 0 | 0 | 0 | 0 | 0 | 0
PeakG | 0 | 0 | 0 | 0 | 0 | 0
PeakO | 0 | 0 | 0 | 0 | 0 | 0
ST | 0 | 0 | 0 | 0 | 0 | 0
STOG | 0 | 0 | 0 | 0 | 0 | 0
STWD | 0 | 0 | 0 | 0 | 0 | 0
WT | 0 | 0 | 0 | 0 | 0 | 0
IGCC | 0 | 0 | 0 | 0 | 0 | 0
DemandResponse | 0 | 0 | 0 | 0 | 0 | 0
IGCC-CCS | 0 | 0 | 0 | 0 | 0 | 0
WT_off | 0 | 0 | 0 | 0 | 0 | 0
PseudoUnit | 0 | 0 | 0 | 0 | 0 | 0
FixedInterchange | 0 | 0 | 0 | 0 | 0 | 0
SO2 Emissions (MMshortTons): HQ_NY
ReportingType | 2015 | 2020 | 2025 | 2030 | 2035 | 2040
BM | 0 | 0 | 0 | 0 | 0 | 0
CC | 0 | 0 | 0 | 0 | 0 | 0
CSP | 0 | 0 | 0 | 0 | 0 | 0
CT | 0 | 0 | 0 | 0 | 0 | 0
Coal | 0 | 0 | 0 | 0 | 0 | 0
Geo | 0 | 0 | 0 | 0 | 0 | 0
H | 0 | 0 | 0 | 0 | 0 | 0
LFG | 0 | 0 | 0 | 0 | 0 | 0
Nuc | 0 | 0 | 0 | 0 | 0 | 0
PS | 0 | 0 | 0 | 0 | 0 | 0
PV | 0 | 0 | 0 | 0 | 0 | 0
PeakG | 0 | 0 | 0 | 0 | 0 | 0
PeakO | 0 | 0 | 0 | 0 | 0 | 0
ST | 0 | 0 | 0 | 0 | 0 | 0
STOG | 0 | 0 | 0 | 0 | 0 | 0
STWD | 0 | 0 | 0 | 0 | 0 | 0
WT | 0 | 0 | 0 | 0 | 0 | 0
IGCC | 0 | 0 | 0 | 0 | 0 | 0
DemandResponse | 0 | 0 | 0 | 0 | 0 | 0
IGCC-CCS | 0 | 0 | 0 | 0 | 0 | 0
WT_off | 0 | 0 | 0 | 0 | 0 | 0
PseudoUnit | 0 | 0 | 0 | 0 | 0 | 0
FixedInterchange | 0 | 0 | 0 | 0 | 0 | 0
SO2 Emissions (MMshortTons): MARITIMES
ReportingType | 2015 | 2020 | 2025 | 2030 | 2035 | 2040
BM | 0 | 0 | 0 | 0 | 0 | 0
CC | 0 | 0 | 0 | 0 | 0 | 0
CSP | 0 | 0 | 0 | 0 | 0 | 0
CT | 0 | 0 | 0 | 0 | 0 | 0
Coal | 0 | 0 | 0 | 0 | 0 | 0
Geo | 0 | 0 | 0 | 0 | 0 | 0
H | 0 | 0 | 0 | 0 | 0 | 0
LFG | 0 | 0 | 0 | 0 | 0 | 0
Nuc | 0 | 0 | 0 | 0 | 0 | 0
PS | 0 | 0 | 0 | 0 | 0 | 0
PV | 0 | 0 | 0 | 0 | 0 | 0
PeakG | 0 | 0 | 0 | 0 | 0 | 0
PeakO | 0 | 0 | 0 | 0 | 0 | 0
ST | 0 | 0 | 0 | 0 | 0 | 0
STOG | 0 | 0 | 0 | 0 | 0 | 0
STWD | 0 | 0 | 0 | 0 | 0 | 0
WT | 0 | 0 | 0 | 0 | 0 | 0
IGCC | 0 | 0 | 0 | 0 | 0 | 0
DemandResponse | 0 | 0 | 0 | 0 | 0 | 0
IGCC-CCS | 0 | 0 | 0 | 0 | 0 | 0
WT_off | 0 | 0 | 0 | 0 | 0 | 0
PseudoUnit | 0 | 0 | 0 | 0 | 0 | 0
FixedInterchange | 0 | 0 | 0 | 0 | 0 | 0
SO2 Emissions (MMshortTons): All
ReportingType | 2015 | 2020 | 2025 | 2030 | 2035 | 2040
BM | 0 | 0 | 0 | 0 | 0 | 0
CC | 0 | 0 | 0 | 0 | 0 | 0
CSP | 0 | 0 | 0 | 0 | 0 | 0
CT | 0 | 0 | 0 | 0 | 0 | 0
Coal | 5.21 | 1.75 | 1.87 | 1.78 | 2.19 | 2.2
Geo | 0 | 0 | 0 | 0 | 0 | 0
H | 0 | 0 | 0 | 0 | 0 | 0
LFG | 0 | 0 | 0 | 0 | 0 | 0
Nuc | 0 | 0 | 0 | 0 | 0 | 0
PS | 0 | 0 | 0 | 0 | 0 | 0
PV | 0 | 0 | 0 | 0 | 0 | 0
PeakG | 0 | 0 | 0 | 0 | 0 | 0
PeakO | 0 | 0 | 0 | 0 | 0 | 0
ST | 0 | 0 | 0 | 0 | 0 | 0
STOG | 0 | 0 | 0 | 0 | 0 | 0
STWD | 0 | 0 | 0 | 0 | 0 | 0
WT | 0 | 0 | 0 | 0 | 0 | 0
IGCC | 0 | 0 | 0 | 0 | 0 | 0
DemandResponse | 0 | 0 | 0 | 0 | 0 | 0
IGCC-CCS | 0 | 0 | 0 | 0 | 0 | 0
WT_off | 0 | 0 | 0 | 0 | 0 | 0
PseudoUnit | 0 | 0 | 0 | 0 | 0 | 0
FixedInterchange | 0 | 0 | 0 | 0 | 0 | 0
SO2 Emissions (MMshortTons): EI_US
ReportingType | 2015 | 2020 | 2025 | 2030 | 2035 | 2040
BM | 0 | 0 | 0 | 0 | 0 | 0
CC | 0 | 0 | 0 | 0 | 0 | 0
CSP | 0 | 0 | 0 | 0 | 0 | 0
CT | 0 | 0 | 0 | 0 | 0 | 0
Coal | 4.66 | 1.42 | 1.55 | 1.45 | 1.86 | 1.86
Geo | 0 | 0 | 0 | 0 | 0 | 0
H | 0 | 0 | 0 | 0 | 0 | 0
LFG | 0 | 0 | 0 | 0 | 0 | 0
Nuc | 0 | 0 | 0 | 0 | 0 | 0
PS | 0 | 0 | 0 | 0 | 0 | 0
PV | 0 | 0 | 0 | 0 | 0 | 0
PeakG | 0 | 0 | 0 | 0 | 0 | 0
PeakO | 0 | 0 | 0 | 0 | 0 | 0
ST | 0 | 0 | 0 | 0 | 0 | 0
STOG | 0 | 0 | 0 | 0 | 0 | 0
STWD | 0 | 0 | 0 | 0 | 0 | 0
WT | 0 | 0 | 0 | 0 | 0 | 0
IGCC | 0 | 0 | 0 | 0 | 0 | 0
DemandResponse | 0 | 0 | 0 | 0 | 0 | 0
IGCC-CCS | 0 | 0 | 0 | 0 | 0 | 0
WT_off | 0 | 0 | 0 | 0 | 0 | 0
PseudoUnit | 0 | 0 | 0 | 0 | 0 | 0
FixedInterchange | 0 | 0 | 0 | 0 | 0 | 0
SO2 Emissions (MMshortTons): EI_Canada
ReportingType | 2015 | 2020 | 2025 | 2030 | 2035 | 2040
BM | 0 | 0 | 0 | 0 | 0 | 0
CC | 0 | 0 | 0 | 0 | 0 | 0
CSP | 0 | 0 | 0 | 0 | 0 | 0
CT | 0 | 0 | 0 | 0 | 0 | 0
Coal | 0.01 | 0.02 | 0 | 0 | 0 | 0
Geo | 0 | 0 | 0 | 0 | 0 | 0
H | 0 | 0 | 0 | 0 | 0 | 0
LFG | 0 | 0 | 0 | 0 | 0 | 0
Nuc | 0 | 0 | 0 | 0 | 0 | 0
PS | 0 | 0 | 0 | 0 | 0 | 0
PV | 0 | 0 | 0 | 0 | 0 | 0
PeakG | 0 | 0 | 0 | 0 | 0 | 0
PeakO | 0 | 0 | 0 | 0 | 0 | 0
ST | 0 | 0 | 0 | 0 | 0 | 0
STOG | 0 | 0 | 0 | 0 | 0 | 0
STWD | 0 | 0 | 0 | 0 | 0 | 0
WT | 0 | 0 | 0 | 0 | 0 | 0
IGCC | 0 | 0 | 0 | 0 | 0 | 0
DemandResponse | 0 | 0 | 0 | 0 | 0 | 0
IGCC-CCS | 0 | 0 | 0 | 0 | 0 | 0
WT_off | 0 | 0 | 0 | 0 | 0 | 0
PseudoUnit | 0 | 0 | 0 | 0 | 0 | 0
FixedInterchange | 0 | 0 | 0 | 0 | 0 | 0
SO2 Emissions (MMshortTons): EI
ReportingType | 2015 | 2020 | 2025 | 2030 | 2035 | 2040
BM | 0 | 0 | 0 | 0 | 0 | 0
CC | 0 | 0 | 0 | 0 | 0 | 0
CSP | 0 | 0 | 0 | 0 | 0 | 0
CT | 0 | 0 | 0 | 0 | 0 | 0
Coal | 4.67 | 1.44 | 1.55 | 1.45 | 1.86 | 1.86
Geo | 0 | 0 | 0 | 0 | 0 | 0
H | 0 | 0 | 0 | 0 | 0 | 0
LFG | 0 | 0 | 0 | 0 | 0 | 0
Nuc | 0 | 0 | 0 | 0 | 0 | 0
PS | 0 | 0 | 0 | 0 | 0 | 0
PV | 0 | 0 | 0 | 0 | 0 | 0
PeakG | 0 | 0 | 0 | 0 | 0 | 0
PeakO | 0 | 0 | 0 | 0 | 0 | 0
ST | 0 | 0 | 0 | 0 | 0 | 0
STOG | 0 | 0 | 0 | 0 | 0 | 0
STWD | 0 | 0 | 0 | 0 | 0 | 0
WT | 0 | 0 | 0 | 0 | 0 | 0
IGCC | 0 | 0 | 0 | 0 | 0 | 0
DemandResponse | 0 | 0 | 0 | 0 | 0 | 0
IGCC-CCS | 0 | 0 | 0 | 0 | 0 | 0
WT_off | 0 | 0 | 0 | 0 | 0 | 0
PseudoUnit | 0 | 0 | 0 | 0 | 0 | 0
FixedInterchange | 0 | 0 | 0 | 0 | 0 | 0
SO2 Emissions (MMshortTons): Outside_EI
ReportingType | 2015 | 2020 | 2025 | 2030 | 2035 | 2040
BM | 0 | 0 | 0 | 0 | 0 | 0
CC | 0 | 0 | 0 | 0 | 0 | 0
CSP | 0 | 0 | 0 | 0 | 0 | 0
CT | 0 | 0 | 0 | 0 | 0 | 0
Coal | 0.54 | 0.31 | 0.32 | 0.32 | 0.33 | 0.33
Geo | 0 | 0 | 0 | 0 | 0 | 0
H | 0 | 0 | 0 | 0 | 0 | 0
LFG | 0 | 0 | 0 | 0 | 0 | 0
Nuc | 0 | 0 | 0 | 0 | 0 | 0
PS | 0 | 0 | 0 | 0 | 0 | 0
PV | 0 | 0 | 0 | 0 | 0 | 0
PeakG | 0 | 0 | 0 | 0 | 0 | 0
PeakO | 0 | 0 | 0 | 0 | 0 | 0
ST | 0 | 0 | 0 | 0 | 0 | 0
STOG | 0 | 0 | 0 | 0 | 0 | 0
STWD | 0 | 0 | 0 | 0 | 0 | 0
WT | 0 | 0 | 0 | 0 | 0 | 0
IGCC | 0 | 0 | 0 | 0 | 0 | 0
DemandResponse | 0 | 0 | 0 | 0 | 0 | 0
IGCC-CCS | 0 | 0 | 0 | 0 | 0 | 0
WT_off | 0 | 0 | 0 | 0 | 0 | 0
PseudoUnit | 0 | 0 | 0 | 0 | 0 | 0
FixedInterchange | 0 | 0 | 0 | 0 | 0 | 0
NOx Emissions (MMshortTons): Entergy
ReportingType | 2015 | 2020 | 2025 | 2030 | 2035 | 2040
BM | 0 | 0 | 0 | 0 | 0 | 0
CC | 0 | 0.01 | 0.01 | 0 | 0 | 0
CSP | 0 | 0 | 0 | 0 | 0 | 0
CT | 0 | 0 | 0 | 0 | 0 | 0
Coal | 0.05 | 0.05 | 0.05 | 0.05 | 0.05 | 0.06
Geo | 0 | 0 | 0 | 0 | 0 | 0
H | 0 | 0 | 0 | 0 | 0 | 0
LFG | 0 | 0 | 0 | 0 | 0 | 0
Nuc | 0 | 0 | 0 | 0 | 0 | 0
PS | 0 | 0 | 0 | 0 | 0 | 0
PV | 0 | 0 | 0 | 0 | 0 | 0
PeakG | 0 | 0 | 0 | 0 | 0 | 0
PeakO | 0 | 0 | 0 | 0 | 0 | 0
ST | 0 | 0 | 0 | 0 | 0 | 0
STOG | 0 | 0 | 0 | 0 | 0 | 0
STWD | 0 | 0 | 0 | 0 | 0 | 0
WT | 0 | 0 | 0 | 0 | 0 | 0
IGCC | 0 | 0 | 0 | 0 | 0 | 0
DemandResponse | 0 | 0 | 0 | 0 | 0 | 0
IGCC-CCS | 0 | 0 | 0 | 0 | 0 | 0
WT_off | 0 | 0 | 0 | 0 | 0 | 0
PseudoUnit | 0 | 0 | 0 | 0 | 0 | 0
FixedInterchange | 0 | 0 | 0 | 0 | 0 | 0
NOx Emissions (MMshortTons): FRCC
ReportingType | 2015 | 2020 | 2025 | 2030 | 2035 | 2040
BM | 0 | 0 | 0 | 0 | 0 | 0
CC | 0.01 | 0.01 | 0.01 | 0.01 | 0.01 | 0.01
CSP | 0 | 0 | 0 | 0 | 0 | 0
CT | 0 | 0 | 0 | 0 | 0 | 0
Coal | 0.04 | 0.03 | 0.04 | 0.04 | 0.04 | 0.04
Geo | 0 | 0 | 0 | 0 | 0 | 0
H | 0 | 0 | 0 | 0 | 0 | 0
LFG | 0 | 0 | 0 | 0 | 0 | 0
Nuc | 0 | 0 | 0 | 0 | 0 | 0
PS | 0 | 0 | 0 | 0 | 0 | 0
PV | 0 | 0 | 0 | 0 | 0 | 0
PeakG | 0 | 0 | 0 | 0 | 0 | 0
PeakO | 0 | 0 | 0 | 0 | 0 | 0
ST | 0 | 0 | 0 | 0 | 0 | 0
STOG | 0 | 0 | 0 | 0 | 0 | 0
STWD | 0 | 0 | 0 | 0 | 0 | 0
WT | 0 | 0 | 0 | 0 | 0 | 0
IGCC | 0 | 0 | 0 | 0 | 0 | 0
DemandResponse | 0 | 0 | 0 | 0 | 0 | 0
IGCC-CCS | 0 | 0 | 0 | 0 | 0 | 0
WT_off | 0 | 0 | 0 | 0 | 0 | 0
PseudoUnit | 0 | 0 | 0 | 0 | 0 | 0
FixedInterchange | 0 | 0 | 0 | 0 | 0 | 0
NOx Emissions (MMshortTons): MAPP_US
ReportingType | 2015 | 2020 | 2025 | 2030 | 2035 | 2040
BM | 0 | 0 | 0 | 0 | 0 | 0
CC | 0 | 0 | 0 | 0 | 0 | 0
CSP | 0 | 0 | 0 | 0 | 0 | 0
CT | 0 | 0 | 0 | 0 | 0 | 0
Coal | 0.05 | 0.03 | 0.03 | 0.03 | 0.03 | 0.03
Geo | 0 | 0 | 0 | 0 | 0 | 0
H | 0 | 0 | 0 | 0 | 0 | 0
LFG | 0 | 0 | 0 | 0 | 0 | 0
Nuc | 0 | 0 | 0 | 0 | 0 | 0
PS | 0 | 0 | 0 | 0 | 0 | 0
PV | 0 | 0 | 0 | 0 | 0 | 0
PeakG | 0 | 0 | 0 | 0 | 0 | 0
PeakO | 0 | 0 | 0 | 0 | 0 | 0
ST | 0 | 0 | 0 | 0 | 0 | 0
STOG | 0 | 0 | 0 | 0 | 0 | 0
STWD | 0 | 0 | 0 | 0 | 0 | 0
WT | 0 | 0 | 0 | 0 | 0 | 0
IGCC | 0 | 0 | 0 | 0 | 0 | 0
DemandResponse | 0 | 0 | 0 | 0 | 0 | 0
IGCC-CCS | 0 | 0 | 0 | 0 | 0 | 0
WT_off | 0 | 0 | 0 | 0 | 0 | 0
PseudoUnit | 0 | 0 | 0 | 0 | 0 | 0
FixedInterchange | 0 | 0 | 0 | 0 | 0 | 0
NOx Emissions (MMshortTons): MISO_IN
ReportingType | 2015 | 2020 | 2025 | 2030 | 2035 | 2040
BM | 0 | 0 | 0 | 0 | 0 | 0
CC | 0 | 0 | 0 | 0 | 0 | 0
CSP | 0 | 0 | 0 | 0 | 0 | 0
CT | 0 | 0 | 0 | 0 | 0 | 0
Coal | 0.07 | 0.07 | 0.07 | 0.07 | 0.07 | 0.08
Geo | 0 | 0 | 0 | 0 | 0 | 0
H | 0 | 0 | 0 | 0 | 0 | 0
LFG | 0 | 0 | 0 | 0 | 0 | 0
Nuc | 0 | 0 | 0 | 0 | 0 | 0
PS | 0 | 0 | 0 | 0 | 0 | 0
PV | 0 | 0 | 0 | 0 | 0 | 0
PeakG | 0 | 0 | 0 | 0 | 0 | 0
PeakO | 0 | 0 | 0 | 0 | 0 | 0
ST | 0 | 0 | 0 | 0 | 0 | 0
STOG | 0 | 0 | 0 | 0 | 0 | 0
STWD | 0 | 0 | 0 | 0 | 0 | 0
WT | 0 | 0 | 0 | 0 | 0 | 0
IGCC | 0 | 0 | 0 | 0 | 0 | 0
DemandResponse | 0 | 0 | 0 | 0 | 0 | 0
IGCC-CCS | 0 | 0 | 0 | 0 | 0 | 0
WT_off | 0 | 0 | 0 | 0 | 0 | 0
PseudoUnit | 0 | 0 | 0 | 0 | 0 | 0
FixedInterchange | 0 | 0 | 0 | 0 | 0 | 0
NOx Emissions (MMshortTons): MISO_MI
ReportingType | 2015 | 2020 | 2025 | 2030 | 2035 | 2040
BM | 0 | 0 | 0 | 0 | 0 | 0
CC | 0 | 0 | 0 | 0 | 0 | 0
CSP | 0 | 0 | 0 | 0 | 0 | 0
CT | 0 | 0 | 0 | 0 | 0 | 0
Coal | 0.06 | 0.05 | 0.05 | 0.05 | 0.06 | 0.06
Geo | 0 | 0 | 0 | 0 | 0 | 0
H | 0 | 0 | 0 | 0 | 0 | 0
LFG | 0 | 0 | 0 | 0 | 0 | 0
Nuc | 0 | 0 | 0 | 0 | 0 | 0
PS | 0 | 0 | 0 | 0 | 0 | 0
PV | 0 | 0 | 0 | 0 | 0 | 0
PeakG | 0 | 0 | 0 | 0 | 0 | 0
PeakO | 0 | 0 | 0 | 0 | 0 | 0
ST | 0 | 0 | 0 | 0 | 0 | 0
STOG | 0 | 0 | 0 | 0 | 0 | 0
STWD | 0 | 0 | 0 | 0 | 0 | 0
WT | 0 | 0 | 0 | 0 | 0 | 0
IGCC | 0 | 0 | 0 | 0 | 0 | 0
DemandResponse | 0 | 0 | 0 | 0 | 0 | 0
IGCC-CCS | 0 | 0 | 0 | 0 | 0 | 0
WT_off | 0 | 0 | 0 | 0 | 0 | 0
PseudoUnit | 0 | 0 | 0 | 0 | 0 | 0
FixedInterchange | 0 | 0 | 0 | 0 | 0 | 0
NOx Emissions (MMshortTons): MISO_MO-IL
ReportingType | 2015 | 2020 | 2025 | 2030 | 2035 | 2040
BM | 0 | 0 | 0 | 0 | 0 | 0
CC | 0 | 0 | 0 | 0 | 0 | 0
CSP | 0 | 0 | 0 | 0 | 0 | 0
CT | 0 | 0 | 0 | 0 | 0 | 0
Coal | 0.05 | 0.04 | 0.04 | 0.04 | 0.05 | 0.05
Geo | 0 | 0 | 0 | 0 | 0 | 0
H | 0 | 0 | 0 | 0 | 0 | 0
LFG | 0 | 0 | 0 | 0 | 0 | 0
Nuc | 0 | 0 | 0 | 0 | 0 | 0
PS | 0 | 0 | 0 | 0 | 0 | 0
PV | 0 | 0 | 0 | 0 | 0 | 0
PeakG | 0 | 0 | 0 | 0 | 0 | 0
PeakO | 0 | 0 | 0 | 0 | 0 | 0
ST | 0 | 0 | 0 | 0 | 0 | 0
STOG | 0 | 0 | 0 | 0 | 0 | 0
STWD | 0 | 0 | 0 | 0 | 0 | 0
WT | 0 | 0 | 0 | 0 | 0 | 0
IGCC | 0 | 0 | 0 | 0 | 0 | 0
DemandResponse | 0 | 0 | 0 | 0 | 0 | 0
IGCC-CCS | 0 | 0 | 0 | 0 | 0 | 0
WT_off | 0 | 0 | 0 | 0 | 0 | 0
PseudoUnit | 0 | 0 | 0 | 0 | 0 | 0
FixedInterchange | 0 | 0 | 0 | 0 | 0 | 0
NOx Emissions (MMshortTons): MISO_W
ReportingType | 2015 | 2020 | 2025 | 2030 | 2035 | 2040
BM | 0 | 0 | 0 | 0 | 0 | 0
CC | 0 | 0 | 0 | 0 | 0 | 0
CSP | 0 | 0 | 0 | 0 | 0 | 0
CT | 0 | 0 | 0 | 0 | 0 | 0
Coal | 0.1 | 0.09 | 0.09 | 0.09 | 0.09 | 0.1
Geo | 0 | 0 | 0 | 0 | 0 | 0
H | 0 | 0 | 0 | 0 | 0 | 0
LFG | 0 | 0 | 0 | 0 | 0 | 0
Nuc | 0 | 0 | 0 | 0 | 0 | 0
PS | 0 | 0 | 0 | 0 | 0 | 0
PV | 0 | 0 | 0 | 0 | 0 | 0
PeakG | 0 | 0 | 0 | 0 | 0 | 0
PeakO | 0 | 0 | 0 | 0 | 0 | 0
ST | 0 | 0 | 0 | 0 | 0 | 0
STOG | 0 | 0 | 0 | 0 | 0 | 0
STWD | 0 | 0 | 0 | 0 | 0 | 0
WT | 0 | 0 | 0 | 0 | 0 | 0
IGCC | 0 | 0 | 0 | 0 | 0 | 0
DemandResponse | 0 | 0 | 0 | 0 | 0 | 0
IGCC-CCS | 0 | 0 | 0 | 0 | 0 | 0
WT_off | 0 | 0 | 0 | 0 | 0 | 0
PseudoUnit | 0 | 0 | 0 | 0 | 0 | 0
FixedInterchange | 0 | 0 | 0 | 0 | 0 | 0
NOx Emissions (MMshortTons): MISO_WUMS
ReportingType | 2015 | 2020 | 2025 | 2030 | 2035 | 2040
BM | 0 | 0 | 0 | 0 | 0 | 0
CC | 0 | 0 | 0 | 0 | 0 | 0
CSP | 0 | 0 | 0 | 0 | 0 | 0
CT | 0 | 0 | 0 | 0 | 0 | 0
Coal | 0.01 | 0.01 | 0.01 | 0.01 | 0.01 | 0.01
Geo | 0 | 0 | 0 | 0 | 0 | 0
H | 0 | 0 | 0 | 0 | 0 | 0
LFG | 0 | 0 | 0 | 0 | 0 | 0
Nuc | 0 | 0 | 0 | 0 | 0 | 0
PS | 0 | 0 | 0 | 0 | 0 | 0
PV | 0 | 0 | 0 | 0 | 0 | 0
PeakG | 0 | 0 | 0 | 0 | 0 | 0
PeakO | 0 | 0 | 0 | 0 | 0 | 0
ST | 0 | 0 | 0 | 0 | 0 | 0
STOG | 0 | 0 | 0 | 0 | 0 | 0
STWD | 0 | 0 | 0 | 0 | 0 | 0
WT | 0 | 0 | 0 | 0 | 0 | 0
IGCC | 0 | 0 | 0 | 0 | 0 | 0
DemandResponse | 0 | 0 | 0 | 0 | 0 | 0
IGCC-CCS | 0 | 0 | 0 | 0 | 0 | 0
WT_off | 0 | 0 | 0 | 0 | 0 | 0
PseudoUnit | 0 | 0 | 0 | 0 | 0 | 0
FixedInterchange | 0 | 0 | 0 | 0 | 0 | 0
NOx Emissions (MMshortTons): Nebraska
ReportingType | 2015 | 2020 | 2025 | 2030 | 2035 | 2040
BM | 0 | 0 | 0 | 0 | 0 | 0
CC | 0 | 0 | 0 | 0 | 0 | 0
CSP | 0 | 0 | 0 | 0 | 0 | 0
CT | 0 | 0 | 0 | 0 | 0 | 0
Coal | 0.04 | 0.04 | 0.04 | 0.04 | 0.04 | 0.05
Geo | 0 | 0 | 0 | 0 | 0 | 0
H | 0 | 0 | 0 | 0 | 0 | 0
LFG | 0 | 0 | 0 | 0 | 0 | 0
Nuc | 0 | 0 | 0 | 0 | 0 | 0
PS | 0 | 0 | 0 | 0 | 0 | 0
PV | 0 | 0 | 0 | 0 | 0 | 0
PeakG | 0 | 0 | 0 | 0 | 0 | 0
PeakO | 0 | 0 | 0 | 0 | 0 | 0
ST | 0 | 0 | 0 | 0 | 0 | 0
STOG | 0 | 0 | 0 | 0 | 0 | 0
STWD | 0 | 0 | 0 | 0 | 0 | 0
WT | 0 | 0 | 0 | 0 | 0 | 0
IGCC | 0 | 0 | 0 | 0 | 0 | 0
DemandResponse | 0 | 0 | 0 | 0 | 0 | 0
IGCC-CCS | 0 | 0 | 0 | 0 | 0 | 0
WT_off | 0 | 0 | 0 | 0 | 0 | 0
PseudoUnit | 0 | 0 | 0 | 0 | 0 | 0
FixedInterchange | 0 | 0 | 0 | 0 | 0 | 0
NOx Emissions (MMshortTons): NEISO
ReportingType | 2015 | 2020 | 2025 | 2030 | 2035 | 2040
BM | 0 | 0 | 0 | 0 | 0 | 0
CC | 0 | 0 | 0 | 0 | 0 | 0
CSP | 0 | 0 | 0 | 0 | 0 | 0
CT | 0 | 0 | 0 | 0 | 0 | 0
Coal | 0 | 0 | 0 | 0 | 0 | 0
Geo | 0 | 0 | 0 | 0 | 0 | 0
H | 0 | 0 | 0 | 0 | 0 | 0
LFG | 0 | 0 | 0 | 0 | 0 | 0
Nuc | 0 | 0 | 0 | 0 | 0 | 0
PS | 0 | 0 | 0 | 0 | 0 | 0
PV | 0 | 0 | 0 | 0 | 0 | 0
PeakG | 0 | 0 | 0 | 0 | 0 | 0
PeakO | 0 | 0 | 0 | 0 | 0 | 0
ST | 0 | 0 | 0 | 0 | 0 | 0
STOG | 0 | 0 | 0 | 0 | 0 | 0
STWD | 0 | 0 | 0 | 0 | 0 | 0
WT | 0 | 0 | 0 | 0 | 0 | 0
IGCC | 0 | 0 | 0 | 0 | 0 | 0
DemandResponse | 0 | 0 | 0 | 0 | 0 | 0
IGCC-CCS | 0 | 0 | 0 | 0 | 0 | 0
WT_off | 0 | 0 | 0 | 0 | 0 | 0
PseudoUnit | 0 | 0 | 0 | 0 | 0 | 0
FixedInterchange | 0 | 0 | 0 | 0 | 0 | 0
NOx Emissions (MMshortTons): NonRTO_Midwest
ReportingType | 2015 | 2020 | 2025 | 2030 | 2035 | 2040
BM | 0 | 0 | 0 | 0 | 0 | 0
CC | 0 | 0 | 0 | 0 | 0 | 0
CSP | 0 | 0 | 0 | 0 | 0 | 0
CT | 0 | 0 | 0 | 0 | 0 | 0
Coal | 0.04 | 0.04 | 0.04 | 0.04 | 0.04 | 0.05
Geo | 0 | 0 | 0 | 0 | 0 | 0
H | 0 | 0 | 0 | 0 | 0 | 0
LFG | 0 | 0 | 0 | 0 | 0 | 0
Nuc | 0 | 0 | 0 | 0 | 0 | 0
PS | 0 | 0 | 0 | 0 | 0 | 0
PV | 0 | 0 | 0 | 0 | 0 | 0
PeakG | 0 | 0 | 0 | 0 | 0 | 0
PeakO | 0 | 0 | 0 | 0 | 0 | 0
ST | 0 | 0 | 0 | 0 | 0 | 0
STOG | 0 | 0 | 0 | 0 | 0 | 0
STWD | 0 | 0 | 0 | 0 | 0 | 0
WT | 0 | 0 | 0 | 0 | 0 | 0
IGCC | 0 | 0 | 0 | 0 | 0 | 0
DemandResponse | 0 | 0 | 0 | 0 | 0 | 0
IGCC-CCS | 0 | 0 | 0 | 0 | 0 | 0
WT_off | 0 | 0 | 0 | 0 | 0 | 0
PseudoUnit | 0 | 0 | 0 | 0 | 0 | 0
FixedInterchange | 0 | 0 | 0 | 0 | 0 | 0
NOx Emissions (MMshortTons): NYISO_A-F
ReportingType | 2015 | 2020 | 2025 | 2030 | 2035 | 2040
BM | 0 | 0 | 0 | 0 | 0 | 0
CC | 0 | 0 | 0 | 0 | 0 | 0
CSP | 0 | 0 | 0 | 0 | 0 | 0
CT | 0 | 0 | 0 | 0 | 0 | 0
Coal | 0 | 0 | 0 | 0 | 0 | 0
Geo | 0 | 0 | 0 | 0 | 0 | 0
H | 0 | 0 | 0 | 0 | 0 | 0
LFG | 0 | 0 | 0 | 0 | 0 | 0
Nuc | 0 | 0 | 0 | 0 | 0 | 0
PS | 0 | 0 | 0 | 0 | 0 | 0
PV | 0 | 0 | 0 | 0 | 0 | 0
PeakG | 0 | 0 | 0 | 0 | 0 | 0
PeakO | 0 | 0 | 0 | 0 | 0 | 0
ST | 0 | 0 | 0 | 0 | 0 | 0
STOG | 0 | 0 | 0 | 0 | 0 | 0
STWD | 0 | 0 | 0 | 0 | 0 | 0
WT | 0 | 0 | 0 | 0 | 0 | 0
IGCC | 0 | 0 | 0 | 0 | 0 | 0
DemandResponse | 0 | 0 | 0 | 0 | 0 | 0
IGCC-CCS | 0 | 0 | 0 | 0 | 0 | 0
WT_off | 0 | 0 | 0 | 0 | 0 | 0
PseudoUnit | 0 | 0 | 0 | 0 | 0 | 0
FixedInterchange | 0 | 0 | 0 | 0 | 0 | 0
NOx Emissions (MMshortTons): NYISO_G-I
ReportingType | 2015 | 2020 | 2025 | 2030 | 2035 | 2040
BM | 0 | 0 | 0 | 0 | 0 | 0
CC | 0 | 0 | 0 | 0 | 0 | 0
CSP | 0 | 0 | 0 | 0 | 0 | 0
CT | 0 | 0 | 0 | 0 | 0 | 0
Coal | 0 | 0 | 0 | 0 | 0 | 0
Geo | 0 | 0 | 0 | 0 | 0 | 0
H | 0 | 0 | 0 | 0 | 0 | 0
LFG | 0 | 0 | 0 | 0 | 0 | 0
Nuc | 0 | 0 | 0 | 0 | 0 | 0
PS | 0 | 0 | 0 | 0 | 0 | 0
PV | 0 | 0 | 0 | 0 | 0 | 0
PeakG | 0 | 0 | 0 | 0 | 0 | 0
PeakO | 0 | 0 | 0 | 0 | 0 | 0
ST | 0 | 0 | 0 | 0 | 0 | 0
STOG | 0 | 0 | 0 | 0 | 0 | 0
STWD | 0 | 0 | 0 | 0 | 0 | 0
WT | 0 | 0 | 0 | 0 | 0 | 0
IGCC | 0 | 0 | 0 | 0 | 0 | 0
DemandResponse | 0 | 0 | 0 | 0 | 0 | 0
IGCC-CCS | 0 | 0 | 0 | 0 | 0 | 0
WT_off | 0 | 0 | 0 | 0 | 0 | 0
PseudoUnit | 0 | 0 | 0 | 0 | 0 | 0
FixedInterchange | 0 | 0 | 0 | 0 | 0 | 0
NOx Emissions (MMshortTons): NYISO_J-K
ReportingType | 2015 | 2020 | 2025 | 2030 | 2035 | 2040
BM | 0 | 0 | 0 | 0 | 0 | 0
CC | 0 | 0 | 0 | 0 | 0 | 0
CSP | 0 | 0 | 0 | 0 | 0 | 0
CT | 0 | 0 | 0 | 0 | 0 | 0
Coal | 0 | 0 | 0 | 0 | 0 | 0
Geo | 0 | 0 | 0 | 0 | 0 | 0
H | 0 | 0 | 0 | 0 | 0 | 0
LFG | 0 | 0 | 0 | 0 | 0 | 0
Nuc | 0 | 0 | 0 | 0 | 0 | 0
PS | 0 | 0 | 0 | 0 | 0 | 0
PV | 0 | 0 | 0 | 0 | 0 | 0
PeakG | 0 | 0 | 0 | 0 | 0 | 0
PeakO | 0 | 0 | 0 | 0 | 0 | 0
ST | 0 | 0 | 0 | 0 | 0 | 0
STOG | 0 | 0 | 0 | 0 | 0 | 0
STWD | 0 | 0 | 0 | 0 | 0 | 0
WT | 0 | 0 | 0 | 0 | 0 | 0
IGCC | 0 | 0 | 0 | 0 | 0 | 0
DemandResponse | 0 | 0 | 0 | 0 | 0 | 0
IGCC-CCS | 0 | 0 | 0 | 0 | 0 | 0
WT_off | 0 | 0 | 0 | 0 | 0 | 0
PseudoUnit | 0 | 0 | 0 | 0 | 0 | 0
FixedInterchange | 0 | 0 | 0 | 0 | 0 | 0
NOx Emissions (MMshortTons): PJM_E
ReportingType | 2015 | 2020 | 2025 | 2030 | 2035 | 2040
BM | 0 | 0 | 0 | 0 | 0 | 0
CC | 0 | 0 | 0 | 0 | 0 | 0
CSP | 0 | 0 | 0 | 0 | 0 | 0
CT | 0 | 0 | 0 | 0 | 0 | 0
Coal | 0 | 0 | 0 | 0 | 0 | 0
Geo | 0 | 0 | 0 | 0 | 0 | 0
H | 0 | 0 | 0 | 0 | 0 | 0
LFG | 0 | 0 | 0 | 0 | 0 | 0
Nuc | 0 | 0 | 0 | 0 | 0 | 0
PS | 0 | 0 | 0 | 0 | 0 | 0
PV | 0 | 0 | 0 | 0 | 0 | 0
PeakG | 0 | 0 | 0 | 0 | 0 | 0
PeakO | 0 | 0 | 0 | 0 | 0 | 0
ST | 0 | 0 | 0 | 0 | 0 | 0
STOG | 0 | 0 | 0 | 0 | 0 | 0
STWD | 0 | 0 | 0 | 0 | 0 | 0
WT | 0 | 0 | 0 | 0 | 0 | 0
IGCC | 0 | 0 | 0 | 0 | 0 | 0
DemandResponse | 0 | 0 | 0 | 0 | 0 | 0
IGCC-CCS | 0 | 0 | 0 | 0 | 0 | 0
WT_off | 0 | 0 | 0 | 0 | 0 | 0
PseudoUnit | 0 | 0 | 0 | 0 | 0 | 0
FixedInterchange | 0 | 0 | 0 | 0 | 0 | 0
NOx Emissions (MMshortTons): PJM_ROM
ReportingType | 2015 | 2020 | 2025 | 2030 | 2035 | 2040
BM | 0 | 0 | 0 | 0 | 0 | 0
CC | 0 | 0 | 0 | 0 | 0 | 0.01
CSP | 0 | 0 | 0 | 0 | 0 | 0
CT | 0 | 0 | 0 | 0 | 0 | 0
Coal | 0.04 | 0.03 | 0.03 | 0.02 | 0.03 | 0.03
Geo | 0 | 0 | 0 | 0 | 0 | 0
H | 0 | 0 | 0 | 0 | 0 | 0
LFG | 0 | 0 | 0 | 0 | 0 | 0
Nuc | 0 | 0 | 0 | 0 | 0 | 0
PS | 0 | 0 | 0 | 0 | 0 | 0
PV | 0 | 0 | 0 | 0 | 0 | 0
PeakG | 0 | 0 | 0 | 0 | 0 | 0
PeakO | 0 | 0 | 0 | 0 | 0 | 0
ST | 0 | 0 | 0 | 0 | 0 | 0
STOG | 0 | 0 | 0 | 0 | 0 | 0
STWD | 0 | 0 | 0 | 0 | 0 | 0
WT | 0 | 0 | 0 | 0 | 0 | 0
IGCC | 0 | 0 | 0 | 0 | 0 | 0
DemandResponse | 0 | 0 | 0 | 0 | 0 | 0
IGCC-CCS | 0 | 0 | 0 | 0 | 0 | 0
WT_off | 0 | 0 | 0 | 0 | 0 | 0
PseudoUnit | 0 | 0 | 0 | 0 | 0 | 0
FixedInterchange | 0 | 0 | 0 | 0 | 0 | 0
NOx Emissions (MMshortTons): PJM_ROR
ReportingType | 2015 | 2020 | 2025 | 2030 | 2035 | 2040
BM | 0 | 0 | 0 | 0 | 0 | 0
CC | 0 | 0 | 0 | 0 | 0 | 0
CSP | 0 | 0 | 0 | 0 | 0 | 0
CT | 0 | 0 | 0 | 0 | 0 | 0
Coal | 0.27 | 0.17 | 0.17 | 0.16 | 0.17 | 0.17
Geo | 0 | 0 | 0 | 0 | 0 | 0
H | 0 | 0 | 0 | 0 | 0 | 0
LFG | 0 | 0 | 0 | 0 | 0 | 0
Nuc | 0 | 0 | 0 | 0 | 0 | 0
PS | 0 | 0 | 0 | 0 | 0 | 0
PV | 0 | 0 | 0 | 0 | 0 | 0
PeakG | 0 | 0 | 0 | 0 | 0 | 0
PeakO | 0 | 0 | 0 | 0 | 0 | 0
ST | 0 | 0 | 0 | 0 | 0 | 0
STOG | 0 | 0 | 0 | 0 | 0 | 0
STWD | 0 | 0 | 0 | 0 | 0 | 0
WT | 0 | 0 | 0 | 0 | 0 | 0
IGCC | 0 | 0 | 0 | 0 | 0 | 0
DemandResponse | 0 | 0 | 0 | 0 | 0 | 0
IGCC-CCS | 0 | 0 | 0 | 0 | 0 | 0
WT_off | 0 | 0 | 0 | 0 | 0 | 0
PseudoUnit | 0 | 0 | 0 | 0 | 0 | 0
FixedInterchange | 0 | 0 | 0 | 0 | 0 | 0
NOx Emissions (MMshortTons): SOCO
ReportingType | 2015 | 2020 | 2025 | 2030 | 2035 | 2040
BM | 0 | 0 | 0 | 0 | 0 | 0
CC | 0.01 | 0.01 | 0.01 | 0 | 0 | 0
CSP | 0 | 0 | 0 | 0 | 0 | 0
CT | 0 | 0 | 0 | 0 | 0 | 0
Coal | 0.06 | 0.05 | 0.05 | 0.05 | 0.05 | 0.07
Geo | 0 | 0 | 0 | 0 | 0 | 0
H | 0 | 0 | 0 | 0 | 0 | 0
LFG | 0 | 0 | 0 | 0 | 0 | 0
Nuc | 0 | 0 | 0 | 0 | 0 | 0
PS | 0 | 0 | 0 | 0 | 0 | 0
PV | 0 | 0 | 0 | 0 | 0 | 0
PeakG | 0 | 0 | 0 | 0 | 0 | 0
PeakO | 0 | 0 | 0 | 0 | 0 | 0
ST | 0 | 0 | 0 | 0 | 0 | 0
STOG | 0 | 0 | 0 | 0 | 0 | 0
STWD | 0 | 0 | 0 | 0 | 0 | 0
WT | 0 | 0 | 0 | 0 | 0 | 0
IGCC | 0 | 0 | 0 | 0 | 0 | 0
DemandResponse | 0 | 0 | 0 | 0 | 0 | 0
IGCC-CCS | 0 | 0 | 0 | 0 | 0 | 0
WT_off | 0 | 0 | 0 | 0 | 0 | 0
PseudoUnit | 0 | 0 | 0 | 0 | 0 | 0
FixedInterchange | 0 | 0 | 0 | 0 | 0 | 0
NOx Emissions (MMshortTons): SPP_N
ReportingType | 2015 | 2020 | 2025 | 2030 | 2035 | 2040
BM | 0 | 0 | 0 | 0 | 0 | 0
CC | 0 | 0 | 0 | 0 | 0 | 0
CSP | 0 | 0 | 0 | 0 | 0 | 0
CT | 0 | 0 | 0 | 0 | 0 | 0
Coal | 0.07 | 0.06 | 0.06 | 0.06 | 0.06 | 0.06
Geo | 0 | 0 | 0 | 0 | 0 | 0
H | 0 | 0 | 0 | 0 | 0 | 0
LFG | 0 | 0 | 0 | 0 | 0 | 0
Nuc | 0 | 0 | 0 | 0 | 0 | 0
PS | 0 | 0 | 0 | 0 | 0 | 0
PV | 0 | 0 | 0 | 0 | 0 | 0
PeakG | 0 | 0 | 0 | 0 | 0 | 0
PeakO | 0 | 0 | 0 | 0 | 0 | 0
ST | 0 | 0 | 0 | 0 | 0 | 0
STOG | 0 | 0 | 0 | 0 | 0 | 0
STWD | 0 | 0 | 0 | 0 | 0 | 0
WT | 0 | 0 | 0 | 0 | 0 | 0
IGCC | 0 | 0 | 0 | 0 | 0 | 0
DemandResponse | 0 | 0 | 0 | 0 | 0 | 0
IGCC-CCS | 0 | 0 | 0 | 0 | 0 | 0
WT_off | 0 | 0 | 0 | 0 | 0 | 0
PseudoUnit | 0 | 0 | 0 | 0 | 0 | 0
FixedInterchange | 0 | 0 | 0 | 0 | 0 | 0
NOx Emissions (MMshortTons): SPP_S
ReportingType | 2015 | 2020 | 2025 | 2030 | 2035 | 2040
BM | 0 | 0 | 0 | 0 | 0 | 0
CC | 0 | 0 | 0 | 0 | 0 | 0
CSP | 0 | 0 | 0 | 0 | 0 | 0
CT | 0 | 0 | 0 | 0 | 0 | 0
Coal | 0.11 | 0.1 | 0.09 | 0.08 | 0.1 | 0.09
Geo | 0 | 0 | 0 | 0 | 0 | 0
H | 0 | 0 | 0 | 0 | 0 | 0
LFG | 0 | 0 | 0 | 0 | 0 | 0
Nuc | 0 | 0 | 0 | 0 | 0 | 0
PS | 0 | 0 | 0 | 0 | 0 | 0
PV | 0 | 0 | 0 | 0 | 0 | 0
PeakG | 0 | 0 | 0 | 0 | 0 | 0
PeakO | 0 | 0 | 0 | 0 | 0 | 0
ST | 0 | 0 | 0 | 0 | 0 | 0
STOG | 0 | 0 | 0 | 0 | 0 | 0
STWD | 0 | 0 | 0 | 0 | 0 | 0
WT | 0 | 0 | 0 | 0 | 0 | 0
IGCC | 0 | 0 | 0 | 0 | 0 | 0
DemandResponse | 0 | 0 | 0 | 0 | 0 | 0
IGCC-CCS | 0 | 0 | 0 | 0 | 0 | 0
WT_off | 0 | 0 | 0 | 0 | 0 | 0
PseudoUnit | 0 | 0 | 0 | 0 | 0 | 0
FixedInterchange | 0 | 0 | 0 | 0 | 0 | 0
NOx Emissions (MMshortTons): TVA
ReportingType | 2015 | 2020 | 2025 | 2030 | 2035 | 2040
BM | 0 | 0 | 0 | 0 | 0 | 0
CC | 0 | 0 | 0 | 0 | 0 | 0
CSP | 0 | 0 | 0 | 0 | 0 | 0
CT | 0 | 0 | 0 | 0 | 0 | 0
Coal | 0.07 | 0.05 | 0.05 | 0.05 | 0.06 | 0.06
Geo | 0 | 0 | 0 | 0 | 0 | 0
H | 0 | 0 | 0 | 0 | 0 | 0
LFG | 0 | 0 | 0 | 0 | 0 | 0
Nuc | 0 | 0 | 0 | 0 | 0 | 0
PS | 0 | 0 | 0 | 0 | 0 | 0
PV | 0 | 0 | 0 | 0 | 0 | 0
PeakG | 0 | 0 | 0 | 0 | 0 | 0
PeakO | 0 | 0 | 0 | 0 | 0 | 0
ST | 0 | 0 | 0 | 0 | 0 | 0
STOG | 0 | 0 | 0 | 0 | 0 | 0
STWD | 0 | 0 | 0 | 0 | 0 | 0
WT | 0 | 0 | 0 | 0 | 0 | 0
IGCC | 0 | 0 | 0 | 0 | 0 | 0
DemandResponse | 0 | 0 | 0 | 0 | 0 | 0
IGCC-CCS | 0 | 0 | 0 | 0 | 0 | 0
WT_off | 0 | 0 | 0 | 0 | 0 | 0
PseudoUnit | 0 | 0 | 0 | 0 | 0 | 0
FixedInterchange | 0 | 0 | 0 | 0 | 0 | 0
NOx Emissions (MMshortTons): TVA_Transmission
ReportingType | 2015 | 2020 | 2025 | 2030 | 2035 | 2040
BM | 0 | 0 | 0 | 0 | 0 | 0
CC | 0 | 0 | 0 | 0 | 0 | 0
CSP | 0 | 0 | 0 | 0 | 0 | 0
CT | 0 | 0 | 0 | 0 | 0 | 0
Coal | 0 | 0 | 0 | 0 | 0 | 0
Geo | 0 | 0 | 0 | 0 | 0 | 0
H | 0 | 0 | 0 | 0 | 0 | 0
LFG | 0 | 0 | 0 | 0 | 0 | 0
Nuc | 0 | 0 | 0 | 0 | 0 | 0
PS | 0 | 0 | 0 | 0 | 0 | 0
PV | 0 | 0 | 0 | 0 | 0 | 0
PeakG | 0 | 0 | 0 | 0 | 0 | 0
PeakO | 0 | 0 | 0 | 0 | 0 | 0
ST | 0 | 0 | 0 | 0 | 0 | 0
STOG | 0 | 0 | 0 | 0 | 0 | 0
STWD | 0 | 0 | 0 | 0 | 0 | 0
WT | 0 | 0 | 0 | 0 | 0 | 0
IGCC | 0 | 0 | 0 | 0 | 0 | 0
DemandResponse | 0 | 0 | 0 | 0 | 0 | 0
IGCC-CCS | 0 | 0 | 0 | 0 | 0 | 0
WT_off | 0 | 0 | 0 | 0 | 0 | 0
PseudoUnit | 0 | 0 | 0 | 0 | 0 | 0
FixedInterchange | 0 | 0 | 0 | 0 | 0 | 0
NOx Emissions (MMshortTons): VACAR
ReportingType | 2015 | 2020 | 2025 | 2030 | 2035 | 2040
BM | 0 | 0 | 0 | 0 | 0 | 0
CC | 0 | 0 | 0 | 0 | 0 | 0
CSP | 0 | 0 | 0 | 0 | 0 | 0
CT | 0 | 0 | 0 | 0 | 0 | 0
Coal | 0.05 | 0.02 | 0.02 | 0.01 | 0.02 | 0.03
Geo | 0 | 0 | 0 | 0 | 0 | 0
H | 0 | 0 | 0 | 0 | 0 | 0
LFG | 0 | 0 | 0 | 0 | 0 | 0
Nuc | 0 | 0 | 0 | 0 | 0 | 0
PS | 0 | 0 | 0 | 0 | 0 | 0
PV | 0 | 0 | 0 | 0 | 0 | 0
PeakG | 0 | 0 | 0 | 0 | 0 | 0
PeakO | 0 | 0 | 0 | 0 | 0 | 0
ST | 0 | 0 | 0 | 0 | 0 | 0
STOG | 0 | 0 | 0 | 0 | 0 | 0
STWD | 0 | 0 | 0 | 0 | 0 | 0
WT | 0 | 0 | 0 | 0 | 0 | 0
IGCC | 0 | 0 | 0 | 0 | 0 | 0
DemandResponse | 0 | 0 | 0 | 0 | 0 | 0
IGCC-CCS | 0 | 0 | 0 | 0 | 0 | 0
WT_off | 0 | 0 | 0 | 0 | 0 | 0
PseudoUnit | 0 | 0 | 0 | 0 | 0 | 0
FixedInterchange | 0 | 0 | 0 | 0 | 0 | 0
NOx Emissions (MMshortTons): IESO
ReportingType | 2015 | 2020 | 2025 | 2030 | 2035 | 2040
BM | 0 | 0 | 0 | 0 | 0 | 0
CC | 0 | 0 | 0 | 0 | 0 | 0
CSP | 0 | 0 | 0 | 0 | 0 | 0
CT | 0 | 0 | 0 | 0 | 0 | 0
Coal | 0 | 0 | 0 | 0 | 0 | 0
Geo | 0 | 0 | 0 | 0 | 0 | 0
H | 0 | 0 | 0 | 0 | 0 | 0
LFG | 0 | 0 | 0 | 0 | 0 | 0
Nuc | 0 | 0 | 0 | 0 | 0 | 0
PS | 0 | 0 | 0 | 0 | 0 | 0
PV | 0 | 0 | 0 | 0 | 0 | 0
PeakG | 0 | 0 | 0 | 0 | 0 | 0
PeakO | 0 | 0 | 0 | 0 | 0 | 0
ST | 0 | 0 | 0 | 0 | 0 | 0
STOG | 0 | 0 | 0 | 0 | 0 | 0
STWD | 0 | 0 | 0 | 0 | 0 | 0
WT | 0 | 0 | 0 | 0 | 0 | 0
IGCC | 0 | 0 | 0 | 0 | 0 | 0
DemandResponse | 0 | 0 | 0 | 0 | 0 | 0
IGCC-CCS | 0 | 0 | 0 | 0 | 0 | 0
WT_off | 0 | 0 | 0 | 0 | 0 | 0
PseudoUnit | 0 | 0 | 0 | 0 | 0 | 0
FixedInterchange | 0 | 0 | 0 | 0 | 0 | 0
NOx Emissions (MMshortTons): MAPP_CA
ReportingType | 2015 | 2020 | 2025 | 2030 | 2035 | 2040
BM | 0 | 0 | 0 | 0 | 0 | 0
CC | 0 | 0 | 0 | 0 | 0 | 0
CSP | 0 | 0 | 0 | 0 | 0 | 0
CT | 0 | 0 | 0 | 0 | 0 | 0
Coal | 0 | 0 | 0 | 0 | 0 | 0
Geo | 0 | 0 | 0 | 0 | 0 | 0
H | 0 | 0 | 0 | 0 | 0 | 0
LFG | 0 | 0 | 0 | 0 | 0 | 0
Nuc | 0 | 0 | 0 | 0 | 0 | 0
PS | 0 | 0 | 0 | 0 | 0 | 0
PV | 0 | 0 | 0 | 0 | 0 | 0
PeakG | 0 | 0 | 0 | 0 | 0 | 0
PeakO | 0 | 0 | 0 | 0 | 0 | 0
ST | 0 | 0 | 0 | 0 | 0 | 0
STOG | 0 | 0 | 0 | 0 | 0 | 0
STWD | 0 | 0 | 0 | 0 | 0 | 0
WT | 0 | 0 | 0 | 0 | 0 | 0
IGCC | 0 | 0 | 0 | 0 | 0 | 0
DemandResponse | 0 | 0 | 0 | 0 | 0 | 0
IGCC-CCS | 0 | 0 | 0 | 0 | 0 | 0
WT_off | 0 | 0 | 0 | 0 | 0 | 0
PseudoUnit | 0 | 0 | 0 | 0 | 0 | 0
FixedInterchange | 0 | 0 | 0 | 0 | 0 | 0
NOx Emissions (MMshortTons): AZ_NM_SNV_Coal
ReportingType | 2015 | 2020 | 2025 | 2030 | 2035 | 2040
BM | 0 | 0 | 0 | 0 | 0 | 0
CC | 0 | 0 | 0 | 0 | 0 | 0
CSP | 0 | 0 | 0 | 0 | 0 | 0
CT | 0 | 0 | 0 | 0 | 0 | 0
Coal | 0.12 | 0.12 | 0.12 | 0.12 | 0.12 | 0.14
Geo | 0 | 0 | 0 | 0 | 0 | 0
H | 0 | 0 | 0 | 0 | 0 | 0
LFG | 0 | 0 | 0 | 0 | 0 | 0
Nuc | 0 | 0 | 0 | 0 | 0 | 0
PS | 0 | 0 | 0 | 0 | 0 | 0
PV | 0 | 0 | 0 | 0 | 0 | 0
PeakG | 0 | 0 | 0 | 0 | 0 | 0
PeakO | 0 | 0 | 0 | 0 | 0 | 0
ST | 0 | 0 | 0 | 0 | 0 | 0
STOG | 0 | 0 | 0 | 0 | 0 | 0
STWD | 0 | 0 | 0 | 0 | 0 | 0
WT | 0 | 0 | 0 | 0 | 0 | 0
IGCC | 0 | 0 | 0 | 0 | 0 | 0
DemandResponse | 0 | 0 | 0 | 0 | 0 | 0
IGCC-CCS | 0 | 0 | 0 | 0 | 0 | 0
WT_off | 0 | 0 | 0 | 0 | 0 | 0
PseudoUnit | 0 | 0 | 0 | 0 | 0 | 0
FixedInterchange | 0 | 0 | 0 | 0 | 0 | 0
NOx Emissions (MMshortTons): AZ_NM_SNV_Gas
ReportingType | 2015 | 2020 | 2025 | 2030 | 2035 | 2040
BM | 0 | 0 | 0 | 0 | 0 | 0
CC | 0.01 | 0.01 | 0.01 | 0.01 | 0.01 | 0.01
CSP | 0 | 0 | 0 | 0 | 0 | 0
CT | 0 | 0 | 0 | 0 | 0 | 0
Coal | 0 | 0 | 0 | 0 | 0 | 0
Geo | 0 | 0 | 0 | 0 | 0 | 0
H | 0 | 0 | 0 | 0 | 0 | 0
LFG | 0 | 0 | 0 | 0 | 0 | 0
Nuc | 0 | 0 | 0 | 0 | 0 | 0
PS | 0 | 0 | 0 | 0 | 0 | 0
PV | 0 | 0 | 0 | 0 | 0 | 0
PeakG | 0 | 0 | 0 | 0 | 0 | 0
PeakO | 0 | 0 | 0 | 0 | 0 | 0
ST | 0 | 0 | 0 | 0 | 0 | 0
STOG | 0 | 0 | 0 | 0 | 0 | 0
STWD | 0 | 0 | 0 | 0 | 0 | 0
WT | 0 | 0 | 0 | 0 | 0 | 0
IGCC | 0 | 0 | 0 | 0 | 0 | 0
DemandResponse | 0 | 0 | 0 | 0 | 0 | 0
IGCC-CCS | 0 | 0 | 0 | 0 | 0 | 0
WT_off | 0 | 0 | 0 | 0 | 0 | 0
PseudoUnit | 0 | 0 | 0 | 0 | 0 | 0
FixedInterchange | 0 | 0 | 0 | 0 | 0 | 0
NOx Emissions (MMshortTons): AZ_NM_SNV_NucRenew
ReportingType | 2015 | 2020 | 2025 | 2030 | 2035 | 2040
BM | 0 | 0 | 0 | 0 | 0 | 0
CC | 0 | 0 | 0 | 0 | 0 | 0
CSP | 0 | 0 | 0 | 0 | 0 | 0
CT | 0 | 0 | 0 | 0 | 0 | 0
Coal | 0 | 0 | 0 | 0 | 0 | 0
Geo | 0 | 0 | 0 | 0 | 0 | 0
H | 0 | 0 | 0 | 0 | 0 | 0
LFG | 0 | 0 | 0 | 0 | 0 | 0
Nuc | 0 | 0 | 0 | 0 | 0 | 0
PS | 0 | 0 | 0 | 0 | 0 | 0
PV | 0 | 0 | 0 | 0 | 0 | 0
PeakG | 0 | 0 | 0 | 0 | 0 | 0
PeakO | 0 | 0 | 0 | 0 | 0 | 0
ST | 0 | 0 | 0 | 0 | 0 | 0
STOG | 0 | 0 | 0 | 0 | 0 | 0
STWD | 0 | 0 | 0 | 0 | 0 | 0
WT | 0 | 0 | 0 | 0 | 0 | 0
IGCC | 0 | 0 | 0 | 0 | 0 | 0
DemandResponse | 0 | 0 | 0 | 0 | 0 | 0
IGCC-CCS | 0 | 0 | 0 | 0 | 0 | 0
WT_off | 0 | 0 | 0 | 0 | 0 | 0
PseudoUnit | 0 | 0 | 0 | 0 | 0 | 0
FixedInterchange | 0 | 0 | 0 | 0 | 0 | 0
NOx Emissions (MMshortTons): ERCOT
ReportingType | 2015 | 2020 | 2025 | 2030 | 2035 | 2040
BM | 0 | 0 | 0 | 0 | 0 | 0
CC | 0.01 | 0.01 | 0.01 | 0.01 | 0.01 | 0.01
CSP | 0 | 0 | 0 | 0 | 0 | 0
CT | 0 | 0 | 0 | 0 | 0 | 0
Coal | 0.07 | 0.08 | 0.09 | 0.09 | 0.09 | 0.09
Geo | 0 | 0 | 0 | 0 | 0 | 0
H | 0 | 0 | 0 | 0 | 0 | 0
LFG | 0 | 0 | 0 | 0 | 0 | 0
Nuc | 0 | 0 | 0 | 0 | 0 | 0
PS | 0 | 0 | 0 | 0 | 0 | 0
PV | 0 | 0 | 0 | 0 | 0 | 0
PeakG | 0 | 0 | 0 | 0 | 0 | 0
PeakO | 0 | 0 | 0 | 0 | 0 | 0
ST | 0 | 0 | 0 | 0 | 0 | 0
STOG | 0 | 0.01 | 0.01 | 0 | 0 | 0
STWD | 0 | 0 | 0 | 0 | 0 | 0
WT | 0 | 0 | 0 | 0 | 0 | 0
IGCC | 0 | 0 | 0 | 0 | 0 | 0
DemandResponse | 0 | 0 | 0 | 0 | 0 | 0
IGCC-CCS | 0 | 0 | 0 | 0 | 0 | 0
WT_off | 0 | 0 | 0 | 0 | 0 | 0
PseudoUnit | 0 | 0 | 0 | 0 | 0 | 0
FixedInterchange | 0 | 0 | 0 | 0 | 0 | 0
NOx Emissions (MMshortTons): NP15
ReportingType | 2015 | 2020 | 2025 | 2030 | 2035 | 2040
BM | 0 | 0 | 0 | 0 | 0 | 0
CC | 0 | 0 | 0 | 0 | 0 | 0
CSP | 0 | 0 | 0 | 0 | 0 | 0
CT | 0 | 0 | 0 | 0 | 0 | 0
Coal | 0 | 0 | 0 | 0 | 0 | 0
Geo | 0 | 0 | 0 | 0 | 0 | 0
H | 0 | 0 | 0 | 0 | 0 | 0
LFG | 0 | 0 | 0 | 0 | 0 | 0
Nuc | 0 | 0 | 0 | 0 | 0 | 0
PS | 0 | 0 | 0 | 0 | 0 | 0
PV | 0 | 0 | 0 | 0 | 0 | 0
PeakG | 0 | 0 | 0 | 0 | 0 | 0
PeakO | 0 | 0 | 0 | 0 | 0 | 0
ST | 0 | 0 | 0 | 0 | 0 | 0
STOG | 0 | 0 | 0 | 0 | 0 | 0
STWD | 0 | 0 | 0 | 0 | 0 | 0
WT | 0 | 0 | 0 | 0 | 0 | 0
IGCC | 0 | 0 | 0 | 0 | 0 | 0
DemandResponse | 0 | 0 | 0 | 0 | 0 | 0
IGCC-CCS | 0 | 0 | 0 | 0 | 0 | 0
WT_off | 0 | 0 | 0 | 0 | 0 | 0
PseudoUnit | 0 | 0 | 0 | 0 | 0 | 0
FixedInterchange | 0 | 0 | 0 | 0 | 0 | 0
NOx Emissions (MMshortTons): NWPP_Coal
ReportingType | 2015 | 2020 | 2025 | 2030 | 2035 | 2040
BM | 0 | 0 | 0 | 0 | 0 | 0
CC | 0 | 0 | 0 | 0 | 0 | 0
CSP | 0 | 0 | 0 | 0 | 0 | 0
CT | 0 | 0 | 0 | 0 | 0 | 0
Coal | 0.15 | 0.15 | 0.15 | 0.15 | 0.15 | 0.15
Geo | 0 | 0 | 0 | 0 | 0 | 0
H | 0 | 0 | 0 | 0 | 0 | 0
LFG | 0 | 0 | 0 | 0 | 0 | 0
Nuc | 0 | 0 | 0 | 0 | 0 | 0
PS | 0 | 0 | 0 | 0 | 0 | 0
PV | 0 | 0 | 0 | 0 | 0 | 0
PeakG | 0 | 0 | 0 | 0 | 0 | 0
PeakO | 0 | 0 | 0 | 0 | 0 | 0
ST | 0 | 0 | 0 | 0 | 0 | 0
STOG | 0 | 0 | 0 | 0 | 0 | 0
STWD | 0 | 0 | 0 | 0 | 0 | 0
WT | 0 | 0 | 0 | 0 | 0 | 0
IGCC | 0 | 0 | 0 | 0 | 0 | 0
DemandResponse | 0 | 0 | 0 | 0 | 0 | 0
IGCC-CCS | 0 | 0 | 0 | 0 | 0 | 0
WT_off | 0 | 0 | 0 | 0 | 0 | 0
PseudoUnit | 0 | 0 | 0 | 0 | 0 | 0
FixedInterchange | 0 | 0 | 0 | 0 | 0 | 0
NOx Emissions (MMshortTons): NWPP_Gas
ReportingType | 2015 | 2020 | 2025 | 2030 | 2035 | 2040
BM | 0 | 0 | 0 | 0 | 0 | 0
CC | 0 | 0 | 0 | 0.01 | 0.01 | 0.01
CSP | 0 | 0 | 0 | 0 | 0 | 0
CT | 0 | 0 | 0 | 0 | 0 | 0
Coal | 0 | 0 | 0 | 0 | 0 | 0
Geo | 0 | 0 | 0 | 0 | 0 | 0
H | 0 | 0 | 0 | 0 | 0 | 0
LFG | 0 | 0 | 0 | 0 | 0 | 0
Nuc | 0 | 0 | 0 | 0 | 0 | 0
PS | 0 | 0 | 0 | 0 | 0 | 0
PV | 0 | 0 | 0 | 0 | 0 | 0
PeakG | 0 | 0 | 0 | 0 | 0 | 0
PeakO | 0 | 0 | 0 | 0 | 0 | 0
ST | 0 | 0 | 0 | 0 | 0 | 0
STOG | 0 | 0 | 0 | 0 | 0 | 0
STWD | 0 | 0 | 0 | 0 | 0 | 0
WT | 0 | 0 | 0 | 0 | 0 | 0
IGCC | 0 | 0 | 0 | 0 | 0 | 0
DemandResponse | 0 | 0 | 0 | 0 | 0 | 0
IGCC-CCS | 0 | 0 | 0 | 0 | 0 | 0
WT_off | 0 | 0 | 0 | 0 | 0 | 0
PseudoUnit | 0 | 0 | 0 | 0 | 0 | 0
FixedInterchange | 0 | 0 | 0 | 0 | 0 | 0
NOx Emissions (MMshortTons): NWPP_NucRenew
ReportingType | 2015 | 2020 | 2025 | 2030 | 2035 | 2040
BM | 0 | 0 | 0 | 0 | 0 | 0
CC | 0 | 0 | 0 | 0 | 0 | 0
CSP | 0 | 0 | 0 | 0 | 0 | 0
CT | 0 | 0 | 0 | 0 | 0 | 0
Coal | 0 | 0 | 0 | 0 | 0 | 0
Geo | 0 | 0 | 0 | 0 | 0 | 0
H | 0 | 0 | 0 | 0 | 0 | 0
LFG | 0 | 0 | 0 | 0 | 0 | 0
Nuc | 0 | 0 | 0 | 0 | 0 | 0
PS | 0 | 0 | 0 | 0 | 0 | 0
PV | 0 | 0 | 0 | 0 | 0 | 0
PeakG | 0 | 0 | 0 | 0 | 0 | 0
PeakO | 0 | 0 | 0 | 0 | 0 | 0
ST | 0 | 0 | 0 | 0 | 0 | 0
STOG | 0 | 0 | 0 | 0 | 0 | 0
STWD | 0 | 0 | 0 | 0 | 0 | 0
WT | 0 | 0 | 0 | 0 | 0 | 0
IGCC | 0 | 0 | 0 | 0 | 0 | 0
DemandResponse | 0 | 0 | 0 | 0 | 0 | 0
IGCC-CCS | 0 | 0 | 0 | 0 | 0 | 0
WT_off | 0 | 0 | 0 | 0 | 0 | 0
PseudoUnit | 0 | 0 | 0 | 0 | 0 | 0
FixedInterchange | 0 | 0 | 0 | 0 | 0 | 0
NOx Emissions (MMshortTons): RMPA
ReportingType | 2015 | 2020 | 2025 | 2030 | 2035 | 2040
BM | 0 | 0 | 0 | 0 | 0 | 0
CC | 0 | 0 | 0 | 0 | 0 | 0
CSP | 0 | 0 | 0 | 0 | 0 | 0
CT | 0 | 0 | 0 | 0 | 0 | 0
Coal | 0.06 | 0.06 | 0.05 | 0.05 | 0.06 | 0.06
Geo | 0 | 0 | 0 | 0 | 0 | 0
H | 0 | 0 | 0 | 0 | 0 | 0
LFG | 0 | 0 | 0 | 0 | 0 | 0
Nuc | 0 | 0 | 0 | 0 | 0 | 0
PS | 0 | 0 | 0 | 0 | 0 | 0
PV | 0 | 0 | 0 | 0 | 0 | 0
PeakG | 0 | 0 | 0 | 0 | 0 | 0
PeakO | 0 | 0 | 0 | 0 | 0 | 0
ST | 0 | 0 | 0 | 0 | 0 | 0
STOG | 0 | 0 | 0 | 0 | 0 | 0
STWD | 0 | 0 | 0 | 0 | 0 | 0
WT | 0 | 0 | 0 | 0 | 0 | 0
IGCC | 0 | 0 | 0 | 0 | 0 | 0
DemandResponse | 0 | 0 | 0 | 0 | 0 | 0
IGCC-CCS | 0 | 0 | 0 | 0 | 0 | 0
WT_off | 0 | 0 | 0 | 0 | 0 | 0
PseudoUnit | 0 | 0 | 0 | 0 | 0 | 0
FixedInterchange | 0 | 0 | 0 | 0 | 0 | 0
NOx Emissions (MMshortTons): SP15
ReportingType | 2015 | 2020 | 2025 | 2030 | 2035 | 2040
BM | 0 | 0 | 0 | 0 | 0 | 0
CC | 0 | 0 | 0 | 0 | 0 | 0
CSP | 0 | 0 | 0 | 0 | 0 | 0
CT | 0 | 0 | 0 | 0 | 0 | 0
Coal | 0 | 0 | 0 | 0 | 0 | 0
Geo | 0 | 0 | 0 | 0 | 0 | 0
H | 0 | 0 | 0 | 0 | 0 | 0
LFG | 0 | 0 | 0 | 0 | 0 | 0
Nuc | 0 | 0 | 0 | 0 | 0 | 0
PS | 0 | 0 | 0 | 0 | 0 | 0
PV | 0 | 0 | 0 | 0 | 0 | 0
PeakG | 0 | 0 | 0 | 0 | 0 | 0
PeakO | 0 | 0 | 0 | 0 | 0 | 0
ST | 0 | 0 | 0 | 0 | 0 | 0
STOG | 0 | 0 | 0 | 0 | 0 | 0
STWD | 0 | 0 | 0 | 0 | 0 | 0
WT | 0 | 0 | 0 | 0 | 0 | 0
IGCC | 0 | 0 | 0 | 0 | 0 | 0
DemandResponse | 0 | 0 | 0 | 0 | 0 | 0
IGCC-CCS | 0 | 0 | 0 | 0 | 0 | 0
WT_off | 0 | 0 | 0 | 0 | 0 | 0
PseudoUnit | 0 | 0 | 0 | 0 | 0 | 0
FixedInterchange | 0 | 0 | 0 | 0 | 0 | 0
NOx Emissions (MMshortTons): ALB
ReportingType | 2015 | 2020 | 2025 | 2030 | 2035 | 2040
BM | 0 | 0 | 0 | 0 | 0 | 0
CC | 0 | 0 | 0 | 0 | 0 | 0
CSP | 0 | 0 | 0 | 0 | 0 | 0
CT | 0 | 0 | 0 | 0 | 0 | 0
Coal | 0.01 | 0.01 | 0.01 | 0.01 | 0.01 | 0.01
Geo | 0 | 0 | 0 | 0 | 0 | 0
H | 0 | 0 | 0 | 0 | 0 | 0
LFG | 0 | 0 | 0 | 0 | 0 | 0
Nuc | 0 | 0 | 0 | 0 | 0 | 0
PS | 0 | 0 | 0 | 0 | 0 | 0
PV | 0 | 0 | 0 | 0 | 0 | 0
PeakG | 0 | 0 | 0 | 0 | 0 | 0
PeakO | 0 | 0 | 0 | 0 | 0 | 0
ST | 0 | 0 | 0 | 0 | 0 | 0
STOG | 0 | 0 | 0 | 0 | 0 | 0
STWD | 0 | 0 | 0 | 0 | 0 | 0
WT | 0 | 0 | 0 | 0 | 0 | 0
IGCC | 0 | 0 | 0 | 0 | 0 | 0
DemandResponse | 0 | 0 | 0 | 0 | 0 | 0
IGCC-CCS | 0 | 0 | 0 | 0 | 0 | 0
WT_off | 0 | 0 | 0 | 0 | 0 | 0
PseudoUnit | 0 | 0 | 0 | 0 | 0 | 0
FixedInterchange | 0 | 0 | 0 | 0 | 0 | 0
NOx Emissions (MMshortTons): BC
ReportingType | 2015 | 2020 | 2025 | 2030 | 2035 | 2040
BM | 0 | 0 | 0 | 0 | 0 | 0
CC | 0 | 0 | 0 | 0 | 0 | 0
CSP | 0 | 0 | 0 | 0 | 0 | 0
CT | 0 | 0 | 0 | 0 | 0 | 0
Coal | 0 | 0 | 0 | 0 | 0 | 0
Geo | 0 | 0 | 0 | 0 | 0 | 0
H | 0 | 0 | 0 | 0 | 0 | 0
LFG | 0 | 0 | 0 | 0 | 0 | 0
Nuc | 0 | 0 | 0 | 0 | 0 | 0
PS | 0 | 0 | 0 | 0 | 0 | 0
PV | 0 | 0 | 0 | 0 | 0 | 0
PeakG | 0 | 0 | 0 | 0 | 0 | 0
PeakO | 0 | 0 | 0 | 0 | 0 | 0
ST | 0 | 0 | 0 | 0 | 0 | 0
STOG | 0 | 0 | 0 | 0 | 0 | 0
STWD | 0 | 0 | 0 | 0 | 0 | 0
WT | 0 | 0 | 0 | 0 | 0 | 0
IGCC | 0 | 0 | 0 | 0 | 0 | 0
DemandResponse | 0 | 0 | 0 | 0 | 0 | 0
IGCC-CCS | 0 | 0 | 0 | 0 | 0 | 0
WT_off | 0 | 0 | 0 | 0 | 0 | 0
PseudoUnit | 0 | 0 | 0 | 0 | 0 | 0
FixedInterchange | 0 | 0 | 0 | 0 | 0 | 0
NOx Emissions (MMshortTons): HQ_IESO
ReportingType | 2015 | 2020 | 2025 | 2030 | 2035 | 2040
BM | 0 | 0 | 0 | 0 | 0 | 0
CC | 0 | 0 | 0 | 0 | 0 | 0
CSP | 0 | 0 | 0 | 0 | 0 | 0
CT | 0 | 0 | 0 | 0 | 0 | 0
Coal | 0 | 0 | 0 | 0 | 0 | 0
Geo | 0 | 0 | 0 | 0 | 0 | 0
H | 0 | 0 | 0 | 0 | 0 | 0
LFG | 0 | 0 | 0 | 0 | 0 | 0
Nuc | 0 | 0 | 0 | 0 | 0 | 0
PS | 0 | 0 | 0 | 0 | 0 | 0
PV | 0 | 0 | 0 | 0 | 0 | 0
PeakG | 0 | 0 | 0 | 0 | 0 | 0
PeakO | 0 | 0 | 0 | 0 | 0 | 0
ST | 0 | 0 | 0 | 0 | 0 | 0
STOG | 0 | 0 | 0 | 0 | 0 | 0
STWD | 0 | 0 | 0 | 0 | 0 | 0
WT | 0 | 0 | 0 | 0 | 0 | 0
IGCC | 0 | 0 | 0 | 0 | 0 | 0
DemandResponse | 0 | 0 | 0 | 0 | 0 | 0
IGCC-CCS | 0 | 0 | 0 | 0 | 0 | 0
WT_off | 0 | 0 | 0 | 0 | 0 | 0
PseudoUnit | 0 | 0 | 0 | 0 | 0 | 0
FixedInterchange | 0 | 0 | 0 | 0 | 0 | 0
NOx Emissions (MMshortTons): HQ_NEISO
ReportingType | 2015 | 2020 | 2025 | 2030 | 2035 | 2040
BM | 0 | 0 | 0 | 0 | 0 | 0
CC | 0 | 0 | 0 | 0 | 0 | 0
CSP | 0 | 0 | 0 | 0 | 0 | 0
CT | 0 | 0 | 0 | 0 | 0 | 0
Coal | 0 | 0 | 0 | 0 | 0 | 0
Geo | 0 | 0 | 0 | 0 | 0 | 0
H | 0 | 0 | 0 | 0 | 0 | 0
LFG | 0 | 0 | 0 | 0 | 0 | 0
Nuc | 0 | 0 | 0 | 0 | 0 | 0
PS | 0 | 0 | 0 | 0 | 0 | 0
PV | 0 | 0 | 0 | 0 | 0 | 0
PeakG | 0 | 0 | 0 | 0 | 0 | 0
PeakO | 0 | 0 | 0 | 0 | 0 | 0
ST | 0 | 0 | 0 | 0 | 0 | 0
STOG | 0 | 0 | 0 | 0 | 0 | 0
STWD | 0 | 0 | 0 | 0 | 0 | 0
WT | 0 | 0 | 0 | 0 | 0 | 0
IGCC | 0 | 0 | 0 | 0 | 0 | 0
DemandResponse | 0 | 0 | 0 | 0 | 0 | 0
IGCC-CCS | 0 | 0 | 0 | 0 | 0 | 0
WT_off | 0 | 0 | 0 | 0 | 0 | 0
PseudoUnit | 0 | 0 | 0 | 0 | 0 | 0
FixedInterchange | 0 | 0 | 0 | 0 | 0 | 0
NOx Emissions (MMshortTons): HQ_NY
ReportingType | 2015 | 2020 | 2025 | 2030 | 2035 | 2040
BM | 0 | 0 | 0 | 0 | 0 | 0
CC | 0 | 0 | 0 | 0 | 0 | 0
CSP | 0 | 0 | 0 | 0 | 0 | 0
CT | 0 | 0 | 0 | 0 | 0 | 0
Coal | 0 | 0 | 0 | 0 | 0 | 0
Geo | 0 | 0 | 0 | 0 | 0 | 0
H | 0 | 0 | 0 | 0 | 0 | 0
LFG | 0 | 0 | 0 | 0 | 0 | 0
Nuc | 0 | 0 | 0 | 0 | 0 | 0
PS | 0 | 0 | 0 | 0 | 0 | 0
PV | 0 | 0 | 0 | 0 | 0 | 0
PeakG | 0 | 0 | 0 | 0 | 0 | 0
PeakO | 0 | 0 | 0 | 0 | 0 | 0
ST | 0 | 0 | 0 | 0 | 0 | 0
STOG | 0 | 0 | 0 | 0 | 0 | 0
STWD | 0 | 0 | 0 | 0 | 0 | 0
WT | 0 | 0 | 0 | 0 | 0 | 0
IGCC | 0 | 0 | 0 | 0 | 0 | 0
DemandResponse | 0 | 0 | 0 | 0 | 0 | 0
IGCC-CCS | 0 | 0 | 0 | 0 | 0 | 0
WT_off | 0 | 0 | 0 | 0 | 0 | 0
PseudoUnit | 0 | 0 | 0 | 0 | 0 | 0
FixedInterchange | 0 | 0 | 0 | 0 | 0 | 0
NOx Emissions (MMshortTons): MARITIMES
ReportingType | 2015 | 2020 | 2025 | 2030 | 2035 | 2040
BM | 0 | 0 | 0 | 0 | 0 | 0
CC | 0 | 0 | 0 | 0 | 0 | 0
CSP | 0 | 0 | 0 | 0 | 0 | 0
CT | 0 | 0 | 0 | 0 | 0 | 0
Coal | 0 | 0 | 0 | 0 | 0 | 0
Geo | 0 | 0 | 0 | 0 | 0 | 0
H | 0 | 0 | 0 | 0 | 0 | 0
LFG | 0 | 0 | 0 | 0 | 0 | 0
Nuc | 0 | 0 | 0 | 0 | 0 | 0
PS | 0 | 0 | 0 | 0 | 0 | 0
PV | 0 | 0 | 0 | 0 | 0 | 0
PeakG | 0 | 0 | 0 | 0 | 0 | 0
PeakO | 0 | 0 | 0 | 0 | 0 | 0
ST | 0 | 0 | 0 | 0 | 0 | 0
STOG | 0 | 0 | 0 | 0 | 0 | 0
STWD | 0 | 0 | 0 | 0 | 0 | 0
WT | 0 | 0 | 0 | 0 | 0 | 0
IGCC | 0 | 0 | 0 | 0 | 0 | 0
DemandResponse | 0 | 0 | 0 | 0 | 0 | 0
IGCC-CCS | 0 | 0 | 0 | 0 | 0 | 0
WT_off | 0 | 0 | 0 | 0 | 0 | 0
PseudoUnit | 0 | 0 | 0 | 0 | 0 | 0
FixedInterchange | 0 | 0 | 0 | 0 | 0 | 0
NOx Emissions (MMshortTons): All
ReportingType | 2015 | 2020 | 2025 | 2030 | 2035 | 2040
BM | 0 | 0 | 0 | 0 | 0 | 0
CC | 0.07 | 0.08 | 0.07 | 0.06 | 0.08 | 0.09
CSP | 0 | 0 | 0 | 0 | 0 | 0
CT | 0 | 0 | 0 | 0 | 0 | 0
Coal | 1.58 | 1.37 | 1.37 | 1.32 | 1.41 | 1.47
Geo | 0 | 0 | 0 | 0 | 0 | 0
H | 0 | 0 | 0 | 0 | 0 | 0
LFG | 0 | 0 | 0 | 0 | 0 | 0
Nuc | 0 | 0 | 0 | 0 | 0 | 0
PS | 0 | 0 | 0 | 0 | 0 | 0
PV | 0 | 0 | 0 | 0 | 0 | 0
PeakG | 0 | 0 | 0 | 0 | 0 | 0
PeakO | 0 | 0 | 0 | 0 | 0 | 0
ST | 0 | 0 | 0 | 0 | 0 | 0
STOG | 0.02 | 0.02 | 0.02 | 0.01 | 0.02 | 0.02
STWD | 0 | 0 | 0 | 0 | 0 | 0
WT | 0 | 0 | 0 | 0 | 0 | 0
IGCC | 0 | 0 | 0 | 0 | 0 | 0
DemandResponse | 0 | 0 | 0 | 0 | 0 | 0
IGCC-CCS | 0 | 0 | 0 | 0 | 0 | 0
WT_off | 0 | 0 | 0 | 0 | 0 | 0
PseudoUnit | 0 | 0 | 0 | 0 | 0 | 0
FixedInterchange | 0 | 0 | 0 | 0 | 0 | 0
NOx Emissions (MMshortTons): EI_US
ReportingType | 2015 | 2020 | 2025 | 2030 | 2035 | 2040
BM | 0 | 0 | 0 | 0 | 0 | 0
CC | 0.05 | 0.05 | 0.04 | 0.03 | 0.04 | 0.05
CSP | 0 | 0 | 0 | 0 | 0 | 0
CT | 0 | 0 | 0 | 0 | 0 | 0
Coal | 1.16 | 0.95 | 0.95 | 0.9 | 0.99 | 1.02
Geo | 0 | 0 | 0 | 0 | 0 | 0
H | 0 | 0 | 0 | 0 | 0 | 0
LFG | 0 | 0 | 0 | 0 | 0 | 0
Nuc | 0 | 0 | 0 | 0 | 0 | 0
PS | 0 | 0 | 0 | 0 | 0 | 0
PV | 0 | 0 | 0 | 0 | 0 | 0
PeakG | 0 | 0 | 0 | 0 | 0 | 0
PeakO | 0 | 0 | 0 | 0 | 0 | 0
ST | 0 | 0 | 0 | 0 | 0 | 0
STOG | 0.01 | 0.01 | 0.01 | 0.01 | 0.01 | 0.01
STWD | 0 | 0 | 0 | 0 | 0 | 0
WT | 0 | 0 | 0 | 0 | 0 | 0
IGCC | 0 | 0 | 0 | 0 | 0 | 0
DemandResponse | 0 | 0 | 0 | 0 | 0 | 0
IGCC-CCS | 0 | 0 | 0 | 0 | 0 | 0
WT_off | 0 | 0 | 0 | 0 | 0 | 0
PseudoUnit | 0 | 0 | 0 | 0 | 0 | 0
FixedInterchange | 0 | 0 | 0 | 0 | 0 | 0
NOx Emissions (MMshortTons): EI_Canada
ReportingType | 2015 | 2020 | 2025 | 2030 | 2035 | 2040
BM | 0 | 0 | 0 | 0 | 0 | 0
CC | 0 | 0 | 0 | 0 | 0 | 0
CSP | 0 | 0 | 0 | 0 | 0 | 0
CT | 0 | 0 | 0 | 0 | 0 | 0
Coal | 0 | 0 | 0 | 0 | 0 | 0
Geo | 0 | 0 | 0 | 0 | 0 | 0
H | 0 | 0 | 0 | 0 | 0 | 0
LFG | 0 | 0 | 0 | 0 | 0 | 0
Nuc | 0 | 0 | 0 | 0 | 0 | 0
PS | 0 | 0 | 0 | 0 | 0 | 0
PV | 0 | 0 | 0 | 0 | 0 | 0
PeakG | 0 | 0 | 0 | 0 | 0 | 0
PeakO | 0 | 0 | 0 | 0 | 0 | 0
ST | 0 | 0 | 0 | 0 | 0 | 0
STOG | 0 | 0 | 0 | 0 | 0 | 0
STWD | 0 | 0 | 0 | 0 | 0 | 0
WT | 0 | 0 | 0 | 0 | 0 | 0
IGCC | 0 | 0 | 0 | 0 | 0 | 0
DemandResponse | 0 | 0 | 0 | 0 | 0 | 0
IGCC-CCS | 0 | 0 | 0 | 0 | 0 | 0
WT_off | 0 | 0 | 0 | 0 | 0 | 0
PseudoUnit | 0 | 0 | 0 | 0 | 0 | 0
FixedInterchange | 0 | 0 | 0 | 0 | 0 | 0
NOx Emissions (MMshortTons): EI
ReportingType | 2015 | 2020 | 2025 | 2030 | 2035 | 2040
BM | 0 | 0 | 0 | 0 | 0 | 0
CC | 0.05 | 0.05 | 0.04 | 0.03 | 0.05 | 0.05
CSP | 0 | 0 | 0 | 0 | 0 | 0
CT | 0 | 0 | 0 | 0 | 0 | 0
Coal | 1.16 | 0.95 | 0.95 | 0.9 | 0.99 | 1.02
Geo | 0 | 0 | 0 | 0 | 0 | 0
H | 0 | 0 | 0 | 0 | 0 | 0
LFG | 0 | 0 | 0 | 0 | 0 | 0
Nuc | 0 | 0 | 0 | 0 | 0 | 0
PS | 0 | 0 | 0 | 0 | 0 | 0
PV | 0 | 0 | 0 | 0 | 0 | 0
PeakG | 0 | 0 | 0 | 0 | 0 | 0
PeakO | 0 | 0 | 0 | 0 | 0 | 0
ST | 0 | 0 | 0 | 0 | 0 | 0
STOG | 0.01 | 0.01 | 0.01 | 0.01 | 0.01 | 0.01
STWD | 0 | 0 | 0 | 0 | 0 | 0
WT | 0 | 0 | 0 | 0 | 0 | 0
IGCC | 0 | 0 | 0 | 0 | 0 | 0
DemandResponse | 0 | 0 | 0 | 0 | 0 | 0
IGCC-CCS | 0 | 0 | 0 | 0 | 0 | 0
WT_off | 0 | 0 | 0 | 0 | 0 | 0
PseudoUnit | 0 | 0 | 0 | 0 | 0 | 0
FixedInterchange | 0 | 0 | 0 | 0 | 0 | 0
NOx Emissions (MMshortTons): Outside_EI
ReportingType | 2015 | 2020 | 2025 | 2030 | 2035 | 2040
BM | 0 | 0 | 0 | 0 | 0 | 0
CC | 0.03 | 0.03 | 0.03 | 0.03 | 0.03 | 0.03
CSP | 0 | 0 | 0 | 0 | 0 | 0
CT | 0 | 0 | 0 | 0 | 0 | 0
Coal | 0.41 | 0.42 | 0.42 | 0.42 | 0.42 | 0.44
Geo | 0 | 0 | 0 | 0 | 0 | 0
H | 0 | 0 | 0 | 0 | 0 | 0
LFG | 0 | 0 | 0 | 0 | 0 | 0
Nuc | 0 | 0 | 0 | 0 | 0 | 0
PS | 0 | 0 | 0 | 0 | 0 | 0
PV | 0 | 0 | 0 | 0 | 0 | 0
PeakG | 0 | 0 | 0 | 0 | 0 | 0
PeakO | 0 | 0 | 0 | 0 | 0 | 0
ST | 0 | 0 | 0 | 0 | 0 | 0
STOG | 0.01 | 0.01 | 0.01 | 0.01 | 0.01 | 0
STWD | 0 | 0 | 0 | 0 | 0 | 0
WT | 0 | 0 | 0 | 0 | 0 | 0
IGCC | 0 | 0 | 0 | 0 | 0 | 0
DemandResponse | 0 | 0 | 0 | 0 | 0 | 0
IGCC-CCS | 0 | 0 | 0 | 0 | 0 | 0
WT_off | 0 | 0 | 0 | 0 | 0 | 0
PseudoUnit | 0 | 0 | 0 | 0 | 0 | 0
FixedInterchange | 0 | 0 | 0 | 0 | 0 | 0
CO2 Emissions (MMshortTons): Entergy
ReportingType | 2015 | 2020 | 2025 | 2030 | 2035 | 2040
BM | 0 | 0 | 0 | 0 | 0 | 0
CC | 27.51 | 33.01 | 29.62 | 24 | 25.95 | 23.05
CSP | 0 | 0 | 0 | 0 | 0 | 0
CT | 0 | 0 | 0 | 0 | 0 | 0
Coal | 64.46 | 57.73 | 61.29 | 63.77 | 64.26 | 76.59
Geo | 0 | 0 | 0 | 0 | 0 | 0
H | 0 | 0 | 0 | 0 | 0 | 0
LFG | 0 | 0 | 0 | 0 | 0 | 0
Nuc | 0 | 0 | 0 | 0 | 0 | 0
PS | 0 | 0 | 0 | 0 | 0 | 0
PV | 0 | 0 | 0 | 0 | 0 | 0
PeakG | 0 | 0 | 0.02 | 0.02 | 0.02 | 0.01
PeakO | 0 | 0 | 0 | 0 | 0 | 0
ST | 0 | 0 | 0 | 0 | 0 | 0
STOG | 0.88 | 0.98 | 0.75 | 0.66 | 0.73 | 0.74
STWD | 0 | 0 | 0 | 0 | 0 | 0
WT | 0 | 0 | 0 | 0 | 0 | 0
IGCC | 0 | 0 | 0 | 0 | 0 | 0
DemandResponse | 0 | 0 | 0 | 0 | 0 | 0
IGCC-CCS | 0 | 0 | 0 | 0 | 0 | 0
WT_off | 0 | 0 | 0 | 0 | 0 | 0
PseudoUnit | 0 | 0 | 0 | 0 | 0 | 0
FixedInterchange | 0 | 0 | 0 | 0 | 0 | 0
CO2 Emissions (MMshortTons): FRCC
ReportingType | 2015 | 2020 | 2025 | 2030 | 2035 | 2040
BM | 0 | 0 | 0 | 0 | 0 | 0
CC | 61.64 | 62.62 | 62.87 | 62.61 | 79.89 | 86.86
CSP | 0 | 0 | 0 | 0 | 0 | 0
CT | 0.61 | 0.61 | 0.6 | 0.32 | 0.6 | 0.56
Coal | 63.04 | 61.5 | 62.88 | 64.58 | 65.92 | 65.92
Geo | 0 | 0 | 0 | 0 | 0 | 0
H | 0 | 0 | 0 | 0 | 0 | 0
LFG | 0 | 0 | 0 | 0 | 0 | 0
Nuc | 0 | 0 | 0 | 0 | 0 | 0
PS | 0 | 0 | 0 | 0 | 0 | 0
PV | 0 | 0 | 0 | 0 | 0 | 0
PeakG | 0.26 | 0.38 | 0.59 | 0.46 | 0.34 | 0.3
PeakO | 0 | 0 | 0 | 0 | 0 | 0
ST | 0 | 0 | 0 | 0 | 0 | 0
STOG | 2.33 | 2.11 | 1.84 | 1.44 | 1.17 | 1.19
STWD | 0 | 0 | 0 | 0 | 0 | 0
WT | 0 | 0 | 0 | 0 | 0 | 0
IGCC | 0 | 0 | 0 | 0 | 0 | 0
DemandResponse | 0 | 0 | 0 | 0 | 0 | 0
IGCC-CCS | 0 | 0 | 0 | 0 | 0 | 0
WT_off | 0 | 0 | 0 | 0 | 0 | 0
PseudoUnit | 0 | 0 | 0 | 0 | 0 | 0
FixedInterchange | 0 | 0 | 0 | 0 | 0 | 0
CO2 Emissions (MMshortTons): MAPP_US
ReportingType | 2015 | 2020 | 2025 | 2030 | 2035 | 2040
BM | 0 | 0 | 0 | 0 | 0 | 0
CC | 0.11 | 0.14 | 0.1 | 0.05 | 0.08 | 0.08
CSP | 0 | 0 | 0 | 0 | 0 | 0
CT | 0 | 0 | 0 | 0 | 0 | 0
Coal | 24.97 | 19.85 | 19.85 | 18.7 | 19.85 | 19.85
Geo | 0 | 0 | 0 | 0 | 0 | 0
H | 0 | 0 | 0 | 0 | 0 | 0
LFG | 0 | 0 | 0 | 0 | 0 | 0
Nuc | 0 | 0 | 0 | 0 | 0 | 0
PS | 0 | 0 | 0 | 0 | 0 | 0
PV | 0 | 0 | 0 | 0 | 0 | 0
PeakG | 0.01 | 0.05 | 0.05 | 0.01 | 0.1 | 0.04
PeakO | 0 | 0 | 0 | 0 | 0 | 0
ST | 0 | 0 | 0 | 0 | 0 | 0
STOG | 0 | 0 | 0 | 0 | 0 | 0
STWD | 0 | 0 | 0 | 0 | 0 | 0
WT | 0 | 0 | 0 | 0 | 0 | 0
IGCC | 0 | 0 | 0 | 0 | 0 | 0
DemandResponse | 0 | 0 | 0 | 0 | 0 | 0
IGCC-CCS | 0 | 0 | 0 | 0 | 0 | 0
WT_off | 0 | 0 | 0 | 0 | 0 | 0
PseudoUnit | 0 | 0 | 0 | 0 | 0 | 0
FixedInterchange | 0 | 0 | 0 | 0 | 0 | 0
CO2 Emissions (MMshortTons): MISO_IN
ReportingType | 2015 | 2020 | 2025 | 2030 | 2035 | 2040
BM | 0 | 0 | 0 | 0 | 0 | 0
CC | 1.78 | 2.51 | 2.42 | 1.54 | 6.36 | 8.77
CSP | 0 | 0 | 0 | 0 | 0 | 0
CT | 0 | 0 | 0 | 0 | 0 | 0
Coal | 90.11 | 95.68 | 97.41 | 93.65 | 101.15 | 104.21
Geo | 0 | 0 | 0 | 0 | 0 | 0
H | 0 | 0 | 0 | 0 | 0 | 0
LFG | 0 | 0 | 0 | 0 | 0 | 0
Nuc | 0 | 0 | 0 | 0 | 0 | 0
PS | 0 | 0 | 0 | 0 | 0 | 0
PV | 0 | 0 | 0 | 0 | 0 | 0
PeakG | 0 | 0 | 0.02 | 0.02 | 0.06 | 0.06
PeakO | 0 | 0 | 0 | 0 | 0 | 0
ST | 0 | 0 | 0 | 0 | 0 | 0
STOG | 0.04 | 0.07 | 0.04 | 0.07 | 0.07 | 0.07
STWD | 0 | 0 | 0 | 0 | 0 | 0
WT | 0 | 0 | 0 | 0 | 0 | 0
IGCC | 4.15 | 4.15 | 4.15 | 4.15 | 4.15 | 4.15
DemandResponse | 0 | 0 | 0 | 0 | 0 | 0
IGCC-CCS | 0 | 0 | 0 | 0 | 0 | 0
WT_off | 0 | 0 | 0 | 0 | 0 | 0
PseudoUnit | 0 | 0 | 0 | 0 | 0 | 0
FixedInterchange | 0 | 0 | 0 | 0 | 0 | 0
CO2 Emissions (MMshortTons): MISO_MI
ReportingType | 2015 | 2020 | 2025 | 2030 | 2035 | 2040
BM | 0 | 0 | 0 | 0 | 0 | 0
CC | 4.2 | 6.2 | 4.49 | 2.96 | 4.03 | 3.08
CSP | 0 | 0 | 0 | 0 | 0 | 0
CT | 0 | 0 | 0 | 0 | 0 | 0
Coal | 58.19 | 52.71 | 53.72 | 49.41 | 56.4 | 57.34
Geo | 0 | 0 | 0 | 0 | 0 | 0
H | 0 | 0 | 0 | 0 | 0 | 0
LFG | 0 | 0 | 0 | 0 | 0 | 0
Nuc | 0 | 0 | 0 | 0 | 0 | 0
PS | 0 | 0 | 0 | 0 | 0 | 0
PV | 0 | 0 | 0 | 0 | 0 | 0
PeakG | 0.02 | 0.02 | 0.01 | 0.01 | 0.04 | 0.07
PeakO | 0 | 0 | 0 | 0 | 0 | 0
ST | 0 | 0 | 0 | 0 | 0 | 0
STOG | 0.31 | 0.51 | 0.38 | 0.34 | 0.5 | 0.71
STWD | 0 | 0 | 0 | 0 | 0 | 0
WT | 0 | 0 | 0 | 0 | 0 | 0
IGCC | 0 | 0 | 0 | 0 | 0 | 0
DemandResponse | 0 | 0 | 0 | 0 | 0 | 0
IGCC-CCS | 0 | 0 | 0 | 0 | 0 | 0
WT_off | 0 | 0 | 0 | 0 | 0 | 0
PseudoUnit | 0 | 0 | 0 | 0 | 0 | 0
FixedInterchange | 0 | 0 | 0 | 0 | 0 | 0
CO2 Emissions (MMshortTons): MISO_MO-IL
ReportingType | 2015 | 2020 | 2025 | 2030 | 2035 | 2040
BM | 0 | 0 | 0 | 0 | 0 | 0
CC | 1.18 | 1.64 | 1.31 | 0.65 | 0.78 | 0.75
CSP | 0 | 0 | 0 | 0 | 0 | 0
CT | 0 | 0 | 0 | 0 | 0 | 0
Coal | 109.23 | 90.2 | 92.99 | 89.77 | 102.97 | 101.81
Geo | 0 | 0 | 0 | 0 | 0 | 0
H | 0 | 0 | 0 | 0 | 0 | 0
LFG | 0 | 0 | 0 | 0 | 0 | 0
Nuc | 0 | 0 | 0 | 0 | 0 | 0
PS | 0 | 0 | 0 | 0 | 0 | 0
PV | 0 | 0 | 0 | 0 | 0 | 0
PeakG | 0.09 | 0.18 | 0.27 | 0.28 | 0.3 | 0.53
PeakO | 0 | 0 | 0 | 0 | 0 | 0
ST | 0 | 0 | 0 | 0 | 0 | 0
STOG | 0.04 | 0.08 | 0.08 | 0.08 | 0.08 | 0.01
STWD | 0 | 0 | 0 | 0 | 0 | 0
WT | 0 | 0 | 0 | 0 | 0 | 0
IGCC | 0 | 0 | 0 | 0 | 0 | 0
DemandResponse | 0 | 0 | 0 | 0 | 0 | 0
IGCC-CCS | 0 | 0 | 0 | 0 | 0 | 0
WT_off | 0 | 0 | 0 | 0 | 0 | 0
PseudoUnit | 0 | 0 | 0 | 0 | 0 | 0
FixedInterchange | 0 | 0 | 0 | 0 | 0 | 0
CO2 Emissions (MMshortTons): MISO_W
ReportingType | 2015 | 2020 | 2025 | 2030 | 2035 | 2040
BM | 0 | 0 | 0 | 0 | 0 | 0
CC | 3.12 | 4.21 | 2.73 | 1.2 | 1.84 | 1.55
CSP | 0 | 0 | 0 | 0 | 0 | 0
CT | 0 | 0 | 0 | 0 | 0 | 0
Coal | 96.05 | 88.35 | 88.78 | 86.06 | 89.97 | 109.9
Geo | 0 | 0 | 0 | 0 | 0 | 0
H | 0 | 0 | 0 | 0 | 0 | 0
LFG | 0 | 0 | 0 | 0 | 0 | 0
Nuc | 0 | 0 | 0 | 0 | 0 | 0
PS | 0 | 0 | 0 | 0 | 0 | 0
PV | 0 | 0 | 0 | 0 | 0 | 0
PeakG | 0.17 | 0.09 | 0.07 | 0.09 | 0.4 | 0.15
PeakO | 0 | 0 | 0 | 0 | 0 | 0
ST | 0 | 0 | 0 | 0 | 0 | 0
STOG | 0.01 | 0 | 0 | 0 | 0 | 0
STWD | 0 | 0 | 0 | 0 | 0 | 0
WT | 0 | 0 | 0 | 0 | 0 | 0
IGCC | 0 | 0 | 0 | 0 | 0 | 0
DemandResponse | 0 | 0 | 0 | 0 | 0 | 0
IGCC-CCS | 0 | 0 | 0 | 0 | 0 | 0
WT_off | 0 | 0 | 0 | 0 | 0 | 0
PseudoUnit | 0 | 0 | 0 | 0 | 0 | 0
FixedInterchange | 0 | 0 | 0 | 0 | 0 | 0
CO2 Emissions (MMshortTons): MISO_WUMS
ReportingType | 2015 | 2020 | 2025 | 2030 | 2035 | 2040
BM | 0 | 0 | 0 | 0 | 0 | 0
CC | 5.15 | 6.46 | 5.11 | 3.72 | 12.95 | 10.4
CSP | 0 | 0 | 0 | 0 | 0 | 0
CT | 0 | 0.33 | 0.49 | 0.34 | 0.73 | 0.96
Coal | 27.34 | 29.67 | 30.76 | 29.53 | 35.38 | 36.81
Geo | 0 | 0 | 0 | 0 | 0 | 0
H | 0 | 0 | 0 | 0 | 0 | 0
LFG | 0 | 0 | 0 | 0 | 0 | 0
Nuc | 0 | 0 | 0 | 0 | 0 | 0
PS | 0 | 0 | 0 | 0 | 0 | 0
PV | 0 | 0 | 0 | 0 | 0 | 0
PeakG | 0.03 | 0.02 | 0 | 0 | 0 | 0
PeakO | 0 | 0 | 0 | 0 | 0 | 0
ST | 0 | 0 | 0 | 0 | 0 | 0
STOG | 0 | 0 | 0 | 0 | 0 | 0
STWD | 0 | 0 | 0 | 0 | 0 | 0
WT | 0 | 0 | 0 | 0 | 0 | 0
IGCC | 0 | 0 | 0 | 0 | 0 | 0
DemandResponse | 0 | 0 | 0 | 0 | 0 | 0
IGCC-CCS | 0 | 0 | 0 | 0 | 0 | 0
WT_off | 0 | 0 | 0 | 0 | 0 | 0
PseudoUnit | 0 | 0 | 0 | 0 | 0 | 0
FixedInterchange | 0 | 0 | 0 | 0 | 0 | 0
CO2 Emissions (MMshortTons): Nebraska
ReportingType | 2015 | 2020 | 2025 | 2030 | 2035 | 2040
BM | 0 | 0 | 0 | 0 | 0 | 0
CC | 0.48 | 0.21 | 0.18 | 0.11 | 0.17 | 0.13
CSP | 0 | 0 | 0 | 0 | 0 | 0
CT | 0 | 0 | 0 | 0 | 0 | 0
Coal | 35.38 | 35.35 | 35.35 | 35.04 | 35.35 | 46.36
Geo | 0 | 0 | 0 | 0 | 0 | 0
H | 0 | 0 | 0 | 0 | 0 | 0
LFG | 0 | 0 | 0 | 0 | 0 | 0
Nuc | 0 | 0 | 0 | 0 | 0 | 0
PS | 0 | 0 | 0 | 0 | 0 | 0
PV | 0 | 0 | 0 | 0 | 0 | 0
PeakG | 0.04 | 0.12 | 0.11 | 0.08 | 0 | 0
PeakO | 0 | 0 | 0 | 0 | 0 | 0
ST | 0 | 0 | 0 | 0 | 0 | 0
STOG | 0.02 | 0.04 | 0.04 | 0.04 | 0.07 | 0
STWD | 0 | 0 | 0 | 0 | 0 | 0
WT | 0 | 0 | 0 | 0 | 0 | 0
IGCC | 0 | 0 | 0 | 0 | 0 | 0
DemandResponse | 0 | 0 | 0 | 0 | 0 | 0
IGCC-CCS | 0 | 0 | 0 | 0 | 0 | 0
WT_off | 0 | 0 | 0 | 0 | 0 | 0
PseudoUnit | 0 | 0 | 0 | 0 | 0 | 0
FixedInterchange | 0 | 0 | 0 | 0 | 0 | 0
CO2 Emissions (MMshortTons): NEISO
ReportingType | 2015 | 2020 | 2025 | 2030 | 2035 | 2040
BM | 0 | 0 | 0 | 0 | 0 | 0
CC | 14.45 | 11.86 | 11.17 | 10.8 | 16.88 | 20.78
CSP | 0 | 0 | 0 | 0 | 0 | 0
CT | 0 | 0.01 | 0.01 | 0 | 0.02 | 0.04
Coal | 0.04 | 0 | 0 | 0 | 0 | 0
Geo | 0 | 0 | 0 | 0 | 0 | 0
H | 0 | 0 | 0 | 0 | 0 | 0
LFG | 0 | 0 | 0 | 0 | 0 | 0
Nuc | 0 | 0 | 0 | 0 | 0 | 0
PS | 0 | 0 | 0 | 0 | 0 | 0
PV | 0 | 0 | 0 | 0 | 0 | 0
PeakG | 0.01 | 0.02 | 0.02 | 0.02 | 0.06 | 0.07
PeakO | 0 | 0 | 0 | 0 | 0 | 0
ST | 0 | 0 | 0 | 0 | 0 | 0
STOG | 0 | 0 | 0 | 0 | 0 | 0
STWD | 0 | 0 | 0 | 0 | 0 | 0
WT | 0 | 0 | 0 | 0 | 0 | 0
IGCC | 0 | 0 | 0 | 0 | 0 | 0
DemandResponse | 0 | 0 | 0 | 0 | 0 | 0
IGCC-CCS | 0 | 0 | 0 | 0 | 0 | 0
WT_off | 0 | 0 | 0 | 0 | 0 | 0
PseudoUnit | 0 | 0 | 0 | 0 | 0 | 0
FixedInterchange | 0 | 0 | 0 | 0 | 0 | 0
CO2 Emissions (MMshortTons): NonRTO_Midwest
ReportingType | 2015 | 2020 | 2025 | 2030 | 2035 | 2040
BM | 0 | 0 | 0 | 0 | 0 | 0
CC | 0 | 0.58 | 0.58 | 0.51 | 0.36 | 0.66
CSP | 0 | 0 | 0 | 0 | 0 | 0
CT | 0 | 0 | 0 | 0 | 0 | 0
Coal | 59.07 | 60.42 | 61.01 | 61.28 | 62.31 | 63.17
Geo | 0 | 0 | 0 | 0 | 0 | 0
H | 0 | 0 | 0 | 0 | 0 | 0
LFG | 0 | 0 | 0 | 0 | 0 | 0
Nuc | 0 | 0 | 0 | 0 | 0 | 0
PS | 0 | 0 | 0 | 0 | 0 | 0
PV | 0 | 0 | 0 | 0 | 0 | 0
PeakG | 0.11 | 0.19 | 0.28 | 0.21 | 0.43 | 0.33
PeakO | 0 | 0 | 0 | 0 | 0 | 0
ST | 0 | 0 | 0 | 0 | 0 | 0
STOG | 0 | 0 | 0 | 0 | 0 | 0
STWD | 0 | 0 | 0 | 0 | 0 | 0
WT | 0 | 0 | 0 | 0 | 0 | 0
IGCC | 0 | 0 | 0 | 0 | 0 | 0
DemandResponse | 0 | 0 | 0 | 0 | 0 | 0
IGCC-CCS | 0 | 0 | 0 | 0 | 0 | 0
WT_off | 0 | 0 | 0 | 0 | 0 | 0
PseudoUnit | 0 | 0 | 0 | 0 | 0 | 0
FixedInterchange | 0 | 0 | 0 | 0 | 0 | 0
CO2 Emissions (MMshortTons): NYISO_A-F
ReportingType | 2015 | 2020 | 2025 | 2030 | 2035 | 2040
BM | 0 | 0 | 0 | 0 | 0 | 0
CC | 2.29 | 2.69 | 2.53 | 2.99 | 5.28 | 6.07
CSP | 0 | 0 | 0 | 0 | 0 | 0
CT | 0 | 0 | 0 | 0 | 0 | 0
Coal | 0 | 0 | 0 | 0 | 0 | 0
Geo | 0 | 0 | 0 | 0 | 0 | 0
H | 0 | 0 | 0 | 0 | 0 | 0
LFG | 0 | 0 | 0 | 0 | 0 | 0
Nuc | 0 | 0 | 0 | 0 | 0 | 0
PS | 0 | 0 | 0 | 0 | 0 | 0
PV | 0 | 0 | 0 | 0 | 0 | 0
PeakG | 0 | 0 | 0 | 0 | 0 | 0
PeakO | 0 | 0 | 0 | 0 | 0 | 0
ST | 0 | 0 | 0 | 0 | 0 | 0
STOG | 0 | 0 | 0 | 0 | 0 | 0
STWD | 0 | 0 | 0 | 0 | 0 | 0
WT | 0 | 0 | 0 | 0 | 0 | 0
IGCC | 0 | 0 | 0 | 0 | 0 | 0
DemandResponse | 0 | 0 | 0 | 0 | 0 | 0
IGCC-CCS | 0 | 0 | 0 | 0 | 0 | 0
WT_off | 0 | 0 | 0 | 0 | 0 | 0
PseudoUnit | 0 | 0 | 0 | 0 | 0 | 0
FixedInterchange | 0 | 0 | 0 | 0 | 0 | 0
CO2 Emissions (MMshortTons): NYISO_G-I
ReportingType | 2015 | 2020 | 2025 | 2030 | 2035 | 2040
BM | 0 | 0 | 0 | 0 | 0 | 0
CC | 1.93 | 2.68 | 2.78 | 2.72 | 8.27 | 18.64
CSP | 0 | 0 | 0 | 0 | 0 | 0
CT | 0 | 0 | 0 | 0 | 0 | 0
Coal | 0 | 0 | 0 | 0 | 0 | 0
Geo | 0 | 0 | 0 | 0 | 0 | 0
H | 0 | 0 | 0 | 0 | 0 | 0
LFG | 0 | 0 | 0 | 0 | 0 | 0
Nuc | 0 | 0 | 0 | 0 | 0 | 0
PS | 0 | 0 | 0 | 0 | 0 | 0
PV | 0 | 0 | 0 | 0 | 0 | 0
PeakG | 0 | 0 | 0 | 0 | 0 | 0
PeakO | 0 | 0 | 0 | 0 | 0 | 0
ST | 0 | 0 | 0 | 0 | 0 | 0
STOG | 0 | 0 | 0 | 0 | 0 | 0
STWD | 0 | 0 | 0 | 0 | 0 | 0
WT | 0 | 0 | 0 | 0 | 0 | 0
IGCC | 0 | 0 | 0 | 0 | 0 | 0
DemandResponse | 0 | 0 | 0 | 0 | 0 | 0
IGCC-CCS | 0 | 0 | 0 | 0 | 0 | 0
WT_off | 0 | 0 | 0 | 0 | 0 | 0
PseudoUnit | 0 | 0 | 0 | 0 | 0 | 0
FixedInterchange | 0 | 0 | 0 | 0 | 0 | 0
CO2 Emissions (MMshortTons): NYISO_J-K
ReportingType | 2015 | 2020 | 2025 | 2030 | 2035 | 2040
BM | 0 | 0 | 0 | 0 | 0 | 0
CC | 8.9 | 10.48 | 10.51 | 10.17 | 12.13 | 12.85
CSP | 0 | 0 | 0 | 0 | 0 | 0
CT | 0 | 0 | 0.01 | 0.03 | 0.13 | 0.21
Coal | 0 | 0 | 0 | 0 | 0 | 0
Geo | 0 | 0 | 0 | 0 | 0 | 0
H | 0 | 0 | 0 | 0 | 0 | 0
LFG | 0 | 0 | 0 | 0 | 0 | 0
Nuc | 0 | 0 | 0 | 0 | 0 | 0
PS | 0 | 0 | 0 | 0 | 0 | 0
PV | 0 | 0 | 0 | 0 | 0 | 0
PeakG | 0.03 | 0.11 | 0.13 | 0.1 | 0.23 | 0.13
PeakO | 0 | 0 | 0 | 0 | 0 | 0
ST | 0 | 0 | 0 | 0 | 0 | 0
STOG | 0.58 | 0.87 | 1.13 | 0.91 | 1.34 | 1.7
STWD | 0 | 0 | 0 | 0 | 0 | 0
WT | 0 | 0 | 0 | 0 | 0 | 0
IGCC | 0 | 0 | 0 | 0 | 0 | 0
DemandResponse | 0 | 0 | 0 | 0 | 0 | 0
IGCC-CCS | 0 | 0 | 0 | 0 | 0 | 0
WT_off | 0 | 0 | 0 | 0 | 0 | 0
PseudoUnit | 0 | 0 | 0 | 0 | 0 | 0
FixedInterchange | 0 | 0 | 0 | 0 | 0 | 0
CO2 Emissions (MMshortTons): PJM_E
ReportingType | 2015 | 2020 | 2025 | 2030 | 2035 | 2040
BM | 0 | 0 | 0 | 0 | 0 | 0
CC | 10.46 | 16.38 | 11.74 | 8.34 | 16.78 | 20.09
CSP | 0 | 0 | 0 | 0 | 0 | 0
CT | 0 | 0 | 0 | 0 | 0.01 | 0
Coal | 0.42 | 0.12 | 0.12 | 0.12 | 0.2 | 0.2
Geo | 0 | 0 | 0 | 0 | 0 | 0
H | 0 | 0 | 0 | 0 | 0 | 0
LFG | 0 | 0 | 0 | 0 | 0 | 0
Nuc | 0 | 0 | 0 | 0 | 0 | 0
PS | 0 | 0 | 0 | 0 | 0 | 0
PV | 0 | 0 | 0 | 0 | 0 | 0
PeakG | 0.01 | 0.05 | 0.16 | 0.14 | 0.6 | 0.19
PeakO | 0 | 0 | 0 | 0 | 0 | 0
ST | 0 | 0 | 0 | 0 | 0 | 0
STOG | 0.14 | 0.26 | 0.26 | 0.13 | 0.5 | 0.29
STWD | 0 | 0 | 0 | 0 | 0 | 0
WT | 0 | 0 | 0 | 0 | 0 | 0
IGCC | 0 | 0 | 0 | 0 | 0 | 0
DemandResponse | 0 | 0 | 0 | 0 | 0 | 0
IGCC-CCS | 0 | 0 | 0 | 0 | 0 | 0
WT_off | 0 | 0 | 0 | 0 | 0 | 0
PseudoUnit | 0 | 0 | 0 | 0 | 0 | 0
FixedInterchange | 0 | 0 | 0 | 0 | 0 | 0
CO2 Emissions (MMshortTons): PJM_ROM
ReportingType | 2015 | 2020 | 2025 | 2030 | 2035 | 2040
BM | 0 | 0 | 0 | 0 | 0 | 0
CC | 6.64 | 8.62 | 6.87 | 5.46 | 9.83 | 39.95
CSP | 0 | 0 | 0 | 0 | 0 | 0
CT | 0 | 0 | 0 | 0 | 0 | 0
Coal | 47.68 | 39.49 | 38.16 | 33.2 | 44.11 | 44.11
Geo | 0 | 0 | 0 | 0 | 0 | 0
H | 0 | 0 | 0 | 0 | 0 | 0
LFG | 0 | 0 | 0 | 0 | 0 | 0
Nuc | 0 | 0 | 0 | 0 | 0 | 0
PS | 0 | 0 | 0 | 0 | 0 | 0
PV | 0 | 0 | 0 | 0 | 0 | 0
PeakG | 0 | 0.03 | 0 | 0 | 0.19 | 0.1
PeakO | 0 | 0 | 0 | 0 | 0 | 0
ST | 0 | 0 | 0 | 0 | 0 | 0
STOG | 0.43 | 0.83 | 0.83 | 0.43 | 1.37 | 1.24
STWD | 0 | 0 | 0 | 0 | 0 | 0
WT | 0 | 0 | 0 | 0 | 0 | 0
IGCC | 0 | 0 | 0 | 0 | 0 | 0
DemandResponse | 0 | 0 | 0 | 0 | 0 | 0
IGCC-CCS | 0 | 0 | 0 | 0 | 0 | 0
WT_off | 0 | 0 | 0 | 0 | 0 | 0
PseudoUnit | 0 | 0 | 0 | 0 | 0 | 0
FixedInterchange | 0 | 0 | 0 | 0 | 0 | 0
CO2 Emissions (MMshortTons): PJM_ROR
ReportingType | 2015 | 2020 | 2025 | 2030 | 2035 | 2040
BM | 0 | 0 | 0 | 0 | 0 | 0
CC | 25.64 | 25.29 | 18.19 | 10.61 | 17.82 | 15.15
CSP | 0 | 0 | 0 | 0 | 0 | 0
CT | 0 | 0 | 0 | 0 | 0.48 | 1.12
Coal | 363.06 | 270.66 | 270.87 | 267.98 | 273.12 | 275.38
Geo | 0 | 0 | 0 | 0 | 0 | 0
H | 0 | 0 | 0 | 0 | 0 | 0
LFG | 0 | 0 | 0 | 0 | 0 | 0
Nuc | 0 | 0 | 0 | 0 | 0 | 0
PS | 0 | 0 | 0 | 0 | 0 | 0
PV | 0 | 0 | 0 | 0 | 0 | 0
PeakG | 0.83 | 0.89 | 0.66 | 0.31 | 0.77 | 0.75
PeakO | 0 | 0 | 0 | 0 | 0 | 0
ST | 0 | 0 | 0 | 0 | 0 | 0
STOG | 0.49 | 0.51 | 0.49 | 0.46 | 0.49 | 0.49
STWD | 0 | 0 | 0 | 0 | 0 | 0
WT | 0 | 0 | 0 | 0 | 0 | 0
IGCC | 0 | 0 | 0 | 0 | 0 | 0
DemandResponse | 0 | 0 | 0 | 0 | 0 | 0
IGCC-CCS | 0 | 0 | 0 | 0 | 0 | 0
WT_off | 0 | 0 | 0 | 0 | 0 | 0
PseudoUnit | 0 | 0 | 0 | 0 | 0 | 0
FixedInterchange | 0 | 0 | 0 | 0 | 0 | 0
CO2 Emissions (MMshortTons): SOCO
ReportingType | 2015 | 2020 | 2025 | 2030 | 2035 | 2040
BM | 0 | 0 | 0 | 0 | 0 | 0
CC | 47.11 | 44.54 | 33.15 | 28.32 | 27.13 | 27.05
CSP | 0 | 0 | 0 | 0 | 0 | 0
CT | 0 | 0 | 0 | 0 | 0 | 0
Coal | 95.63 | 93.93 | 99.78 | 102.43 | 108.74 | 159.17
Geo | 0 | 0 | 0 | 0 | 0 | 0
H | 0 | 0 | 0 | 0 | 0 | 0
LFG | 0 | 0 | 0 | 0 | 0 | 0
Nuc | 0 | 0 | 0 | 0 | 0 | 0
PS | 0 | 0 | 0 | 0 | 0 | 0
PV | 0 | 0 | 0 | 0 | 0 | 0
PeakG | 0.42 | 0.68 | 0.45 | 0.27 | 0.52 | 0.53
PeakO | 0 | 0 | 0 | 0 | 0 | 0
ST | 0 | 0 | 0 | 0 | 0 | 0
STOG | 0 | 0 | 0 | 0 | 0 | 0
STWD | 0 | 0 | 0 | 0 | 0 | 0
WT | 0 | 0 | 0 | 0 | 0 | 0
IGCC | 0 | 0 | 0 | 0 | 0 | 0
DemandResponse | 0 | 0 | 0 | 0 | 0 | 0
IGCC-CCS | 0 | 0 | 0 | 0 | 0 | 0
WT_off | 0 | 0 | 0 | 0 | 0 | 0
PseudoUnit | 0 | 0 | 0 | 0 | 0 | 0
FixedInterchange | 0 | 0 | 0 | 0 | 0 | 0
CO2 Emissions (MMshortTons): SPP_N
ReportingType | 2015 | 2020 | 2025 | 2030 | 2035 | 2040
BM | 0 | 0 | 0 | 0 | 0 | 0
CC | 2.89 | 1.32 | 0.79 | 0.53 | 0.72 | 0.64
CSP | 0 | 0 | 0 | 0 | 0 | 0
CT | 0 | 0.02 | 0.02 | 0.02 | 0.72 | 0.58
Coal | 68.81 | 65.34 | 62.73 | 62.18 | 62.75 | 62.75
Geo | 0 | 0 | 0 | 0 | 0 | 0
H | 0 | 0 | 0 | 0 | 0 | 0
LFG | 0 | 0 | 0 | 0 | 0 | 0
Nuc | 0 | 0 | 0 | 0 | 0 | 0
PS | 0 | 0 | 0 | 0 | 0 | 0
PV | 0 | 0 | 0 | 0 | 0 | 0
PeakG | 0 | 0.05 | 0.07 | 0.01 | 0 | 0
PeakO | 0 | 0 | 0 | 0 | 0 | 0
ST | 0 | 0 | 0 | 0 | 0 | 0
STOG | 0.22 | 0.43 | 0.43 | 0.37 | 0.44 | 0.42
STWD | 0 | 0 | 0 | 0 | 0 | 0
WT | 0 | 0 | 0 | 0 | 0 | 0
IGCC | 0 | 0 | 0 | 0 | 0 | 0
DemandResponse | 0 | 0 | 0 | 0 | 0 | 0
IGCC-CCS | 0 | 0 | 0 | 0 | 0 | 0
WT_off | 0 | 0 | 0 | 0 | 0 | 0
PseudoUnit | 0 | 0 | 0 | 0 | 0 | 0
FixedInterchange | 0 | 0 | 0 | 0 | 0 | 0
CO2 Emissions (MMshortTons): SPP_S
ReportingType | 2015 | 2020 | 2025 | 2030 | 2035 | 2040
BM | 0 | 0 | 0 | 0 | 0 | 0
CC | 19.22 | 16.09 | 9.42 | 5.33 | 8.28 | 6.99
CSP | 0 | 0 | 0 | 0 | 0 | 0
CT | 0 | 0 | 0 | 0 | 0 | 0
Coal | 97.58 | 87.66 | 84.18 | 76.01 | 89.85 | 87.9
Geo | 0 | 0 | 0 | 0 | 0 | 0
H | 0 | 0 | 0 | 0 | 0 | 0
LFG | 0 | 0 | 0 | 0 | 0 | 0
Nuc | 0 | 0 | 0 | 0 | 0 | 0
PS | 0 | 0 | 0 | 0 | 0 | 0
PV | 0 | 0 | 0 | 0 | 0 | 0
PeakG | 0 | 0 | 0 | 0 | 0 | 0
PeakO | 0 | 0 | 0 | 0 | 0 | 0
ST | 0 | 0 | 0 | 0 | 0 | 0
STOG | 1.71 | 1.31 | 1 | 0.5 | 1.23 | 1.11
STWD | 0 | 0 | 0 | 0 | 0 | 0
WT | 0 | 0 | 0 | 0 | 0 | 0
IGCC | 0 | 0 | 0 | 0 | 0 | 0
DemandResponse | 0 | 0 | 0 | 0 | 0 | 0
IGCC-CCS | 0 | 0 | 0 | 0 | 0 | 0
WT_off | 0 | 0 | 0 | 0 | 0 | 0
PseudoUnit | 0 | 0 | 0 | 0 | 0 | 0
FixedInterchange | 0 | 0 | 0 | 0 | 0 | 0
CO2 Emissions (MMshortTons): TVA
ReportingType | 2015 | 2020 | 2025 | 2030 | 2035 | 2040
BM | 0 | 0 | 0 | 0 | 0 | 0
CC | 7.6 | 3.78 | 4.1 | 2.03 | 3.28 | 4.03
CSP | 0 | 0 | 0 | 0 | 0 | 0
CT | 0 | 0 | 0 | 0 | 0 | 0.08
Coal | 90.93 | 69.83 | 69.62 | 67.02 | 71.53 | 73.45
Geo | 0 | 0 | 0 | 0 | 0 | 0
H | 0 | 0 | 0 | 0 | 0 | 0
LFG | 0 | 0 | 0 | 0 | 0 | 0
Nuc | 0 | 0 | 0 | 0 | 0 | 0
PS | 0 | 0 | 0 | 0 | 0 | 0
PV | 0 | 0 | 0 | 0 | 0 | 0
PeakG | 0 | 0 | 0 | 0 | 0.01 | 0
PeakO | 0 | 0 | 0 | 0 | 0 | 0
ST | 0 | 0 | 0 | 0 | 0 | 0
STOG | 0 | 0 | 0 | 0 | 0 | 0
STWD | 0 | 0 | 0 | 0 | 0 | 0
WT | 0 | 0 | 0 | 0 | 0 | 0
IGCC | 0 | 0 | 0 | 0 | 0 | 0
DemandResponse | 0 | 0 | 0 | 0 | 0 | 0
IGCC-CCS | 0 | 0 | 0 | 0 | 0 | 0
WT_off | 0 | 0 | 0 | 0 | 0 | 0
PseudoUnit | 0 | 0 | 0 | 0 | 0 | 0
FixedInterchange | 0 | 0 | 0 | 0 | 0 | 0
CO2 Emissions (MMshortTons): TVA_Transmission
ReportingType | 2015 | 2020 | 2025 | 2030 | 2035 | 2040
BM | 0 | 0 | 0 | 0 | 0 | 0
CC | 0 | 0 | 0 | 0 | 0 | 0
CSP | 0 | 0 | 0 | 0 | 0 | 0
CT | 0 | 0 | 0 | 0 | 0 | 0
Coal | 0 | 0 | 0 | 0 | 0 | 0
Geo | 0 | 0 | 0 | 0 | 0 | 0
H | 0 | 0 | 0 | 0 | 0 | 0
LFG | 0 | 0 | 0 | 0 | 0 | 0
Nuc | 0 | 0 | 0 | 0 | 0 | 0
PS | 0 | 0 | 0 | 0 | 0 | 0
PV | 0 | 0 | 0 | 0 | 0 | 0
PeakG | 0 | 0 | 0 | 0 | 0 | 0
PeakO | 0 | 0 | 0 | 0 | 0 | 0
ST | 0 | 0 | 0 | 0 | 0 | 0
STOG | 0 | 0 | 0 | 0 | 0 | 0
STWD | 0 | 0 | 0 | 0 | 0 | 0
WT | 0 | 0 | 0 | 0 | 0 | 0
IGCC | 0 | 0 | 0 | 0 | 0 | 0
DemandResponse | 0 | 0 | 0 | 0 | 0 | 0
IGCC-CCS | 0 | 0 | 0 | 0 | 0 | 0
WT_off | 0 | 0 | 0 | 0 | 0 | 0
PseudoUnit | 0 | 0 | 0 | 0 | 0 | 0
FixedInterchange | 0 | 0 | 0 | 0 | 0 | 0
CO2 Emissions (MMshortTons): VACAR
ReportingType | 2015 | 2020 | 2025 | 2030 | 2035 | 2040
BM | 0 | 0 | 0 | 0 | 0 | 0
CC | 12.79 | 9.38 | 6.03 | 2.08 | 3.4 | 5.51
CSP | 0 | 0 | 0 | 0 | 0 | 0
CT | 0.26 | 0.28 | 0.2 | 0.04 | 0.2 | 0.31
Coal | 97.91 | 66.62 | 52.72 | 27.84 | 54.98 | 67
Geo | 0 | 0 | 0 | 0 | 0 | 0
H | 0 | 0 | 0 | 0 | 0 | 0
LFG | 0 | 0 | 0 | 0 | 0 | 0
Nuc | 0 | 0 | 0 | 0 | 0 | 0
PS | 0 | 0 | 0 | 0 | 0 | 0
PV | 0 | 0 | 0 | 0 | 0 | 0
PeakG | 0.08 | 0.13 | 0.13 | 0.02 | 0.1 | 0.12
PeakO | 0 | 0 | 0 | 0 | 0 | 0
ST | 0 | 0 | 0 | 0 | 0 | 0
STOG | 0 | 0 | 0 | 0 | 0 | 0
STWD | 0 | 0 | 0 | 0 | 0 | 0
WT | 0 | 0 | 0 | 0 | 0 | 0
IGCC | 0 | 0 | 0 | 0 | 0 | 0
DemandResponse | 0 | 0 | 0 | 0 | 0 | 0
IGCC-CCS | 0 | 0 | 0 | 0 | 0 | 0
WT_off | 0 | 0 | 0 | 0 | 0 | 0
PseudoUnit | 0 | 0 | 0 | 0 | 0 | 0
FixedInterchange | 0 | 0 | 0 | 0 | 0 | 0
CO2 Emissions (MMshortTons): IESO
ReportingType | 2015 | 2020 | 2025 | 2030 | 2035 | 2040
BM | 0 | 0 | 0 | 0 | 0 | 0
CC | 0.01 | 0 | 0.01 | 0.01 | 0.43 | 1.4
CSP | 0 | 0 | 0 | 0 | 0 | 0
CT | 0 | 0 | 0 | 0 | 0 | 0.02
Coal | 0 | 0 | 0 | 0 | 0 | 0
Geo | 0 | 0 | 0 | 0 | 0 | 0
H | 0 | 0 | 0 | 0 | 0 | 0
LFG | 0 | 0 | 0 | 0 | 0 | 0
Nuc | 0 | 0 | 0 | 0 | 0 | 0
PS | 0 | 0 | 0 | 0 | 0 | 0
PV | 0 | 0 | 0 | 0 | 0 | 0
PeakG | 0 | 0 | 0 | 0 | 0 | 0
PeakO | 0 | 0 | 0 | 0 | 0 | 0
ST | 0 | 0 | 0 | 0 | 0 | 0
STOG | 0 | 0 | 0 | 0 | 0 | 0
STWD | 0 | 0 | 0 | 0 | 0 | 0
WT | 0 | 0 | 0 | 0 | 0 | 0
IGCC | 0 | 0 | 0 | 0 | 0 | 0
DemandResponse | 0 | 0 | 0 | 0 | 0 | 0
IGCC-CCS | 0 | 0 | 0 | 0 | 0 | 0
WT_off | 0 | 0 | 0 | 0 | 0 | 0
PseudoUnit | 0 | 0 | 0 | 0 | 0 | 0
FixedInterchange | 0 | 0 | 0 | 0 | 0 | 0
CO2 Emissions (MMshortTons): MAPP_CA
ReportingType | 2015 | 2020 | 2025 | 2030 | 2035 | 2040
BM | 0 | 0 | 0 | 0 | 0 | 0
CC | 1.39 | 1.42 | 0.2 | 0 | 0 | 0
CSP | 0 | 0 | 0 | 0 | 0 | 0
CT | 0 | 0 | 0 | 0 | 0 | 0
Coal | 0.45 | 1.19 | 0 | 0 | 0 | 0
Geo | 0 | 0 | 0 | 0 | 0 | 0
H | 0 | 0 | 0 | 0 | 0 | 0
LFG | 0 | 0 | 0 | 0 | 0 | 0
Nuc | 0 | 0 | 0 | 0 | 0 | 0
PS | 0 | 0 | 0 | 0 | 0 | 0
PV | 0 | 0 | 0 | 0 | 0 | 0
PeakG | 0 | 0 | 0 | 0 | 0 | 0
PeakO | 0 | 0 | 0 | 0 | 0 | 0
ST | 0 | 0 | 0 | 0 | 0 | 0
STOG | 0 | 0 | 0 | 0 | 0 | 0
STWD | 0 | 0 | 0 | 0 | 0 | 0
WT | 0 | 0 | 0 | 0 | 0 | 0
IGCC | 0 | 0 | 0 | 0 | 0 | 0
DemandResponse | 0 | 0 | 0 | 0 | 0 | 0
IGCC-CCS | 0 | 0 | 0 | 0 | 0 | 0
WT_off | 0 | 0 | 0 | 0 | 0 | 0
PseudoUnit | 0 | 0 | 0 | 0 | 0 | 0
FixedInterchange | 0 | 0 | 0 | 0 | 0 | 0
CO2 Emissions (MMshortTons): AZ_NM_SNV_Coal
ReportingType | 2015 | 2020 | 2025 | 2030 | 2035 | 2040
BM | 0 | 0 | 0 | 0 | 0 | 0
CC | 0 | 0 | 0 | 0 | 0 | 0
CSP | 0 | 0 | 0 | 0 | 0 | 0
CT | 0 | 0 | 0 | 0 | 0 | 0
Coal | 79.82 | 80.51 | 80.51 | 80.51 | 80.51 | 143.58
Geo | 0 | 0 | 0 | 0 | 0 | 0
H | 0 | 0 | 0 | 0 | 0 | 0
LFG | 0 | 0 | 0 | 0 | 0 | 0
Nuc | 0 | 0 | 0 | 0 | 0 | 0
PS | 0 | 0 | 0 | 0 | 0 | 0
PV | 0 | 0 | 0 | 0 | 0 | 0
PeakG | 0 | 0 | 0 | 0 | 0 | 0
PeakO | 0 | 0 | 0 | 0 | 0 | 0
ST | 0 | 0 | 0 | 0 | 0 | 0
STOG | 0 | 0 | 0 | 0 | 0 | 0
STWD | 0 | 0 | 0 | 0 | 0 | 0
WT | 0 | 0 | 0 | 0 | 0 | 0
IGCC | 0 | 0 | 0 | 0 | 0 | 0
DemandResponse | 0 | 0 | 0 | 0 | 0 | 0
IGCC-CCS | 0 | 0 | 0 | 0 | 0 | 0
WT_off | 0 | 0 | 0 | 0 | 0 | 0
PseudoUnit | 0 | 0 | 0 | 0 | 0 | 0
FixedInterchange | 0 | 0 | 0 | 0 | 0 | 0
CO2 Emissions (MMshortTons): AZ_NM_SNV_Gas
ReportingType | 2015 | 2020 | 2025 | 2030 | 2035 | 2040
BM | 0 | 0 | 0 | 0 | 0 | 0
CC | 43.91 | 52.69 | 52.44 | 63.43 | 69.03 | 64.4
CSP | 0 | 0 | 0 | 0 | 0 | 0
CT | 0 | 0 | 0.09 | 0.09 | 0 | 0
Coal | 0 | 0 | 0 | 0 | 0 | 0
Geo | 0 | 0 | 0 | 0 | 0 | 0
H | 0 | 0 | 0 | 0 | 0 | 0
LFG | 0 | 0 | 0 | 0 | 0 | 0
Nuc | 0 | 0 | 0 | 0 | 0 | 0
PS | 0 | 0 | 0 | 0 | 0 | 0
PV | 0 | 0 | 0 | 0 | 0 | 0
PeakG | 0 | 0 | 0.12 | 0.22 | 0.25 | 0
PeakO | 0 | 0 | 0 | 0 | 0 | 0
ST | 0 | 0 | 0 | 0 | 0 | 0
STOG | 0 | 0 | 0 | 0 | 0 | 0
STWD | 0 | 0 | 0 | 0 | 0 | 0
WT | 0 | 0 | 0 | 0 | 0 | 0
IGCC | 0 | 0 | 0 | 0 | 0 | 0
DemandResponse | 0 | 0 | 0 | 0 | 0 | 0
IGCC-CCS | 0 | 0 | 0 | 0 | 0 | 0
WT_off | 0 | 0 | 0 | 0 | 0 | 0
PseudoUnit | 0 | 0 | 0 | 0 | 0 | 0
FixedInterchange | 0 | 0 | 0 | 0 | 0 | 0
CO2 Emissions (MMshortTons): AZ_NM_SNV_NucRenew
ReportingType | 2015 | 2020 | 2025 | 2030 | 2035 | 2040
BM | 0 | 0 | 0 | 0 | 0 | 0
CC | 0 | 0 | 0 | 0 | 0 | 0
CSP | 0 | 0 | 0 | 0 | 0 | 0
CT | 0 | 0 | 0 | 0 | 0 | 0
Coal | 0 | 0 | 0 | 0 | 0 | 0
Geo | 0 | 0 | 0 | 0 | 0 | 0
H | 0 | 0 | 0 | 0 | 0 | 0
LFG | 0 | 0 | 0 | 0 | 0 | 0
Nuc | 0 | 0 | 0 | 0 | 0 | 0
PS | 0 | 0 | 0 | 0 | 0 | 0
PV | 0 | 0 | 0 | 0 | 0 | 0
PeakG | 0 | 0 | 0 | 0 | 0 | 0
PeakO | 0 | 0 | 0 | 0 | 0 | 0
ST | 0 | 0 | 0 | 0 | 0 | 0
STOG | 0 | 0 | 0 | 0 | 0 | 0
STWD | 0 | 0 | 0 | 0 | 0 | 0
WT | 0 | 0 | 0 | 0 | 0 | 0
IGCC | 0 | 0 | 0 | 0 | 0 | 0
DemandResponse | 0 | 0 | 0 | 0 | 0 | 0
IGCC-CCS | 0 | 0 | 0 | 0 | 0 | 0
WT_off | 0 | 0 | 0 | 0 | 0 | 0
PseudoUnit | 0 | 0 | 0 | 0 | 0 | 0
FixedInterchange | 0 | 0 | 0 | 0 | 0 | 0
CO2 Emissions (MMshortTons): ERCOT
ReportingType | 2015 | 2020 | 2025 | 2030 | 2035 | 2040
BM | 0 | 0 | 0 | 0 | 0 | 0
CC | 60.47 | 53.95 | 44.37 | 36.76 | 38.46 | 42.14
CSP | 0 | 0 | 0 | 0 | 0 | 0
CT | 0 | 0 | 0 | 0 | 0 | 0
Coal | 131.22 | 138.32 | 149.39 | 149.76 | 153.01 | 154.77
Geo | 0 | 0 | 0 | 0 | 0 | 0
H | 0 | 0 | 0 | 0 | 0 | 0
LFG | 0 | 0 | 0 | 0 | 0 | 0
Nuc | 0 | 0 | 0 | 0 | 0 | 0
PS | 0 | 0 | 0 | 0 | 0 | 0
PV | 0 | 0 | 0 | 0 | 0 | 0
PeakG | 0 | 0 | 0 | 0 | 0 | 0
PeakO | 0 | 0 | 0 | 0 | 0 | 0
ST | 0 | 0 | 0 | 0 | 0 | 0
STOG | 3.2 | 3.38 | 3.42 | 2.96 | 2.91 | 2.62
STWD | 0 | 0 | 0 | 0 | 0 | 0
WT | 0 | 0 | 0 | 0 | 0 | 0
IGCC | 0 | 0 | 0 | 0 | 0 | 0
DemandResponse | 0 | 0 | 0 | 0 | 0 | 0
IGCC-CCS | 0 | 0 | 0 | 0 | 0 | 0
WT_off | 0 | 0 | 0 | 0 | 0 | 0
PseudoUnit | 0 | 0 | 0 | 0 | 0 | 0
FixedInterchange | 0 | 0 | 0 | 0 | 0 | 0
CO2 Emissions (MMshortTons): NP15
ReportingType | 2015 | 2020 | 2025 | 2030 | 2035 | 2040
BM | 0 | 0 | 0 | 0 | 0 | 0
CC | 14.61 | 15.56 | 11.5 | 9.02 | 4.86 | 2.17
CSP | 0 | 0 | 0 | 0 | 0 | 0
CT | 0 | 0 | 0 | 0 | 0 | 0
Coal | 0.27 | 0 | 0 | 0 | 0 | 0
Geo | 0 | 0 | 0 | 0 | 0 | 0
H | 0 | 0 | 0 | 0 | 0 | 0
LFG | 0 | 0 | 0 | 0 | 0 | 0
Nuc | 0 | 0 | 0 | 0 | 0 | 0
PS | 0 | 0 | 0 | 0 | 0 | 0
PV | 0 | 0 | 0 | 0 | 0 | 0
PeakG | 0 | 0 | 0 | 0 | 0 | 0.01
PeakO | 0 | 0 | 0 | 0 | 0 | 0
ST | 0 | 0 | 0 | 0 | 0 | 0
STOG | 0.08 | 0.12 | 0.04 | 0.08 | 0.05 | 0.09
STWD | 0 | 0 | 0 | 0 | 0 | 0
WT | 0 | 0 | 0 | 0 | 0 | 0
IGCC | 0 | 0 | 0 | 0 | 0 | 0
DemandResponse | 0 | 0 | 0 | 0 | 0 | 0
IGCC-CCS | 0 | 0 | 0 | 0 | 0 | 0
WT_off | 0 | 0 | 0 | 0 | 0 | 0
PseudoUnit | 0 | 0 | 0 | 0 | 0 | 0
FixedInterchange | 0 | 0 | 0 | 0 | 0 | 0
CO2 Emissions (MMshortTons): NWPP_Coal
ReportingType | 2015 | 2020 | 2025 | 2030 | 2035 | 2040
BM | 0 | 0 | 0 | 0 | 0 | 0
CC | 0 | 0 | 0 | 0 | 0 | 0
CSP | 0 | 0 | 0 | 0 | 0 | 0
CT | 0 | 0 | 0 | 0 | 0 | 0
Coal | 108.95 | 109.08 | 109.08 | 109.08 | 108.57 | 108.55
Geo | 0 | 0 | 0 | 0 | 0 | 0
H | 0 | 0 | 0 | 0 | 0 | 0
LFG | 0 | 0 | 0 | 0 | 0 | 0
Nuc | 0 | 0 | 0 | 0 | 0 | 0
PS | 0 | 0 | 0 | 0 | 0 | 0
PV | 0 | 0 | 0 | 0 | 0 | 0
PeakG | 0 | 0 | 0 | 0 | 0 | 0
PeakO | 0 | 0 | 0 | 0 | 0 | 0
ST | 0 | 0 | 0 | 0 | 0 | 0
STOG | 0 | 0 | 0 | 0 | 0 | 0
STWD | 0 | 0 | 0 | 0 | 0 | 0
WT | 0 | 0 | 0 | 0 | 0 | 0
IGCC | 0 | 0 | 0 | 0 | 0 | 0
DemandResponse | 0 | 0 | 0 | 0 | 0 | 0
IGCC-CCS | 0 | 0 | 0 | 0 | 0 | 0
WT_off | 0 | 0 | 0 | 0 | 0 | 0
PseudoUnit | 0 | 0 | 0 | 0 | 0 | 0
FixedInterchange | 0 | 0 | 0 | 0 | 0 | 0
CO2 Emissions (MMshortTons): NWPP_Gas
ReportingType | 2015 | 2020 | 2025 | 2030 | 2035 | 2040
BM | 0 | 0 | 0 | 0 | 0 | 0
CC | 21.13 | 21.13 | 21.13 | 29.46 | 43.31 | 45.11
CSP | 0 | 0 | 0 | 0 | 0 | 0
CT | 0 | 0 | 0 | 0 | 0 | 0
Coal | 0 | 0 | 0 | 0 | 0 | 3.2
Geo | 0 | 0 | 0 | 0 | 0 | 0
H | 0 | 0 | 0 | 0 | 0 | 0
LFG | 0 | 0 | 0 | 0 | 0 | 0
Nuc | 0 | 0 | 0 | 0 | 0 | 0
PS | 0 | 0 | 0 | 0 | 0 | 0
PV | 0 | 0 | 0 | 0 | 0 | 0
PeakG | 0 | 0 | 0 | 0 | 0 | 0
PeakO | 0 | 0 | 0 | 0 | 0 | 0
ST | 0 | 0 | 0 | 0 | 0 | 0
STOG | 0 | 0 | 0 | 0 | 0 | 0
STWD | 0 | 0 | 0 | 0 | 0 | 0
WT | 0 | 0 | 0 | 0 | 0 | 0
IGCC | 0 | 0 | 0 | 0 | 0 | 0
DemandResponse | 0 | 0 | 0 | 0 | 0 | 0
IGCC-CCS | 0 | 0 | 0 | 0 | 0 | 0
WT_off | 0 | 0 | 0 | 0 | 0 | 0
PseudoUnit | 0 | 0 | 0 | 0 | 0 | 0
FixedInterchange | 0 | 0 | 0 | 0 | 0 | 0
CO2 Emissions (MMshortTons): NWPP_NucRenew
ReportingType | 2015 | 2020 | 2025 | 2030 | 2035 | 2040
BM | 0 | 0 | 0 | 0 | 0 | 0
CC | 0 | 0 | 0 | 0 | 0 | 0
CSP | 0 | 0 | 0 | 0 | 0 | 0
CT | 0 | 0 | 0 | 0 | 0 | 0
Coal | 0 | 0 | 0 | 0 | 0 | 0
Geo | 0 | 0 | 0 | 0 | 0 | 0
H | 0 | 0 | 0 | 0 | 0 | 0
LFG | 0 | 0 | 0 | 0 | 0 | 0
Nuc | 0 | 0 | 0 | 0 | 0 | 0
PS | 0 | 0 | 0 | 0 | 0 | 0
PV | 0 | 0 | 0 | 0 | 0 | 0
PeakG | 0 | 0 | 0 | 0 | 0 | 0
PeakO | 0 | 0 | 0 | 0 | 0 | 0
ST | 0 | 0 | 0 | 0 | 0 | 0
STOG | 0 | 0 | 0 | 0 | 0 | 0
STWD | 0 | 0 | 0 | 0 | 0 | 0
WT | 0 | 0 | 0 | 0 | 0 | 0
IGCC | 0 | 0 | 0 | 0 | 0 | 0
DemandResponse | 0 | 0 | 0 | 0 | 0 | 0
IGCC-CCS | 0 | 0 | 0 | 0 | 0 | 0
WT_off | 0 | 0 | 0 | 0 | 0 | 0
PseudoUnit | 0 | 0 | 0 | 0 | 0 | 0
FixedInterchange | 0 | 0 | 0 | 0 | 0 | 0
CO2 Emissions (MMshortTons): RMPA
ReportingType | 2015 | 2020 | 2025 | 2030 | 2035 | 2040
BM | 0 | 0 | 0 | 0 | 0 | 0
CC | 2.24 | 4.39 | 1.55 | 1.52 | 1.28 | 1.27
CSP | 0 | 0 | 0 | 0 | 0 | 0
CT | 0 | 0 | 0 | 0 | 0 | 0
Coal | 61.31 | 59.93 | 57.07 | 57.07 | 66.7 | 75.53
Geo | 0 | 0 | 0 | 0 | 0 | 0
H | 0 | 0 | 0 | 0 | 0 | 0
LFG | 0 | 0 | 0 | 0 | 0 | 0
Nuc | 0 | 0 | 0 | 0 | 0 | 0
PS | 0 | 0 | 0 | 0 | 0 | 0
PV | 0 | 0 | 0 | 0 | 0 | 0
PeakG | 0 | 0.02 | 0 | 0.05 | 0.02 | 0.02
PeakO | 0 | 0 | 0 | 0 | 0 | 0
ST | 0 | 0 | 0 | 0 | 0 | 0
STOG | 0 | 0 | 0 | 0 | 0 | 0
STWD | 0 | 0 | 0 | 0 | 0 | 0
WT | 0 | 0 | 0 | 0 | 0 | 0
IGCC | 0 | 0 | 0 | 0 | 0 | 0
DemandResponse | 0 | 0 | 0 | 0 | 0 | 0
IGCC-CCS | 0 | 0 | 0 | 0 | 0 | 0
WT_off | 0 | 0 | 0 | 0 | 0 | 0
PseudoUnit | 0 | 0 | 0 | 0 | 0 | 0
FixedInterchange | 0 | 0 | 0 | 0 | 0 | 0
CO2 Emissions (MMshortTons): SP15
ReportingType | 2015 | 2020 | 2025 | 2030 | 2035 | 2040
BM | 0 | 0 | 0 | 0 | 0 | 0
CC | 10.14 | 10 | 8.93 | 7.9 | 7.15 | 3.91
CSP | 0 | 0 | 0 | 0 | 0 | 0
CT | 0 | 0 | 0 | 0 | 0 | 0
Coal | 0.9 | 0.9 | 0.9 | 0.55 | 0 | 0
Geo | 0 | 0 | 0 | 0 | 0 | 0
H | 0 | 0 | 0 | 0 | 0 | 0
LFG | 0 | 0 | 0 | 0 | 0 | 0
Nuc | 0 | 0 | 0 | 0 | 0 | 0
PS | 0 | 0 | 0 | 0 | 0 | 0
PV | 0 | 0 | 0 | 0 | 0 | 0
PeakG | 0 | 0 | 0 | 0 | 0 | 0
PeakO | 0 | 0 | 0 | 0 | 0 | 0
ST | 0 | 0 | 0 | 0 | 0 | 0
STOG | 0.13 | 0.19 | 0.16 | 0.24 | 0.49 | 0.36
STWD | 0 | 0 | 0 | 0 | 0 | 0
WT | 0 | 0 | 0 | 0 | 0 | 0
IGCC | 0 | 0 | 0 | 0 | 0 | 0
DemandResponse | 0 | 0 | 0 | 0 | 0 | 0
IGCC-CCS | 0 | 0 | 0 | 0 | 0 | 0
WT_off | 0 | 0 | 0 | 0 | 0 | 0
PseudoUnit | 0 | 0 | 0 | 0 | 0 | 0
FixedInterchange | 0 | 0 | 0 | 0 | 0 | 0
CO2 Emissions (MMshortTons): ALB
ReportingType | 2015 | 2020 | 2025 | 2030 | 2035 | 2040
BM | 0 | 0 | 0 | 0 | 0 | 0
CC | 8.14 | 9.57 | 11.98 | 13.75 | 15.87 | 17.25
CSP | 0 | 0 | 0 | 0 | 0 | 0
CT | 0 | 0 | 0 | 0 | 0 | 0
Coal | 50 | 50 | 50 | 50 | 50 | 50
Geo | 0 | 0 | 0 | 0 | 0 | 0
H | 0 | 0 | 0 | 0 | 0 | 0
LFG | 0 | 0 | 0 | 0 | 0 | 0
Nuc | 0 | 0 | 0 | 0 | 0 | 0
PS | 0 | 0 | 0 | 0 | 0 | 0
PV | 0 | 0 | 0 | 0 | 0 | 0
PeakG | 0 | 0 | 0 | 0 | 0 | 0
PeakO | 0 | 0 | 0 | 0 | 0 | 0
ST | 0 | 0 | 0 | 0 | 0 | 0
STOG | 0 | 0 | 0 | 0 | 0 | 0
STWD | 0 | 0 | 0 | 0 | 0 | 0
WT | 0 | 0 | 0 | 0 | 0 | 0
IGCC | 0 | 0 | 0 | 0 | 0 | 0
DemandResponse | 0 | 0 | 0 | 0 | 0 | 0
IGCC-CCS | 0 | 0 | 0 | 0 | 0 | 0
WT_off | 0 | 0 | 0 | 0 | 0 | 0
PseudoUnit | 0 | 0 | 0 | 0 | 0 | 0
FixedInterchange | 0 | 0 | 0 | 0 | 0 | 0
CO2 Emissions (MMshortTons): BC
ReportingType | 2015 | 2020 | 2025 | 2030 | 2035 | 2040
BM | 0 | 0 | 0 | 0 | 0 | 0
CC | 4.01 | 4.51 | 5.98 | 7.9 | 9.71 | 11.65
CSP | 0 | 0 | 0 | 0 | 0 | 0
CT | 0 | 0 | 0 | 0 | 0 | 0
Coal | 0 | 0 | 0 | 0 | 0 | 0
Geo | 0 | 0 | 0 | 0 | 0 | 0
H | 0 | 0 | 0 | 0 | 0 | 0
LFG | 0 | 0 | 0 | 0 | 0 | 0
Nuc | 0 | 0 | 0 | 0 | 0 | 0
PS | 0 | 0 | 0 | 0 | 0 | 0
PV | 0 | 0 | 0 | 0 | 0 | 0
PeakG | 0 | 0 | 0 | 0 | 0 | 0
PeakO | 0 | 0 | 0 | 0 | 0 | 0
ST | 0 | 0 | 0 | 0 | 0 | 0
STOG | 0 | 0 | 0 | 0 | 0 | 0
STWD | 0 | 0 | 0 | 0 | 0 | 0
WT | 0 | 0 | 0 | 0 | 0 | 0
IGCC | 0 | 0 | 0 | 0 | 0 | 0
DemandResponse | 0 | 0 | 0 | 0 | 0 | 0
IGCC-CCS | 0 | 0 | 0 | 0 | 0 | 0
WT_off | 0 | 0 | 0 | 0 | 0 | 0
PseudoUnit | 0 | 0 | 0 | 0 | 0 | 0
FixedInterchange | 0 | 0 | 0 | 0 | 0 | 0
CO2 Emissions (MMshortTons): HQ_IESO
ReportingType | 2015 | 2020 | 2025 | 2030 | 2035 | 2040
BM | 0 | 0 | 0 | 0 | 0 | 0
CC | 0 | 0 | 0 | 0 | 0 | 0
CSP | 0 | 0 | 0 | 0 | 0 | 0
CT | 0 | 0 | 0 | 0 | 0 | 0
Coal | 0 | 0 | 0 | 0 | 0 | 0
Geo | 0 | 0 | 0 | 0 | 0 | 0
H | 0 | 0 | 0 | 0 | 0 | 0
LFG | 0 | 0 | 0 | 0 | 0 | 0
Nuc | 0 | 0 | 0 | 0 | 0 | 0
PS | 0 | 0 | 0 | 0 | 0 | 0
PV | 0 | 0 | 0 | 0 | 0 | 0
PeakG | 0 | 0 | 0 | 0 | 0 | 0
PeakO | 0 | 0 | 0 | 0 | 0 | 0
ST | 0 | 0 | 0 | 0 | 0 | 0
STOG | 0 | 0 | 0 | 0 | 0 | 0
STWD | 0 | 0 | 0 | 0 | 0 | 0
WT | 0 | 0 | 0 | 0 | 0 | 0
IGCC | 0 | 0 | 0 | 0 | 0 | 0
DemandResponse | 0 | 0 | 0 | 0 | 0 | 0
IGCC-CCS | 0 | 0 | 0 | 0 | 0 | 0
WT_off | 0 | 0 | 0 | 0 | 0 | 0
PseudoUnit | 0 | 0 | 0 | 0 | 0 | 0
FixedInterchange | 0 | 0 | 0 | 0 | 0 | 0
CO2 Emissions (MMshortTons): HQ_NEISO
ReportingType | 2015 | 2020 | 2025 | 2030 | 2035 | 2040
BM | 0 | 0 | 0 | 0 | 0 | 0
CC | 0 | 0 | 0 | 0 | 0 | 0
CSP | 0 | 0 | 0 | 0 | 0 | 0
CT | 0 | 0 | 0 | 0 | 0 | 0
Coal | 0 | 0 | 0 | 0 | 0 | 0
Geo | 0 | 0 | 0 | 0 | 0 | 0
H | 0 | 0 | 0 | 0 | 0 | 0
LFG | 0 | 0 | 0 | 0 | 0 | 0
Nuc | 0 | 0 | 0 | 0 | 0 | 0
PS | 0 | 0 | 0 | 0 | 0 | 0
PV | 0 | 0 | 0 | 0 | 0 | 0
PeakG | 0 | 0 | 0 | 0 | 0 | 0
PeakO | 0 | 0 | 0 | 0 | 0 | 0
ST | 0 | 0 | 0 | 0 | 0 | 0
STOG | 0 | 0 | 0 | 0 | 0 | 0
STWD | 0 | 0 | 0 | 0 | 0 | 0
WT | 0 | 0 | 0 | 0 | 0 | 0
IGCC | 0 | 0 | 0 | 0 | 0 | 0
DemandResponse | 0 | 0 | 0 | 0 | 0 | 0
IGCC-CCS | 0 | 0 | 0 | 0 | 0 | 0
WT_off | 0 | 0 | 0 | 0 | 0 | 0
PseudoUnit | 0 | 0 | 0 | 0 | 0 | 0
FixedInterchange | 0 | 0 | 0 | 0 | 0 | 0
CO2 Emissions (MMshortTons): HQ_NY
ReportingType | 2015 | 2020 | 2025 | 2030 | 2035 | 2040
BM | 0 | 0 | 0 | 0 | 0 | 0
CC | 0 | 0 | 0 | 0 | 0 | 0
CSP | 0 | 0 | 0 | 0 | 0 | 0
CT | 0 | 0 | 0 | 0 | 0 | 0
Coal | 0 | 0 | 0 | 0 | 0 | 0
Geo | 0 | 0 | 0 | 0 | 0 | 0
H | 0 | 0 | 0 | 0 | 0 | 0
LFG | 0 | 0 | 0 | 0 | 0 | 0
Nuc | 0 | 0 | 0 | 0 | 0 | 0
PS | 0 | 0 | 0 | 0 | 0 | 0
PV | 0 | 0 | 0 | 0 | 0 | 0
PeakG | 0 | 0 | 0 | 0 | 0 | 0
PeakO | 0 | 0 | 0 | 0 | 0 | 0
ST | 0 | 0 | 0 | 0 | 0 | 0
STOG | 0 | 0 | 0 | 0 | 0 | 0
STWD | 0 | 0 | 0 | 0 | 0 | 0
WT | 0 | 0 | 0 | 0 | 0 | 0
IGCC | 0 | 0 | 0 | 0 | 0 | 0
DemandResponse | 0 | 0 | 0 | 0 | 0 | 0
IGCC-CCS | 0 | 0 | 0 | 0 | 0 | 0
WT_off | 0 | 0 | 0 | 0 | 0 | 0
PseudoUnit | 0 | 0 | 0 | 0 | 0 | 0
FixedInterchange | 0 | 0 | 0 | 0 | 0 | 0
CO2 Emissions (MMshortTons): MARITIMES
ReportingType | 2015 | 2020 | 2025 | 2030 | 2035 | 2040
BM | 0 | 0 | 0 | 0 | 0 | 0
CC | 0 | 0 | 0 | 0 | 0 | 0
CSP | 0 | 0 | 0 | 0 | 0 | 0
CT | 0 | 0 | 0 | 0 | 0 | 0
Coal | 0 | 0 | 0 | 0 | 0 | 0
Geo | 0 | 0 | 0 | 0 | 0 | 0
H | 0 | 0 | 0 | 0 | 0 | 0
LFG | 0 | 0 | 0 | 0 | 0 | 0
Nuc | 0 | 0 | 0 | 0 | 0 | 0
PS | 0 | 0 | 0 | 0 | 0 | 0
PV | 0 | 0 | 0 | 0 | 0 | 0
PeakG | 0 | 0 | 0 | 0 | 0 | 0
PeakO | 0 | 0 | 0 | 0 | 0 | 0
ST | 0 | 0 | 0 | 0 | 0 | 0
STOG | 0 | 0 | 0 | 0 | 0 | 0
STWD | 0 | 0 | 0 | 0 | 0 | 0
WT | 0 | 0 | 0 | 0 | 0 | 0
IGCC | 0 | 0 | 0 | 0 | 0 | 0
DemandResponse | 0 | 0 | 0 | 0 | 0 | 0
IGCC-CCS | 0 | 0 | 0 | 0 | 0 | 0
WT_off | 0 | 0 | 0 | 0 | 0 | 0
PseudoUnit | 0 | 0 | 0 | 0 | 0 | 0
FixedInterchange | 0 | 0 | 0 | 0 | 0 | 0
CO2 Emissions (MMshortTons): All
ReportingType | 2015 | 2020 | 2025 | 2030 | 2035 | 2040
BM | 0 | 0 | 0 | 0 | 0 | 0
CC | 431.14 | 443.91 | 384.76 | 356.5 | 452.32 | 502.39
CSP | 0 | 0 | 0 | 0 | 0 | 0
CT | 0.88 | 1.25 | 1.41 | 0.85 | 2.89 | 3.88
Coal | 1922.8 | 1725.01 | 1729.16 | 1675.55 | 1797.61 | 1987.55
Geo | 0 | 0 | 0 | 0 | 0 | 0
H | 0 | 0 | 0 | 0 | 0 | 0
LFG | 0 | 0 | 0 | 0 | 0 | 0
Nuc | 0 | 0 | 0 | 0 | 0 | 0
PS | 0 | 0 | 0 | 0 | 0 | 0
PV | 0 | 0 | 0 | 0 | 0 | 0
PeakG | 2.13 | 3.03 | 3.17 | 2.32 | 4.47 | 3.41
PeakO | 0 | 0 | 0 | 0 | 0 | 0
ST | 0 | 0 | 0 | 0 | 0 | 0
STOG | 10.6 | 11.68 | 10.88 | 8.72 | 11.45 | 11.05
STWD | 0 | 0 | 0 | 0 | 0 | 0
WT | 0 | 0 | 0 | 0 | 0 | 0
IGCC | 4.15 | 4.15 | 4.15 | 4.15 | 4.15 | 4.15
DemandResponse | 0 | 0 | 0 | 0 | 0 | 0
IGCC-CCS | 0 | 0 | 0 | 0 | 0 | 0
WT_off | 0 | 0 | 0 | 0 | 0 | 0
PseudoUnit | 0 | 0 | 0 | 0 | 0 | 0
FixedInterchange | 0 | 0 | 0 | 0 | 0 | 0
CO2 Emissions (MMshortTons): EI_US
ReportingType | 2015 | 2020 | 2025 | 2030 | 2035 | 2040
BM | 0 | 0 | 0 | 0 | 0 | 0
CC | 265.09 | 270.68 | 226.68 | 186.75 | 262.23 | 313.08
CSP | 0 | 0 | 0 | 0 | 0 | 0
CT | 0.88 | 1.25 | 1.32 | 0.76 | 2.89 | 3.86
Coal | 1489.89 | 1285.1 | 1282.22 | 1228.59 | 1338.82 | 1451.92
Geo | 0 | 0 | 0 | 0 | 0 | 0
H | 0 | 0 | 0 | 0 | 0 | 0
LFG | 0 | 0 | 0 | 0 | 0 | 0
Nuc | 0 | 0 | 0 | 0 | 0 | 0
PS | 0 | 0 | 0 | 0 | 0 | 0
PV | 0 | 0 | 0 | 0 | 0 | 0
PeakG | 2.12 | 3.02 | 3.04 | 2.05 | 4.19 | 3.39
PeakO | 0 | 0 | 0 | 0 | 0 | 0
ST | 0 | 0 | 0 | 0 | 0 | 0
STOG | 7.19 | 7.99 | 7.26 | 5.44 | 8 | 7.98
STWD | 0 | 0 | 0 | 0 | 0 | 0
WT | 0 | 0 | 0 | 0 | 0 | 0
IGCC | 4.15 | 4.15 | 4.15 | 4.15 | 4.15 | 4.15
DemandResponse | 0 | 0 | 0 | 0 | 0 | 0
IGCC-CCS | 0 | 0 | 0 | 0 | 0 | 0
WT_off | 0 | 0 | 0 | 0 | 0 | 0
PseudoUnit | 0 | 0 | 0 | 0 | 0 | 0
FixedInterchange | 0 | 0 | 0 | 0 | 0 | 0
CO2 Emissions (MMshortTons): EI_Canada
ReportingType | 2015 | 2020 | 2025 | 2030 | 2035 | 2040
BM | 0 | 0 | 0 | 0 | 0 | 0
CC | 1.4 | 1.43 | 0.21 | 0.01 | 0.43 | 1.4
CSP | 0 | 0 | 0 | 0 | 0 | 0
CT | 0 | 0 | 0 | 0 | 0 | 0.02
Coal | 0.45 | 1.19 | 0 | 0 | 0 | 0
Geo | 0 | 0 | 0 | 0 | 0 | 0
H | 0 | 0 | 0 | 0 | 0 | 0
LFG | 0 | 0 | 0 | 0 | 0 | 0
Nuc | 0 | 0 | 0 | 0 | 0 | 0
PS | 0 | 0 | 0 | 0 | 0 | 0
PV | 0 | 0 | 0 | 0 | 0 | 0
PeakG | 0 | 0 | 0 | 0 | 0 | 0
PeakO | 0 | 0 | 0 | 0 | 0 | 0
ST | 0 | 0 | 0 | 0 | 0 | 0
STOG | 0 | 0 | 0 | 0 | 0 | 0
STWD | 0 | 0 | 0 | 0 | 0 | 0
WT | 0 | 0 | 0 | 0 | 0 | 0
IGCC | 0 | 0 | 0 | 0 | 0 | 0
DemandResponse | 0 | 0 | 0 | 0 | 0 | 0
IGCC-CCS | 0 | 0 | 0 | 0 | 0 | 0
WT_off | 0 | 0 | 0 | 0 | 0 | 0
PseudoUnit | 0 | 0 | 0 | 0 | 0 | 0
FixedInterchange | 0 | 0 | 0 | 0 | 0 | 0
CO2 Emissions (MMshortTons): EI
ReportingType | 2015 | 2020 | 2025 | 2030 | 2035 | 2040
BM | 0 | 0 | 0 | 0 | 0 | 0
CC | 266.49 | 272.11 | 226.88 | 186.76 | 262.65 | 314.48
CSP | 0 | 0 | 0 | 0 | 0 | 0
CT | 0.88 | 1.25 | 1.32 | 0.76 | 2.89 | 3.88
Coal | 1490.34 | 1286.3 | 1282.22 | 1228.59 | 1338.82 | 1451.92
Geo | 0 | 0 | 0 | 0 | 0 | 0
H | 0 | 0 | 0 | 0 | 0 | 0
LFG | 0 | 0 | 0 | 0 | 0 | 0
Nuc | 0 | 0 | 0 | 0 | 0 | 0
PS | 0 | 0 | 0 | 0 | 0 | 0
PV | 0 | 0 | 0 | 0 | 0 | 0
PeakG | 2.12 | 3.02 | 3.04 | 2.05 | 4.19 | 3.39
PeakO | 0 | 0 | 0 | 0 | 0 | 0
ST | 0 | 0 | 0 | 0 | 0 | 0
STOG | 7.19 | 7.99 | 7.26 | 5.44 | 8 | 7.98
STWD | 0 | 0 | 0 | 0 | 0 | 0
WT | 0 | 0 | 0 | 0 | 0 | 0
IGCC | 4.15 | 4.15 | 4.15 | 4.15 | 4.15 | 4.15
DemandResponse | 0 | 0 | 0 | 0 | 0 | 0
IGCC-CCS | 0 | 0 | 0 | 0 | 0 | 0
WT_off | 0 | 0 | 0 | 0 | 0 | 0
PseudoUnit | 0 | 0 | 0 | 0 | 0 | 0
FixedInterchange | 0 | 0 | 0 | 0 | 0 | 0
CO2 Emissions (MMshortTons): Outside_EI
ReportingType | 2015 | 2020 | 2025 | 2030 | 2035 | 2040
BM | 0 | 0 | 0 | 0 | 0 | 0
CC | 164.65 | 171.8 | 157.88 | 169.74 | 189.67 | 187.91
CSP | 0 | 0 | 0 | 0 | 0 | 0
CT | 0 | 0 | 0.09 | 0.09 | 0 | 0
Coal | 432.46 | 438.72 | 446.94 | 446.96 | 458.79 | 535.63
Geo | 0 | 0 | 0 | 0 | 0 | 0
H | 0 | 0 | 0 | 0 | 0 | 0
LFG | 0 | 0 | 0 | 0 | 0 | 0
Nuc | 0 | 0 | 0 | 0 | 0 | 0
PS | 0 | 0 | 0 | 0 | 0 | 0
PV | 0 | 0 | 0 | 0 | 0 | 0
PeakG | 0 | 0.02 | 0.12 | 0.27 | 0.27 | 0.02
PeakO | 0 | 0 | 0 | 0 | 0 | 0
ST | 0 | 0 | 0 | 0 | 0 | 0
STOG | 3.41 | 3.69 | 3.62 | 3.29 | 3.45 | 3.07
STWD | 0 | 0 | 0 | 0 | 0 | 0
WT | 0 | 0 | 0 | 0 | 0 | 0
IGCC | 0 | 0 | 0 | 0 | 0 | 0
DemandResponse | 0 | 0 | 0 | 0 | 0 | 0
IGCC-CCS | 0 | 0 | 0 | 0 | 0 | 0
WT_off | 0 | 0 | 0 | 0 | 0 | 0
PseudoUnit | 0 | 0 | 0 | 0 | 0 | 0
FixedInterchange | 0 | 0 | 0 | 0 | 0 | 0
CO2 Emissions (MMmetricTons): Entergy
ReportingType | 2015 | 2020 | 2025 | 2030 | 2035 | 2040
BM | 0 | 0 | 0 | 0 | 0 | 0
CC | 24.95 | 29.95 | 26.87 | 21.77 | 23.54 | 20.91
CSP | 0 | 0 | 0 | 0 | 0 | 0
CT | 0 | 0 | 0 | 0 | 0 | 0
Coal | 58.48 | 52.37 | 55.6 | 57.85 | 58.3 | 69.49
Geo | 0 | 0 | 0 | 0 | 0 | 0
H | 0 | 0 | 0 | 0 | 0 | 0
LFG | 0 | 0 | 0 | 0 | 0 | 0
Nuc | 0 | 0 | 0 | 0 | 0 | 0
PS | 0 | 0 | 0 | 0 | 0 | 0
PV | 0 | 0 | 0 | 0 | 0 | 0
PeakG | 0 | 0 | 0.02 | 0.02 | 0.02 | 0.01
PeakO | 0 | 0 | 0 | 0 | 0 | 0
ST | 0 | 0 | 0 | 0 | 0 | 0
STOG | 0.8 | 0.88 | 0.68 | 0.6 | 0.66 | 0.67
STWD | 0 | 0 | 0 | 0 | 0 | 0
WT | 0 | 0 | 0 | 0 | 0 | 0
IGCC | 0 | 0 | 0 | 0 | 0 | 0
DemandResponse | 0 | 0 | 0 | 0 | 0 | 0
IGCC-CCS | 0 | 0 | 0 | 0 | 0 | 0
WT_off | 0 | 0 | 0 | 0 | 0 | 0
PseudoUnit | 0 | 0 | 0 | 0 | 0 | 0
FixedInterchange | 0 | 0 | 0 | 0 | 0 | 0
CO2 Emissions (MMmetricTons): FRCC
ReportingType | 2015 | 2020 | 2025 | 2030 | 2035 | 2040
BM | 0 | 0 | 0 | 0 | 0 | 0
CC | 55.92 | 56.81 | 57.03 | 56.8 | 72.47 | 78.8
CSP | 0 | 0 | 0 | 0 | 0 | 0
CT | 0.55 | 0.55 | 0.54 | 0.29 | 0.54 | 0.51
Coal | 57.19 | 55.79 | 57.05 | 58.59 | 59.8 | 59.8
Geo | 0 | 0 | 0 | 0 | 0 | 0
H | 0 | 0 | 0 | 0 | 0 | 0
LFG | 0 | 0 | 0 | 0 | 0 | 0
Nuc | 0 | 0 | 0 | 0 | 0 | 0
PS | 0 | 0 | 0 | 0 | 0 | 0
PV | 0 | 0 | 0 | 0 | 0 | 0
PeakG | 0.24 | 0.35 | 0.53 | 0.42 | 0.31 | 0.27
PeakO | 0 | 0 | 0 | 0 | 0 | 0
ST | 0 | 0 | 0 | 0 | 0 | 0
STOG | 2.11 | 1.91 | 1.67 | 1.3 | 1.06 | 1.08
STWD | 0 | 0 | 0 | 0 | 0 | 0
WT | 0 | 0 | 0 | 0 | 0 | 0
IGCC | 0 | 0 | 0 | 0 | 0 | 0
DemandResponse | 0 | 0 | 0 | 0 | 0 | 0
IGCC-CCS | 0 | 0 | 0 | 0 | 0 | 0
WT_off | 0 | 0 | 0 | 0 | 0 | 0
PseudoUnit | 0 | 0 | 0 | 0 | 0 | 0
FixedInterchange | 0 | 0 | 0 | 0 | 0 | 0
CO2 Emissions (MMmetricTons): MAPP_US
ReportingType | 2015 | 2020 | 2025 | 2030 | 2035 | 2040
BM | 0 | 0 | 0 | 0 | 0 | 0
CC | 0.1 | 0.13 | 0.09 | 0.05 | 0.08 | 0.08
CSP | 0 | 0 | 0 | 0 | 0 | 0
CT | 0 | 0 | 0 | 0 | 0 | 0
Coal | 22.65 | 18.01 | 18.01 | 16.97 | 18.01 | 18.01
Geo | 0 | 0 | 0 | 0 | 0 | 0
H | 0 | 0 | 0 | 0 | 0 | 0
LFG | 0 | 0 | 0 | 0 | 0 | 0
Nuc | 0 | 0 | 0 | 0 | 0 | 0
PS | 0 | 0 | 0 | 0 | 0 | 0
PV | 0 | 0 | 0 | 0 | 0 | 0
PeakG | 0.01 | 0.05 | 0.05 | 0.01 | 0.09 | 0.04
PeakO | 0 | 0 | 0 | 0 | 0 | 0
ST | 0 | 0 | 0 | 0 | 0 | 0
STOG | 0 | 0 | 0 | 0 | 0 | 0
STWD | 0 | 0 | 0 | 0 | 0 | 0
WT | 0 | 0 | 0 | 0 | 0 | 0
IGCC | 0 | 0 | 0 | 0 | 0 | 0
DemandResponse | 0 | 0 | 0 | 0 | 0 | 0
IGCC-CCS | 0 | 0 | 0 | 0 | 0 | 0
WT_off | 0 | 0 | 0 | 0 | 0 | 0
PseudoUnit | 0 | 0 | 0 | 0 | 0 | 0
FixedInterchange | 0 | 0 | 0 | 0 | 0 | 0
CO2 Emissions (MMmetricTons): MISO_IN
ReportingType | 2015 | 2020 | 2025 | 2030 | 2035 | 2040
BM | 0 | 0 | 0 | 0 | 0 | 0
CC | 1.62 | 2.28 | 2.2 | 1.4 | 5.77 | 7.95
CSP | 0 | 0 | 0 | 0 | 0 | 0
CT | 0 | 0 | 0 | 0 | 0 | 0
Coal | 81.75 | 86.8 | 88.37 | 84.96 | 91.76 | 94.54
Geo | 0 | 0 | 0 | 0 | 0 | 0
H | 0 | 0 | 0 | 0 | 0 | 0
LFG | 0 | 0 | 0 | 0 | 0 | 0
Nuc | 0 | 0 | 0 | 0 | 0 | 0
PS | 0 | 0 | 0 | 0 | 0 | 0
PV | 0 | 0 | 0 | 0 | 0 | 0
PeakG | 0 | 0 | 0.02 | 0.02 | 0.06 | 0.06
PeakO | 0 | 0 | 0 | 0 | 0 | 0
ST | 0 | 0 | 0 | 0 | 0 | 0
STOG | 0.03 | 0.07 | 0.03 | 0.07 | 0.07 | 0.07
STWD | 0 | 0 | 0 | 0 | 0 | 0
WT | 0 | 0 | 0 | 0 | 0 | 0
IGCC | 3.76 | 3.76 | 3.76 | 3.76 | 3.76 | 3.76
DemandResponse | 0 | 0 | 0 | 0 | 0 | 0
IGCC-CCS | 0 | 0 | 0 | 0 | 0 | 0
WT_off | 0 | 0 | 0 | 0 | 0 | 0
PseudoUnit | 0 | 0 | 0 | 0 | 0 | 0
FixedInterchange | 0 | 0 | 0 | 0 | 0 | 0
CO2 Emissions (MMmetricTons): MISO_MI
ReportingType | 2015 | 2020 | 2025 | 2030 | 2035 | 2040
BM | 0 | 0 | 0 | 0 | 0 | 0
CC | 3.81 | 5.62 | 4.07 | 2.68 | 3.66 | 2.8
CSP | 0 | 0 | 0 | 0 | 0 | 0
CT | 0 | 0 | 0 | 0 | 0 | 0
Coal | 52.79 | 47.82 | 48.74 | 44.82 | 51.17 | 52.02
Geo | 0 | 0 | 0 | 0 | 0 | 0
H | 0 | 0 | 0 | 0 | 0 | 0
LFG | 0 | 0 | 0 | 0 | 0 | 0
Nuc | 0 | 0 | 0 | 0 | 0 | 0
PS | 0 | 0 | 0 | 0 | 0 | 0
PV | 0 | 0 | 0 | 0 | 0 | 0
PeakG | 0.02 | 0.02 | 0.01 | 0.01 | 0.04 | 0.07
PeakO | 0 | 0 | 0 | 0 | 0 | 0
ST | 0 | 0 | 0 | 0 | 0 | 0
STOG | 0.28 | 0.46 | 0.34 | 0.31 | 0.45 | 0.64
STWD | 0 | 0 | 0 | 0 | 0 | 0
WT | 0 | 0 | 0 | 0 | 0 | 0
IGCC | 0 | 0 | 0 | 0 | 0 | 0
DemandResponse | 0 | 0 | 0 | 0 | 0 | 0
IGCC-CCS | 0 | 0 | 0 | 0 | 0 | 0
WT_off | 0 | 0 | 0 | 0 | 0 | 0
PseudoUnit | 0 | 0 | 0 | 0 | 0 | 0
FixedInterchange | 0 | 0 | 0 | 0 | 0 | 0
CO2 Emissions (MMmetricTons): MISO_MO-IL
ReportingType | 2015 | 2020 | 2025 | 2030 | 2035 | 2040
BM | 0 | 0 | 0 | 0 | 0 | 0
CC | 1.07 | 1.49 | 1.19 | 0.59 | 0.71 | 0.68
CSP | 0 | 0 | 0 | 0 | 0 | 0
CT | 0 | 0 | 0 | 0 | 0 | 0
Coal | 99.09 | 81.83 | 84.36 | 81.44 | 93.42 | 92.36
Geo | 0 | 0 | 0 | 0 | 0 | 0
H | 0 | 0 | 0 | 0 | 0 | 0
LFG | 0 | 0 | 0 | 0 | 0 | 0
Nuc | 0 | 0 | 0 | 0 | 0 | 0
PS | 0 | 0 | 0 | 0 | 0 | 0
PV | 0 | 0 | 0 | 0 | 0 | 0
PeakG | 0.08 | 0.16 | 0.25 | 0.26 | 0.28 | 0.48
PeakO | 0 | 0 | 0 | 0 | 0 | 0
ST | 0 | 0 | 0 | 0 | 0 | 0
STOG | 0.04 | 0.07 | 0.07 | 0.07 | 0.07 | 0.01
STWD | 0 | 0 | 0 | 0 | 0 | 0
WT | 0 | 0 | 0 | 0 | 0 | 0
IGCC | 0 | 0 | 0 | 0 | 0 | 0
DemandResponse | 0 | 0 | 0 | 0 | 0 | 0
IGCC-CCS | 0 | 0 | 0 | 0 | 0 | 0
WT_off | 0 | 0 | 0 | 0 | 0 | 0
PseudoUnit | 0 | 0 | 0 | 0 | 0 | 0
FixedInterchange | 0 | 0 | 0 | 0 | 0 | 0
CO2 Emissions (MMmetricTons): MISO_W
ReportingType | 2015 | 2020 | 2025 | 2030 | 2035 | 2040
BM | 0 | 0 | 0 | 0 | 0 | 0
CC | 2.83 | 3.82 | 2.48 | 1.09 | 1.67 | 1.4
CSP | 0 | 0 | 0 | 0 | 0 | 0
CT | 0 | 0 | 0 | 0 | 0 | 0
Coal | 87.14 | 80.15 | 80.54 | 78.07 | 81.62 | 99.7
Geo | 0 | 0 | 0 | 0 | 0 | 0
H | 0 | 0 | 0 | 0 | 0 | 0
LFG | 0 | 0 | 0 | 0 | 0 | 0
Nuc | 0 | 0 | 0 | 0 | 0 | 0
PS | 0 | 0 | 0 | 0 | 0 | 0
PV | 0 | 0 | 0 | 0 | 0 | 0
PeakG | 0.15 | 0.08 | 0.06 | 0.08 | 0.36 | 0.13
PeakO | 0 | 0 | 0 | 0 | 0 | 0
ST | 0 | 0 | 0 | 0 | 0 | 0
STOG | 0.01 | 0 | 0 | 0 | 0 | 0
STWD | 0 | 0 | 0 | 0 | 0 | 0
WT | 0 | 0 | 0 | 0 | 0 | 0
IGCC | 0 | 0 | 0 | 0 | 0 | 0
DemandResponse | 0 | 0 | 0 | 0 | 0 | 0
IGCC-CCS | 0 | 0 | 0 | 0 | 0 | 0
WT_off | 0 | 0 | 0 | 0 | 0 | 0
PseudoUnit | 0 | 0 | 0 | 0 | 0 | 0
FixedInterchange | 0 | 0 | 0 | 0 | 0 | 0
CO2 Emissions (MMmetricTons): MISO_WUMS
ReportingType | 2015 | 2020 | 2025 | 2030 | 2035 | 2040
BM | 0 | 0 | 0 | 0 | 0 | 0
CC | 4.67 | 5.86 | 4.63 | 3.37 | 11.75 | 9.44
CSP | 0 | 0 | 0 | 0 | 0 | 0
CT | 0 | 0.3 | 0.44 | 0.31 | 0.67 | 0.87
Coal | 24.81 | 26.92 | 27.9 | 26.79 | 32.1 | 33.39
Geo | 0 | 0 | 0 | 0 | 0 | 0
H | 0 | 0 | 0 | 0 | 0 | 0
LFG | 0 | 0 | 0 | 0 | 0 | 0
Nuc | 0 | 0 | 0 | 0 | 0 | 0
PS | 0 | 0 | 0 | 0 | 0 | 0
PV | 0 | 0 | 0 | 0 | 0 | 0
PeakG | 0.02 | 0.01 | 0 | 0 | 0 | 0
PeakO | 0 | 0 | 0 | 0 | 0 | 0
ST | 0 | 0 | 0 | 0 | 0 | 0
STOG | 0 | 0 | 0 | 0 | 0 | 0
STWD | 0 | 0 | 0 | 0 | 0 | 0
WT | 0 | 0 | 0 | 0 | 0 | 0
IGCC | 0 | 0 | 0 | 0 | 0 | 0
DemandResponse | 0 | 0 | 0 | 0 | 0 | 0
IGCC-CCS | 0 | 0 | 0 | 0 | 0 | 0
WT_off | 0 | 0 | 0 | 0 | 0 | 0
PseudoUnit | 0 | 0 | 0 | 0 | 0 | 0
FixedInterchange | 0 | 0 | 0 | 0 | 0 | 0
CO2 Emissions (MMmetricTons): Nebraska
ReportingType | 2015 | 2020 | 2025 | 2030 | 2035 | 2040
BM | 0 | 0 | 0 | 0 | 0 | 0
CC | 0.44 | 0.19 | 0.16 | 0.1 | 0.16 | 0.12
CSP | 0 | 0 | 0 | 0 | 0 | 0
CT | 0 | 0 | 0 | 0 | 0 | 0
Coal | 32.1 | 32.07 | 32.07 | 31.79 | 32.07 | 42.06
Geo | 0 | 0 | 0 | 0 | 0 | 0
H | 0 | 0 | 0 | 0 | 0 | 0
LFG | 0 | 0 | 0 | 0 | 0 | 0
Nuc | 0 | 0 | 0 | 0 | 0 | 0
PS | 0 | 0 | 0 | 0 | 0 | 0
PV | 0 | 0 | 0 | 0 | 0 | 0
PeakG | 0.04 | 0.11 | 0.1 | 0.07 | 0 | 0
PeakO | 0 | 0 | 0 | 0 | 0 | 0
ST | 0 | 0 | 0 | 0 | 0 | 0
STOG | 0.02 | 0.03 | 0.03 | 0.03 | 0.07 | 0
STWD | 0 | 0 | 0 | 0 | 0 | 0
WT | 0 | 0 | 0 | 0 | 0 | 0
IGCC | 0 | 0 | 0 | 0 | 0 | 0
DemandResponse | 0 | 0 | 0 | 0 | 0 | 0
IGCC-CCS | 0 | 0 | 0 | 0 | 0 | 0
WT_off | 0 | 0 | 0 | 0 | 0 | 0
PseudoUnit | 0 | 0 | 0 | 0 | 0 | 0
FixedInterchange | 0 | 0 | 0 | 0 | 0 | 0
CO2 Emissions (MMmetricTons): NEISO
ReportingType | 2015 | 2020 | 2025 | 2030 | 2035 | 2040
BM | 0 | 0 | 0 | 0 | 0 | 0
CC | 13.11 | 10.76 | 10.14 | 9.8 | 15.32 | 18.85
CSP | 0 | 0 | 0 | 0 | 0 | 0
CT | 0 | 0.01 | 0.01 | 0 | 0.01 | 0.04
Coal | 0.03 | 0 | 0 | 0 | 0 | 0
Geo | 0 | 0 | 0 | 0 | 0 | 0
H | 0 | 0 | 0 | 0 | 0 | 0
LFG | 0 | 0 | 0 | 0 | 0 | 0
Nuc | 0 | 0 | 0 | 0 | 0 | 0
PS | 0 | 0 | 0 | 0 | 0 | 0
PV | 0 | 0 | 0 | 0 | 0 | 0
PeakG | 0.01 | 0.02 | 0.02 | 0.02 | 0.06 | 0.06
PeakO | 0 | 0 | 0 | 0 | 0 | 0
ST | 0 | 0 | 0 | 0 | 0 | 0
STOG | 0 | 0 | 0 | 0 | 0 | 0
STWD | 0 | 0 | 0 | 0 | 0 | 0
WT | 0 | 0 | 0 | 0 | 0 | 0
IGCC | 0 | 0 | 0 | 0 | 0 | 0
DemandResponse | 0 | 0 | 0 | 0 | 0 | 0
IGCC-CCS | 0 | 0 | 0 | 0 | 0 | 0
WT_off | 0 | 0 | 0 | 0 | 0 | 0
PseudoUnit | 0 | 0 | 0 | 0 | 0 | 0
FixedInterchange | 0 | 0 | 0 | 0 | 0 | 0
CO2 Emissions (MMmetricTons): NonRTO_Midwest
ReportingType | 2015 | 2020 | 2025 | 2030 | 2035 | 2040
BM | 0 | 0 | 0 | 0 | 0 | 0
CC | 0 | 0.52 | 0.52 | 0.46 | 0.32 | 0.6
CSP | 0 | 0 | 0 | 0 | 0 | 0
CT | 0 | 0 | 0 | 0 | 0 | 0
Coal | 53.59 | 54.81 | 55.35 | 55.6 | 56.52 | 57.31
Geo | 0 | 0 | 0 | 0 | 0 | 0
H | 0 | 0 | 0 | 0 | 0 | 0
LFG | 0 | 0 | 0 | 0 | 0 | 0
Nuc | 0 | 0 | 0 | 0 | 0 | 0
PS | 0 | 0 | 0 | 0 | 0 | 0
PV | 0 | 0 | 0 | 0 | 0 | 0
PeakG | 0.1 | 0.17 | 0.25 | 0.19 | 0.39 | 0.3
PeakO | 0 | 0 | 0 | 0 | 0 | 0
ST | 0 | 0 | 0 | 0 | 0 | 0
STOG | 0 | 0 | 0 | 0 | 0 | 0
STWD | 0 | 0 | 0 | 0 | 0 | 0
WT | 0 | 0 | 0 | 0 | 0 | 0
IGCC | 0 | 0 | 0 | 0 | 0 | 0
DemandResponse | 0 | 0 | 0 | 0 | 0 | 0
IGCC-CCS | 0 | 0 | 0 | 0 | 0 | 0
WT_off | 0 | 0 | 0 | 0 | 0 | 0
PseudoUnit | 0 | 0 | 0 | 0 | 0 | 0
FixedInterchange | 0 | 0 | 0 | 0 | 0 | 0
CO2 Emissions (MMmetricTons): NYISO_A-F
ReportingType | 2015 | 2020 | 2025 | 2030 | 2035 | 2040
BM | 0 | 0 | 0 | 0 | 0 | 0
CC | 2.08 | 2.44 | 2.29 | 2.71 | 4.79 | 5.51
CSP | 0 | 0 | 0 | 0 | 0 | 0
CT | 0 | 0 | 0 | 0 | 0 | 0
Coal | 0 | 0 | 0 | 0 | 0 | 0
Geo | 0 | 0 | 0 | 0 | 0 | 0
H | 0 | 0 | 0 | 0 | 0 | 0
LFG | 0 | 0 | 0 | 0 | 0 | 0
Nuc | 0 | 0 | 0 | 0 | 0 | 0
PS | 0 | 0 | 0 | 0 | 0 | 0
PV | 0 | 0 | 0 | 0 | 0 | 0
PeakG | 0 | 0 | 0 | 0 | 0 | 0
PeakO | 0 | 0 | 0 | 0 | 0 | 0
ST | 0 | 0 | 0 | 0 | 0 | 0
STOG | 0 | 0 | 0 | 0 | 0 | 0
STWD | 0 | 0 | 0 | 0 | 0 | 0
WT | 0 | 0 | 0 | 0 | 0 | 0
IGCC | 0 | 0 | 0 | 0 | 0 | 0
DemandResponse | 0 | 0 | 0 | 0 | 0 | 0
IGCC-CCS | 0 | 0 | 0 | 0 | 0 | 0
WT_off | 0 | 0 | 0 | 0 | 0 | 0
PseudoUnit | 0 | 0 | 0 | 0 | 0 | 0
FixedInterchange | 0 | 0 | 0 | 0 | 0 | 0
CO2 Emissions (MMmetricTons): NYISO_G-I
ReportingType | 2015 | 2020 | 2025 | 2030 | 2035 | 2040
BM | 0 | 0 | 0 | 0 | 0 | 0
CC | 1.75 | 2.44 | 2.52 | 2.46 | 7.5 | 16.91
CSP | 0 | 0 | 0 | 0 | 0 | 0
CT | 0 | 0 | 0 | 0 | 0 | 0
Coal | 0 | 0 | 0 | 0 | 0 | 0
Geo | 0 | 0 | 0 | 0 | 0 | 0
H | 0 | 0 | 0 | 0 | 0 | 0
LFG | 0 | 0 | 0 | 0 | 0 | 0
Nuc | 0 | 0 | 0 | 0 | 0 | 0
PS | 0 | 0 | 0 | 0 | 0 | 0
PV | 0 | 0 | 0 | 0 | 0 | 0
PeakG | 0 | 0 | 0 | 0 | 0 | 0
PeakO | 0 | 0 | 0 | 0 | 0 | 0
ST | 0 | 0 | 0 | 0 | 0 | 0
STOG | 0 | 0 | 0 | 0 | 0 | 0
STWD | 0 | 0 | 0 | 0 | 0 | 0
WT | 0 | 0 | 0 | 0 | 0 | 0
IGCC | 0 | 0 | 0 | 0 | 0 | 0
DemandResponse | 0 | 0 | 0 | 0 | 0 | 0
IGCC-CCS | 0 | 0 | 0 | 0 | 0 | 0
WT_off | 0 | 0 | 0 | 0 | 0 | 0
PseudoUnit | 0 | 0 | 0 | 0 | 0 | 0
FixedInterchange | 0 | 0 | 0 | 0 | 0 | 0
CO2 Emissions (MMmetricTons): NYISO_J-K
ReportingType | 2015 | 2020 | 2025 | 2030 | 2035 | 2040
BM | 0 | 0 | 0 | 0 | 0 | 0
CC | 8.07 | 9.51 | 9.53 | 9.23 | 11 | 11.66
CSP | 0 | 0 | 0 | 0 | 0 | 0
CT | 0 | 0 | 0.01 | 0.03 | 0.12 | 0.19
Coal | 0 | 0 | 0 | 0 | 0 | 0
Geo | 0 | 0 | 0 | 0 | 0 | 0
H | 0 | 0 | 0 | 0 | 0 | 0
LFG | 0 | 0 | 0 | 0 | 0 | 0
Nuc | 0 | 0 | 0 | 0 | 0 | 0
PS | 0 | 0 | 0 | 0 | 0 | 0
PV | 0 | 0 | 0 | 0 | 0 | 0
PeakG | 0.03 | 0.1 | 0.12 | 0.09 | 0.21 | 0.12
PeakO | 0 | 0 | 0 | 0 | 0 | 0
ST | 0 | 0 | 0 | 0 | 0 | 0
STOG | 0.53 | 0.79 | 1.02 | 0.83 | 1.21 | 1.54
STWD | 0 | 0 | 0 | 0 | 0 | 0
WT | 0 | 0 | 0 | 0 | 0 | 0
IGCC | 0 | 0 | 0 | 0 | 0 | 0
DemandResponse | 0 | 0 | 0 | 0 | 0 | 0
IGCC-CCS | 0 | 0 | 0 | 0 | 0 | 0
WT_off | 0 | 0 | 0 | 0 | 0 | 0
PseudoUnit | 0 | 0 | 0 | 0 | 0 | 0
FixedInterchange | 0 | 0 | 0 | 0 | 0 | 0
CO2 Emissions (MMmetricTons): PJM_E
ReportingType | 2015 | 2020 | 2025 | 2030 | 2035 | 2040
BM | 0 | 0 | 0 | 0 | 0 | 0
CC | 9.49 | 14.86 | 10.65 | 7.57 | 15.23 | 18.22
CSP | 0 | 0 | 0 | 0 | 0 | 0
CT | 0 | 0 | 0 | 0 | 0.01 | 0
Coal | 0.38 | 0.11 | 0.11 | 0.11 | 0.18 | 0.18
Geo | 0 | 0 | 0 | 0 | 0 | 0
H | 0 | 0 | 0 | 0 | 0 | 0
LFG | 0 | 0 | 0 | 0 | 0 | 0
Nuc | 0 | 0 | 0 | 0 | 0 | 0
PS | 0 | 0 | 0 | 0 | 0 | 0
PV | 0 | 0 | 0 | 0 | 0 | 0
PeakG | 0.01 | 0.05 | 0.15 | 0.13 | 0.54 | 0.17
PeakO | 0 | 0 | 0 | 0 | 0 | 0
ST | 0 | 0 | 0 | 0 | 0 | 0
STOG | 0.13 | 0.23 | 0.23 | 0.12 | 0.45 | 0.26
STWD | 0 | 0 | 0 | 0 | 0 | 0
WT | 0 | 0 | 0 | 0 | 0 | 0
IGCC | 0 | 0 | 0 | 0 | 0 | 0
DemandResponse | 0 | 0 | 0 | 0 | 0 | 0
IGCC-CCS | 0 | 0 | 0 | 0 | 0 | 0
WT_off | 0 | 0 | 0 | 0 | 0 | 0
PseudoUnit | 0 | 0 | 0 | 0 | 0 | 0
FixedInterchange | 0 | 0 | 0 | 0 | 0 | 0
CO2 Emissions (MMmetricTons): PJM_ROM
ReportingType | 2015 | 2020 | 2025 | 2030 | 2035 | 2040
BM | 0 | 0 | 0 | 0 | 0 | 0
CC | 6.02 | 7.82 | 6.23 | 4.95 | 8.92 | 36.24
CSP | 0 | 0 | 0 | 0 | 0 | 0
CT | 0 | 0 | 0 | 0 | 0 | 0
Coal | 43.25 | 35.83 | 34.62 | 30.12 | 40.01 | 40.01
Geo | 0 | 0 | 0 | 0 | 0 | 0
H | 0 | 0 | 0 | 0 | 0 | 0
LFG | 0 | 0 | 0 | 0 | 0 | 0
Nuc | 0 | 0 | 0 | 0 | 0 | 0
PS | 0 | 0 | 0 | 0 | 0 | 0
PV | 0 | 0 | 0 | 0 | 0 | 0
PeakG | 0 | 0.03 | 0 | 0 | 0.18 | 0.09
PeakO | 0 | 0 | 0 | 0 | 0 | 0
ST | 0 | 0 | 0 | 0 | 0 | 0
STOG | 0.39 | 0.76 | 0.76 | 0.39 | 1.25 | 1.13
STWD | 0 | 0 | 0 | 0 | 0 | 0
WT | 0 | 0 | 0 | 0 | 0 | 0
IGCC | 0 | 0 | 0 | 0 | 0 | 0
DemandResponse | 0 | 0 | 0 | 0 | 0 | 0
IGCC-CCS | 0 | 0 | 0 | 0 | 0 | 0
WT_off | 0 | 0 | 0 | 0 | 0 | 0
PseudoUnit | 0 | 0 | 0 | 0 | 0 | 0
FixedInterchange | 0 | 0 | 0 | 0 | 0 | 0
CO2 Emissions (MMmetricTons): PJM_ROR
ReportingType | 2015 | 2020 | 2025 | 2030 | 2035 | 2040
BM | 0 | 0 | 0 | 0 | 0 | 0
CC | 23.26 | 22.94 | 16.5 | 9.63 | 16.17 | 13.75
CSP | 0 | 0 | 0 | 0 | 0 | 0
CT | 0 | 0 | 0 | 0 | 0.44 | 1.02
Coal | 329.36 | 245.54 | 245.73 | 243.11 | 247.77 | 249.82
Geo | 0 | 0 | 0 | 0 | 0 | 0
H | 0 | 0 | 0 | 0 | 0 | 0
LFG | 0 | 0 | 0 | 0 | 0 | 0
Nuc | 0 | 0 | 0 | 0 | 0 | 0
PS | 0 | 0 | 0 | 0 | 0 | 0
PV | 0 | 0 | 0 | 0 | 0 | 0
PeakG | 0.75 | 0.81 | 0.6 | 0.28 | 0.7 | 0.68
PeakO | 0 | 0 | 0 | 0 | 0 | 0
ST | 0 | 0 | 0 | 0 | 0 | 0
STOG | 0.44 | 0.47 | 0.44 | 0.42 | 0.44 | 0.44
STWD | 0 | 0 | 0 | 0 | 0 | 0
WT | 0 | 0 | 0 | 0 | 0 | 0
IGCC | 0 | 0 | 0 | 0 | 0 | 0
DemandResponse | 0 | 0 | 0 | 0 | 0 | 0
IGCC-CCS | 0 | 0 | 0 | 0 | 0 | 0
WT_off | 0 | 0 | 0 | 0 | 0 | 0
PseudoUnit | 0 | 0 | 0 | 0 | 0 | 0
FixedInterchange | 0 | 0 | 0 | 0 | 0 | 0
CO2 Emissions (MMmetricTons): SOCO
ReportingType | 2015 | 2020 | 2025 | 2030 | 2035 | 2040
BM | 0 | 0 | 0 | 0 | 0 | 0
CC | 42.74 | 40.41 | 30.07 | 25.7 | 24.61 | 24.54
CSP | 0 | 0 | 0 | 0 | 0 | 0
CT | 0 | 0 | 0 | 0 | 0 | 0
Coal | 86.76 | 85.21 | 90.52 | 92.93 | 98.64 | 144.4
Geo | 0 | 0 | 0 | 0 | 0 | 0
H | 0 | 0 | 0 | 0 | 0 | 0
LFG | 0 | 0 | 0 | 0 | 0 | 0
Nuc | 0 | 0 | 0 | 0 | 0 | 0
PS | 0 | 0 | 0 | 0 | 0 | 0
PV | 0 | 0 | 0 | 0 | 0 | 0
PeakG | 0.38 | 0.61 | 0.41 | 0.24 | 0.47 | 0.48
PeakO | 0 | 0 | 0 | 0 | 0 | 0
ST | 0 | 0 | 0 | 0 | 0 | 0
STOG | 0 | 0 | 0 | 0 | 0 | 0
STWD | 0 | 0 | 0 | 0 | 0 | 0
WT | 0 | 0 | 0 | 0 | 0 | 0
IGCC | 0 | 0 | 0 | 0 | 0 | 0
DemandResponse | 0 | 0 | 0 | 0 | 0 | 0
IGCC-CCS | 0 | 0 | 0 | 0 | 0 | 0
WT_off | 0 | 0 | 0 | 0 | 0 | 0
PseudoUnit | 0 | 0 | 0 | 0 | 0 | 0
FixedInterchange | 0 | 0 | 0 | 0 | 0 | 0
CO2 Emissions (MMmetricTons): SPP_N
ReportingType | 2015 | 2020 | 2025 | 2030 | 2035 | 2040
BM | 0 | 0 | 0 | 0 | 0 | 0
CC | 2.63 | 1.2 | 0.72 | 0.48 | 0.66 | 0.58
CSP | 0 | 0 | 0 | 0 | 0 | 0
CT | 0 | 0.02 | 0.02 | 0.02 | 0.65 | 0.52
Coal | 62.42 | 59.27 | 56.91 | 56.41 | 56.92 | 56.92
Geo | 0 | 0 | 0 | 0 | 0 | 0
H | 0 | 0 | 0 | 0 | 0 | 0
LFG | 0 | 0 | 0 | 0 | 0 | 0
Nuc | 0 | 0 | 0 | 0 | 0 | 0
PS | 0 | 0 | 0 | 0 | 0 | 0
PV | 0 | 0 | 0 | 0 | 0 | 0
PeakG | 0 | 0.05 | 0.06 | 0.01 | 0 | 0
PeakO | 0 | 0 | 0 | 0 | 0 | 0
ST | 0 | 0 | 0 | 0 | 0 | 0
STOG | 0.2 | 0.39 | 0.39 | 0.34 | 0.4 | 0.39
STWD | 0 | 0 | 0 | 0 | 0 | 0
WT | 0 | 0 | 0 | 0 | 0 | 0
IGCC | 0 | 0 | 0 | 0 | 0 | 0
DemandResponse | 0 | 0 | 0 | 0 | 0 | 0
IGCC-CCS | 0 | 0 | 0 | 0 | 0 | 0
WT_off | 0 | 0 | 0 | 0 | 0 | 0
PseudoUnit | 0 | 0 | 0 | 0 | 0 | 0
FixedInterchange | 0 | 0 | 0 | 0 | 0 | 0
CO2 Emissions (MMmetricTons): SPP_S
ReportingType | 2015 | 2020 | 2025 | 2030 | 2035 | 2040
BM | 0 | 0 | 0 | 0 | 0 | 0
CC | 17.44 | 14.6 | 8.55 | 4.84 | 7.51 | 6.34
CSP | 0 | 0 | 0 | 0 | 0 | 0
CT | 0 | 0 | 0 | 0 | 0 | 0
Coal | 88.53 | 79.52 | 76.37 | 68.95 | 81.51 | 79.74
Geo | 0 | 0 | 0 | 0 | 0 | 0
H | 0 | 0 | 0 | 0 | 0 | 0
LFG | 0 | 0 | 0 | 0 | 0 | 0
Nuc | 0 | 0 | 0 | 0 | 0 | 0
PS | 0 | 0 | 0 | 0 | 0 | 0
PV | 0 | 0 | 0 | 0 | 0 | 0
PeakG | 0 | 0 | 0 | 0 | 0 | 0
PeakO | 0 | 0 | 0 | 0 | 0 | 0
ST | 0 | 0 | 0 | 0 | 0 | 0
STOG | 1.55 | 1.19 | 0.91 | 0.46 | 1.12 | 1
STWD | 0 | 0 | 0 | 0 | 0 | 0
WT | 0 | 0 | 0 | 0 | 0 | 0
IGCC | 0 | 0 | 0 | 0 | 0 | 0
DemandResponse | 0 | 0 | 0 | 0 | 0 | 0
IGCC-CCS | 0 | 0 | 0 | 0 | 0 | 0
WT_off | 0 | 0 | 0 | 0 | 0 | 0
PseudoUnit | 0 | 0 | 0 | 0 | 0 | 0
FixedInterchange | 0 | 0 | 0 | 0 | 0 | 0
CO2 Emissions (MMmetricTons): TVA
ReportingType | 2015 | 2020 | 2025 | 2030 | 2035 | 2040
BM | 0 | 0 | 0 | 0 | 0 | 0
CC | 6.9 | 3.43 | 3.72 | 1.85 | 2.98 | 3.65
CSP | 0 | 0 | 0 | 0 | 0 | 0
CT | 0 | 0 | 0 | 0 | 0 | 0.07
Coal | 82.49 | 63.35 | 63.16 | 60.8 | 64.89 | 66.63
Geo | 0 | 0 | 0 | 0 | 0 | 0
H | 0 | 0 | 0 | 0 | 0 | 0
LFG | 0 | 0 | 0 | 0 | 0 | 0
Nuc | 0 | 0 | 0 | 0 | 0 | 0
PS | 0 | 0 | 0 | 0 | 0 | 0
PV | 0 | 0 | 0 | 0 | 0 | 0
PeakG | 0 | 0 | 0 | 0 | 0.01 | 0
PeakO | 0 | 0 | 0 | 0 | 0 | 0
ST | 0 | 0 | 0 | 0 | 0 | 0
STOG | 0 | 0 | 0 | 0 | 0 | 0
STWD | 0 | 0 | 0 | 0 | 0 | 0
WT | 0 | 0 | 0 | 0 | 0 | 0
IGCC | 0 | 0 | 0 | 0 | 0 | 0
DemandResponse | 0 | 0 | 0 | 0 | 0 | 0
IGCC-CCS | 0 | 0 | 0 | 0 | 0 | 0
WT_off | 0 | 0 | 0 | 0 | 0 | 0
PseudoUnit | 0 | 0 | 0 | 0 | 0 | 0
FixedInterchange | 0 | 0 | 0 | 0 | 0 | 0
CO2 Emissions (MMmetricTons): TVA_Transmission
ReportingType | 2015 | 2020 | 2025 | 2030 | 2035 | 2040
BM | 0 | 0 | 0 | 0 | 0 | 0
CC | 0 | 0 | 0 | 0 | 0 | 0
CSP | 0 | 0 | 0 | 0 | 0 | 0
CT | 0 | 0 | 0 | 0 | 0 | 0
Coal | 0 | 0 | 0 | 0 | 0 | 0
Geo | 0 | 0 | 0 | 0 | 0 | 0
H | 0 | 0 | 0 | 0 | 0 | 0
LFG | 0 | 0 | 0 | 0 | 0 | 0
Nuc | 0 | 0 | 0 | 0 | 0 | 0
PS | 0 | 0 | 0 | 0 | 0 | 0
PV | 0 | 0 | 0 | 0 | 0 | 0
PeakG | 0 | 0 | 0 | 0 | 0 | 0
PeakO | 0 | 0 | 0 | 0 | 0 | 0
ST | 0 | 0 | 0 | 0 | 0 | 0
STOG | 0 | 0 | 0 | 0 | 0 | 0
STWD | 0 | 0 | 0 | 0 | 0 | 0
WT | 0 | 0 | 0 | 0 | 0 | 0
IGCC | 0 | 0 | 0 | 0 | 0 | 0
DemandResponse | 0 | 0 | 0 | 0 | 0 | 0
IGCC-CCS | 0 | 0 | 0 | 0 | 0 | 0
WT_off | 0 | 0 | 0 | 0 | 0 | 0
PseudoUnit | 0 | 0 | 0 | 0 | 0 | 0
FixedInterchange | 0 | 0 | 0 | 0 | 0 | 0
CO2 Emissions (MMmetricTons): VACAR
ReportingType | 2015 | 2020 | 2025 | 2030 | 2035 | 2040
BM | 0 | 0 | 0 | 0 | 0 | 0
CC | 11.6 | 8.51 | 5.47 | 1.89 | 3.09 | 5
CSP | 0 | 0 | 0 | 0 | 0 | 0
CT | 0.24 | 0.25 | 0.18 | 0.04 | 0.19 | 0.28
Coal | 88.82 | 60.43 | 47.83 | 25.26 | 49.88 | 60.78
Geo | 0 | 0 | 0 | 0 | 0 | 0
H | 0 | 0 | 0 | 0 | 0 | 0
LFG | 0 | 0 | 0 | 0 | 0 | 0
Nuc | 0 | 0 | 0 | 0 | 0 | 0
PS | 0 | 0 | 0 | 0 | 0 | 0
PV | 0 | 0 | 0 | 0 | 0 | 0
PeakG | 0.07 | 0.12 | 0.11 | 0.02 | 0.09 | 0.11
PeakO | 0 | 0 | 0 | 0 | 0 | 0
ST | 0 | 0 | 0 | 0 | 0 | 0
STOG | 0 | 0 | 0 | 0 | 0 | 0
STWD | 0 | 0 | 0 | 0 | 0 | 0
WT | 0 | 0 | 0 | 0 | 0 | 0
IGCC | 0 | 0 | 0 | 0 | 0 | 0
DemandResponse | 0 | 0 | 0 | 0 | 0 | 0
IGCC-CCS | 0 | 0 | 0 | 0 | 0 | 0
WT_off | 0 | 0 | 0 | 0 | 0 | 0
PseudoUnit | 0 | 0 | 0 | 0 | 0 | 0
FixedInterchange | 0 | 0 | 0 | 0 | 0 | 0
CO2 Emissions (MMmetricTons): IESO
ReportingType | 2015 | 2020 | 2025 | 2030 | 2035 | 2040
BM | 0 | 0 | 0 | 0 | 0 | 0
CC | 0.01 | 0 | 0.01 | 0.01 | 0.39 | 1.27
CSP | 0 | 0 | 0 | 0 | 0 | 0
CT | 0 | 0 | 0 | 0 | 0 | 0.02
Coal | 0 | 0 | 0 | 0 | 0 | 0
Geo | 0 | 0 | 0 | 0 | 0 | 0
H | 0 | 0 | 0 | 0 | 0 | 0
LFG | 0 | 0 | 0 | 0 | 0 | 0
Nuc | 0 | 0 | 0 | 0 | 0 | 0
PS | 0 | 0 | 0 | 0 | 0 | 0
PV | 0 | 0 | 0 | 0 | 0 | 0
PeakG | 0 | 0 | 0 | 0 | 0 | 0
PeakO | 0 | 0 | 0 | 0 | 0 | 0
ST | 0 | 0 | 0 | 0 | 0 | 0
STOG | 0 | 0 | 0 | 0 | 0 | 0
STWD | 0 | 0 | 0 | 0 | 0 | 0
WT | 0 | 0 | 0 | 0 | 0 | 0
IGCC | 0 | 0 | 0 | 0 | 0 | 0
DemandResponse | 0 | 0 | 0 | 0 | 0 | 0
IGCC-CCS | 0 | 0 | 0 | 0 | 0 | 0
WT_off | 0 | 0 | 0 | 0 | 0 | 0
PseudoUnit | 0 | 0 | 0 | 0 | 0 | 0
FixedInterchange | 0 | 0 | 0 | 0 | 0 | 0
CO2 Emissions (MMmetricTons): MAPP_CA
ReportingType | 2015 | 2020 | 2025 | 2030 | 2035 | 2040
BM | 0 | 0 | 0 | 0 | 0 | 0
CC | 1.26 | 1.29 | 0.18 | 0 | 0 | 0
CSP | 0 | 0 | 0 | 0 | 0 | 0
CT | 0 | 0 | 0 | 0 | 0 | 0
Coal | 0.41 | 1.08 | 0 | 0 | 0 | 0
Geo | 0 | 0 | 0 | 0 | 0 | 0
H | 0 | 0 | 0 | 0 | 0 | 0
LFG | 0 | 0 | 0 | 0 | 0 | 0
Nuc | 0 | 0 | 0 | 0 | 0 | 0
PS | 0 | 0 | 0 | 0 | 0 | 0
PV | 0 | 0 | 0 | 0 | 0 | 0
PeakG | 0 | 0 | 0 | 0 | 0 | 0
PeakO | 0 | 0 | 0 | 0 | 0 | 0
ST | 0 | 0 | 0 | 0 | 0 | 0
STOG | 0 | 0 | 0 | 0 | 0 | 0
STWD | 0 | 0 | 0 | 0 | 0 | 0
WT | 0 | 0 | 0 | 0 | 0 | 0
IGCC | 0 | 0 | 0 | 0 | 0 | 0
DemandResponse | 0 | 0 | 0 | 0 | 0 | 0
IGCC-CCS | 0 | 0 | 0 | 0 | 0 | 0
WT_off | 0 | 0 | 0 | 0 | 0 | 0
PseudoUnit | 0 | 0 | 0 | 0 | 0 | 0
FixedInterchange | 0 | 0 | 0 | 0 | 0 | 0
CO2 Emissions (MMmetricTons): AZ_NM_SNV_Coal
ReportingType | 2015 | 2020 | 2025 | 2030 | 2035 | 2040
BM | 0 | 0 | 0 | 0 | 0 | 0
CC | 0 | 0 | 0 | 0 | 0 | 0
CSP | 0 | 0 | 0 | 0 | 0 | 0
CT | 0 | 0 | 0 | 0 | 0 | 0
Coal | 72.41 | 73.03 | 73.03 | 73.03 | 73.03 | 130.26
Geo | 0 | 0 | 0 | 0 | 0 | 0
H | 0 | 0 | 0 | 0 | 0 | 0
LFG | 0 | 0 | 0 | 0 | 0 | 0
Nuc | 0 | 0 | 0 | 0 | 0 | 0
PS | 0 | 0 | 0 | 0 | 0 | 0
PV | 0 | 0 | 0 | 0 | 0 | 0
PeakG | 0 | 0 | 0 | 0 | 0 | 0
PeakO | 0 | 0 | 0 | 0 | 0 | 0
ST | 0 | 0 | 0 | 0 | 0 | 0
STOG | 0 | 0 | 0 | 0 | 0 | 0
STWD | 0 | 0 | 0 | 0 | 0 | 0
WT | 0 | 0 | 0 | 0 | 0 | 0
IGCC | 0 | 0 | 0 | 0 | 0 | 0
DemandResponse | 0 | 0 | 0 | 0 | 0 | 0
IGCC-CCS | 0 | 0 | 0 | 0 | 0 | 0
WT_off | 0 | 0 | 0 | 0 | 0 | 0
PseudoUnit | 0 | 0 | 0 | 0 | 0 | 0
FixedInterchange | 0 | 0 | 0 | 0 | 0 | 0
CO2 Emissions (MMmetricTons): AZ_NM_SNV_Gas
ReportingType | 2015 | 2020 | 2025 | 2030 | 2035 | 2040
BM | 0 | 0 | 0 | 0 | 0 | 0
CC | 39.84 | 47.8 | 47.57 | 57.55 | 62.62 | 58.43
CSP | 0 | 0 | 0 | 0 | 0 | 0
CT | 0 | 0 | 0.08 | 0.08 | 0 | 0
Coal | 0 | 0 | 0 | 0 | 0 | 0
Geo | 0 | 0 | 0 | 0 | 0 | 0
H | 0 | 0 | 0 | 0 | 0 | 0
LFG | 0 | 0 | 0 | 0 | 0 | 0
Nuc | 0 | 0 | 0 | 0 | 0 | 0
PS | 0 | 0 | 0 | 0 | 0 | 0
PV | 0 | 0 | 0 | 0 | 0 | 0
PeakG | 0 | 0 | 0.11 | 0.2 | 0.23 | 0
PeakO | 0 | 0 | 0 | 0 | 0 | 0
ST | 0 | 0 | 0 | 0 | 0 | 0
STOG | 0 | 0 | 0 | 0 | 0 | 0
STWD | 0 | 0 | 0 | 0 | 0 | 0
WT | 0 | 0 | 0 | 0 | 0 | 0
IGCC | 0 | 0 | 0 | 0 | 0 | 0
DemandResponse | 0 | 0 | 0 | 0 | 0 | 0
IGCC-CCS | 0 | 0 | 0 | 0 | 0 | 0
WT_off | 0 | 0 | 0 | 0 | 0 | 0
PseudoUnit | 0 | 0 | 0 | 0 | 0 | 0
FixedInterchange | 0 | 0 | 0 | 0 | 0 | 0
CO2 Emissions (MMmetricTons): AZ_NM_SNV_NucRenew
ReportingType | 2015 | 2020 | 2025 | 2030 | 2035 | 2040
BM | 0 | 0 | 0 | 0 | 0 | 0
CC | 0 | 0 | 0 | 0 | 0 | 0
CSP | 0 | 0 | 0 | 0 | 0 | 0
CT | 0 | 0 | 0 | 0 | 0 | 0
Coal | 0 | 0 | 0 | 0 | 0 | 0
Geo | 0 | 0 | 0 | 0 | 0 | 0
H | 0 | 0 | 0 | 0 | 0 | 0
LFG | 0 | 0 | 0 | 0 | 0 | 0
Nuc | 0 | 0 | 0 | 0 | 0 | 0
PS | 0 | 0 | 0 | 0 | 0 | 0
PV | 0 | 0 | 0 | 0 | 0 | 0
PeakG | 0 | 0 | 0 | 0 | 0 | 0
PeakO | 0 | 0 | 0 | 0 | 0 | 0
ST | 0 | 0 | 0 | 0 | 0 | 0
STOG | 0 | 0 | 0 | 0 | 0 | 0
STWD | 0 | 0 | 0 | 0 | 0 | 0
WT | 0 | 0 | 0 | 0 | 0 | 0
IGCC | 0 | 0 | 0 | 0 | 0 | 0
DemandResponse | 0 | 0 | 0 | 0 | 0 | 0
IGCC-CCS | 0 | 0 | 0 | 0 | 0 | 0
WT_off | 0 | 0 | 0 | 0 | 0 | 0
PseudoUnit | 0 | 0 | 0 | 0 | 0 | 0
FixedInterchange | 0 | 0 | 0 | 0 | 0 | 0
CO2 Emissions (MMmetricTons): ERCOT
ReportingType | 2015 | 2020 | 2025 | 2030 | 2035 | 2040
BM | 0 | 0 | 0 | 0 | 0 | 0
CC | 54.86 | 48.94 | 40.25 | 33.35 | 34.89 | 38.23
CSP | 0 | 0 | 0 | 0 | 0 | 0
CT | 0 | 0 | 0 | 0 | 0 | 0
Coal | 119.05 | 125.48 | 135.53 | 135.86 | 138.81 | 140.41
Geo | 0 | 0 | 0 | 0 | 0 | 0
H | 0 | 0 | 0 | 0 | 0 | 0
LFG | 0 | 0 | 0 | 0 | 0 | 0
Nuc | 0 | 0 | 0 | 0 | 0 | 0
PS | 0 | 0 | 0 | 0 | 0 | 0
PV | 0 | 0 | 0 | 0 | 0 | 0
PeakG | 0 | 0 | 0 | 0 | 0 | 0
PeakO | 0 | 0 | 0 | 0 | 0 | 0
ST | 0 | 0 | 0 | 0 | 0 | 0
STOG | 2.9 | 3.07 | 3.11 | 2.69 | 2.64 | 2.38
STWD | 0 | 0 | 0 | 0 | 0 | 0
WT | 0 | 0 | 0 | 0 | 0 | 0
IGCC | 0 | 0 | 0 | 0 | 0 | 0
DemandResponse | 0 | 0 | 0 | 0 | 0 | 0
IGCC-CCS | 0 | 0 | 0 | 0 | 0 | 0
WT_off | 0 | 0 | 0 | 0 | 0 | 0
PseudoUnit | 0 | 0 | 0 | 0 | 0 | 0
FixedInterchange | 0 | 0 | 0 | 0 | 0 | 0
CO2 Emissions (MMmetricTons): NP15
ReportingType | 2015 | 2020 | 2025 | 2030 | 2035 | 2040
BM | 0 | 0 | 0 | 0 | 0 | 0
CC | 13.25 | 14.12 | 10.43 | 8.18 | 4.41 | 1.97
CSP | 0 | 0 | 0 | 0 | 0 | 0
CT | 0 | 0 | 0 | 0 | 0 | 0
Coal | 0.24 | 0 | 0 | 0 | 0 | 0
Geo | 0 | 0 | 0 | 0 | 0 | 0
H | 0 | 0 | 0 | 0 | 0 | 0
LFG | 0 | 0 | 0 | 0 | 0 | 0
Nuc | 0 | 0 | 0 | 0 | 0 | 0
PS | 0 | 0 | 0 | 0 | 0 | 0
PV | 0 | 0 | 0 | 0 | 0 | 0
PeakG | 0 | 0 | 0 | 0 | 0 | 0.01
PeakO | 0 | 0 | 0 | 0 | 0 | 0
ST | 0 | 0 | 0 | 0 | 0 | 0
STOG | 0.07 | 0.11 | 0.04 | 0.07 | 0.05 | 0.08
STWD | 0 | 0 | 0 | 0 | 0 | 0
WT | 0 | 0 | 0 | 0 | 0 | 0
IGCC | 0 | 0 | 0 | 0 | 0 | 0
DemandResponse | 0 | 0 | 0 | 0 | 0 | 0
IGCC-CCS | 0 | 0 | 0 | 0 | 0 | 0
WT_off | 0 | 0 | 0 | 0 | 0 | 0
PseudoUnit | 0 | 0 | 0 | 0 | 0 | 0
FixedInterchange | 0 | 0 | 0 | 0 | 0 | 0
CO2 Emissions (MMmetricTons): NWPP_Coal
ReportingType | 2015 | 2020 | 2025 | 2030 | 2035 | 2040
BM | 0 | 0 | 0 | 0 | 0 | 0
CC | 0 | 0 | 0 | 0 | 0 | 0
CSP | 0 | 0 | 0 | 0 | 0 | 0
CT | 0 | 0 | 0 | 0 | 0 | 0
Coal | 98.84 | 98.95 | 98.95 | 98.95 | 98.49 | 98.47
Geo | 0 | 0 | 0 | 0 | 0 | 0
H | 0 | 0 | 0 | 0 | 0 | 0
LFG | 0 | 0 | 0 | 0 | 0 | 0
Nuc | 0 | 0 | 0 | 0 | 0 | 0
PS | 0 | 0 | 0 | 0 | 0 | 0
PV | 0 | 0 | 0 | 0 | 0 | 0
PeakG | 0 | 0 | 0 | 0 | 0 | 0
PeakO | 0 | 0 | 0 | 0 | 0 | 0
ST | 0 | 0 | 0 | 0 | 0 | 0
STOG | 0 | 0 | 0 | 0 | 0 | 0
STWD | 0 | 0 | 0 | 0 | 0 | 0
WT | 0 | 0 | 0 | 0 | 0 | 0
IGCC | 0 | 0 | 0 | 0 | 0 | 0
DemandResponse | 0 | 0 | 0 | 0 | 0 | 0
IGCC-CCS | 0 | 0 | 0 | 0 | 0 | 0
WT_off | 0 | 0 | 0 | 0 | 0 | 0
PseudoUnit | 0 | 0 | 0 | 0 | 0 | 0
FixedInterchange | 0 | 0 | 0 | 0 | 0 | 0
CO2 Emissions (MMmetricTons): NWPP_Gas
ReportingType | 2015 | 2020 | 2025 | 2030 | 2035 | 2040
BM | 0 | 0 | 0 | 0 | 0 | 0
CC | 19.17 | 19.17 | 19.17 | 26.73 | 39.29 | 40.92
CSP | 0 | 0 | 0 | 0 | 0 | 0
CT | 0 | 0 | 0 | 0 | 0 | 0
Coal | 0 | 0 | 0 | 0 | 0 | 2.91
Geo | 0 | 0 | 0 | 0 | 0 | 0
H | 0 | 0 | 0 | 0 | 0 | 0
LFG | 0 | 0 | 0 | 0 | 0 | 0
Nuc | 0 | 0 | 0 | 0 | 0 | 0
PS | 0 | 0 | 0 | 0 | 0 | 0
PV | 0 | 0 | 0 | 0 | 0 | 0
PeakG | 0 | 0 | 0 | 0 | 0 | 0
PeakO | 0 | 0 | 0 | 0 | 0 | 0
ST | 0 | 0 | 0 | 0 | 0 | 0
STOG | 0 | 0 | 0 | 0 | 0 | 0
STWD | 0 | 0 | 0 | 0 | 0 | 0
WT | 0 | 0 | 0 | 0 | 0 | 0
IGCC | 0 | 0 | 0 | 0 | 0 | 0
DemandResponse | 0 | 0 | 0 | 0 | 0 | 0
IGCC-CCS | 0 | 0 | 0 | 0 | 0 | 0
WT_off | 0 | 0 | 0 | 0 | 0 | 0
PseudoUnit | 0 | 0 | 0 | 0 | 0 | 0
FixedInterchange | 0 | 0 | 0 | 0 | 0 | 0
CO2 Emissions (MMmetricTons): NWPP_NucRenew
ReportingType | 2015 | 2020 | 2025 | 2030 | 2035 | 2040
BM | 0 | 0 | 0 | 0 | 0 | 0
CC | 0 | 0 | 0 | 0 | 0 | 0
CSP | 0 | 0 | 0 | 0 | 0 | 0
CT | 0 | 0 | 0 | 0 | 0 | 0
Coal | 0 | 0 | 0 | 0 | 0 | 0
Geo | 0 | 0 | 0 | 0 | 0 | 0
H | 0 | 0 | 0 | 0 | 0 | 0
LFG | 0 | 0 | 0 | 0 | 0 | 0
Nuc | 0 | 0 | 0 | 0 | 0 | 0
PS | 0 | 0 | 0 | 0 | 0 | 0
PV | 0 | 0 | 0 | 0 | 0 | 0
PeakG | 0 | 0 | 0 | 0 | 0 | 0
PeakO | 0 | 0 | 0 | 0 | 0 | 0
ST | 0 | 0 | 0 | 0 | 0 | 0
STOG | 0 | 0 | 0 | 0 | 0 | 0
STWD | 0 | 0 | 0 | 0 | 0 | 0
WT | 0 | 0 | 0 | 0 | 0 | 0
IGCC | 0 | 0 | 0 | 0 | 0 | 0
DemandResponse | 0 | 0 | 0 | 0 | 0 | 0
IGCC-CCS | 0 | 0 | 0 | 0 | 0 | 0
WT_off | 0 | 0 | 0 | 0 | 0 | 0
PseudoUnit | 0 | 0 | 0 | 0 | 0 | 0
FixedInterchange | 0 | 0 | 0 | 0 | 0 | 0
CO2 Emissions (MMmetricTons): RMPA
ReportingType | 2015 | 2020 | 2025 | 2030 | 2035 | 2040
BM | 0 | 0 | 0 | 0 | 0 | 0
CC | 2.03 | 3.98 | 1.41 | 1.38 | 1.16 | 1.15
CSP | 0 | 0 | 0 | 0 | 0 | 0
CT | 0 | 0 | 0 | 0 | 0 | 0
Coal | 55.62 | 54.37 | 51.77 | 51.77 | 60.51 | 68.52
Geo | 0 | 0 | 0 | 0 | 0 | 0
H | 0 | 0 | 0 | 0 | 0 | 0
LFG | 0 | 0 | 0 | 0 | 0 | 0
Nuc | 0 | 0 | 0 | 0 | 0 | 0
PS | 0 | 0 | 0 | 0 | 0 | 0
PV | 0 | 0 | 0 | 0 | 0 | 0
PeakG | 0 | 0.01 | 0 | 0.05 | 0.01 | 0.02
PeakO | 0 | 0 | 0 | 0 | 0 | 0
ST | 0 | 0 | 0 | 0 | 0 | 0
STOG | 0 | 0 | 0 | 0 | 0 | 0
STWD | 0 | 0 | 0 | 0 | 0 | 0
WT | 0 | 0 | 0 | 0 | 0 | 0
IGCC | 0 | 0 | 0 | 0 | 0 | 0
DemandResponse | 0 | 0 | 0 | 0 | 0 | 0
IGCC-CCS | 0 | 0 | 0 | 0 | 0 | 0
WT_off | 0 | 0 | 0 | 0 | 0 | 0
PseudoUnit | 0 | 0 | 0 | 0 | 0 | 0
FixedInterchange | 0 | 0 | 0 | 0 | 0 | 0
CO2 Emissions (MMmetricTons): SP15
ReportingType | 2015 | 2020 | 2025 | 2030 | 2035 | 2040
BM | 0 | 0 | 0 | 0 | 0 | 0
CC | 9.2 | 9.07 | 8.1 | 7.16 | 6.48 | 3.55
CSP | 0 | 0 | 0 | 0 | 0 | 0
CT | 0 | 0 | 0 | 0 | 0 | 0
Coal | 0.81 | 0.81 | 0.81 | 0.5 | 0 | 0
Geo | 0 | 0 | 0 | 0 | 0 | 0
H | 0 | 0 | 0 | 0 | 0 | 0
LFG | 0 | 0 | 0 | 0 | 0 | 0
Nuc | 0 | 0 | 0 | 0 | 0 | 0
PS | 0 | 0 | 0 | 0 | 0 | 0
PV | 0 | 0 | 0 | 0 | 0 | 0
PeakG | 0 | 0 | 0 | 0 | 0 | 0
PeakO | 0 | 0 | 0 | 0 | 0 | 0
ST | 0 | 0 | 0 | 0 | 0 | 0
STOG | 0.12 | 0.17 | 0.14 | 0.22 | 0.45 | 0.32
STWD | 0 | 0 | 0 | 0 | 0 | 0
WT | 0 | 0 | 0 | 0 | 0 | 0
IGCC | 0 | 0 | 0 | 0 | 0 | 0
DemandResponse | 0 | 0 | 0 | 0 | 0 | 0
IGCC-CCS | 0 | 0 | 0 | 0 | 0 | 0
WT_off | 0 | 0 | 0 | 0 | 0 | 0
PseudoUnit | 0 | 0 | 0 | 0 | 0 | 0
FixedInterchange | 0 | 0 | 0 | 0 | 0 | 0
CO2 Emissions (MMmetricTons): ALB
ReportingType | 2015 | 2020 | 2025 | 2030 | 2035 | 2040
BM | 0 | 0 | 0 | 0 | 0 | 0
CC | 7.38 | 8.68 | 10.87 | 12.47 | 14.4 | 15.65
CSP | 0 | 0 | 0 | 0 | 0 | 0
CT | 0 | 0 | 0 | 0 | 0 | 0
Coal | 45.36 | 45.36 | 45.36 | 45.36 | 45.36 | 45.36
Geo | 0 | 0 | 0 | 0 | 0 | 0
H | 0 | 0 | 0 | 0 | 0 | 0
LFG | 0 | 0 | 0 | 0 | 0 | 0
Nuc | 0 | 0 | 0 | 0 | 0 | 0
PS | 0 | 0 | 0 | 0 | 0 | 0
PV | 0 | 0 | 0 | 0 | 0 | 0
PeakG | 0 | 0 | 0 | 0 | 0 | 0
PeakO | 0 | 0 | 0 | 0 | 0 | 0
ST | 0 | 0 | 0 | 0 | 0 | 0
STOG | 0 | 0 | 0 | 0 | 0 | 0
STWD | 0 | 0 | 0 | 0 | 0 | 0
WT | 0 | 0 | 0 | 0 | 0 | 0
IGCC | 0 | 0 | 0 | 0 | 0 | 0
DemandResponse | 0 | 0 | 0 | 0 | 0 | 0
IGCC-CCS | 0 | 0 | 0 | 0 | 0 | 0
WT_off | 0 | 0 | 0 | 0 | 0 | 0
PseudoUnit | 0 | 0 | 0 | 0 | 0 | 0
FixedInterchange | 0 | 0 | 0 | 0 | 0 | 0
CO2 Emissions (MMmetricTons): BC
ReportingType | 2015 | 2020 | 2025 | 2030 | 2035 | 2040
BM | 0 | 0 | 0 | 0 | 0 | 0
CC | 3.64 | 4.09 | 5.42 | 7.17 | 8.81 | 10.57
CSP | 0 | 0 | 0 | 0 | 0 | 0
CT | 0 | 0 | 0 | 0 | 0 | 0
Coal | 0 | 0 | 0 | 0 | 0 | 0
Geo | 0 | 0 | 0 | 0 | 0 | 0
H | 0 | 0 | 0 | 0 | 0 | 0
LFG | 0 | 0 | 0 | 0 | 0 | 0
Nuc | 0 | 0 | 0 | 0 | 0 | 0
PS | 0 | 0 | 0 | 0 | 0 | 0
PV | 0 | 0 | 0 | 0 | 0 | 0
PeakG | 0 | 0 | 0 | 0 | 0 | 0
PeakO | 0 | 0 | 0 | 0 | 0 | 0
ST | 0 | 0 | 0 | 0 | 0 | 0
STOG | 0 | 0 | 0 | 0 | 0 | 0
STWD | 0 | 0 | 0 | 0 | 0 | 0
WT | 0 | 0 | 0 | 0 | 0 | 0
IGCC | 0 | 0 | 0 | 0 | 0 | 0
DemandResponse | 0 | 0 | 0 | 0 | 0 | 0
IGCC-CCS | 0 | 0 | 0 | 0 | 0 | 0
WT_off | 0 | 0 | 0 | 0 | 0 | 0
PseudoUnit | 0 | 0 | 0 | 0 | 0 | 0
FixedInterchange | 0 | 0 | 0 | 0 | 0 | 0
CO2 Emissions (MMmetricTons): HQ_IESO
ReportingType | 2015 | 2020 | 2025 | 2030 | 2035 | 2040
BM | 0 | 0 | 0 | 0 | 0 | 0
CC | 0 | 0 | 0 | 0 | 0 | 0
CSP | 0 | 0 | 0 | 0 | 0 | 0
CT | 0 | 0 | 0 | 0 | 0 | 0
Coal | 0 | 0 | 0 | 0 | 0 | 0
Geo | 0 | 0 | 0 | 0 | 0 | 0
H | 0 | 0 | 0 | 0 | 0 | 0
LFG | 0 | 0 | 0 | 0 | 0 | 0
Nuc | 0 | 0 | 0 | 0 | 0 | 0
PS | 0 | 0 | 0 | 0 | 0 | 0
PV | 0 | 0 | 0 | 0 | 0 | 0
PeakG | 0 | 0 | 0 | 0 | 0 | 0
PeakO | 0 | 0 | 0 | 0 | 0 | 0
ST | 0 | 0 | 0 | 0 | 0 | 0
STOG | 0 | 0 | 0 | 0 | 0 | 0
STWD | 0 | 0 | 0 | 0 | 0 | 0
WT | 0 | 0 | 0 | 0 | 0 | 0
IGCC | 0 | 0 | 0 | 0 | 0 | 0
DemandResponse | 0 | 0 | 0 | 0 | 0 | 0
IGCC-CCS | 0 | 0 | 0 | 0 | 0 | 0
WT_off | 0 | 0 | 0 | 0 | 0 | 0
PseudoUnit | 0 | 0 | 0 | 0 | 0 | 0
FixedInterchange | 0 | 0 | 0 | 0 | 0 | 0
CO2 Emissions (MMmetricTons): HQ_NEISO
ReportingType | 2015 | 2020 | 2025 | 2030 | 2035 | 2040
BM | 0 | 0 | 0 | 0 | 0 | 0
CC | 0 | 0 | 0 | 0 | 0 | 0
CSP | 0 | 0 | 0 | 0 | 0 | 0
CT | 0 | 0 | 0 | 0 | 0 | 0
Coal | 0 | 0 | 0 | 0 | 0 | 0
Geo | 0 | 0 | 0 | 0 | 0 | 0
H | 0 | 0 | 0 | 0 | 0 | 0
LFG | 0 | 0 | 0 | 0 | 0 | 0
Nuc | 0 | 0 | 0 | 0 | 0 | 0
PS | 0 | 0 | 0 | 0 | 0 | 0
PV | 0 | 0 | 0 | 0 | 0 | 0
PeakG | 0 | 0 | 0 | 0 | 0 | 0
PeakO | 0 | 0 | 0 | 0 | 0 | 0
ST | 0 | 0 | 0 | 0 | 0 | 0
STOG | 0 | 0 | 0 | 0 | 0 | 0
STWD | 0 | 0 | 0 | 0 | 0 | 0
WT | 0 | 0 | 0 | 0 | 0 | 0
IGCC | 0 | 0 | 0 | 0 | 0 | 0
DemandResponse | 0 | 0 | 0 | 0 | 0 | 0
IGCC-CCS | 0 | 0 | 0 | 0 | 0 | 0
WT_off | 0 | 0 | 0 | 0 | 0 | 0
PseudoUnit | 0 | 0 | 0 | 0 | 0 | 0
FixedInterchange | 0 | 0 | 0 | 0 | 0 | 0
CO2 Emissions (MMmetricTons): HQ_NY
ReportingType | 2015 | 2020 | 2025 | 2030 | 2035 | 2040
BM | 0 | 0 | 0 | 0 | 0 | 0
CC | 0 | 0 | 0 | 0 | 0 | 0
CSP | 0 | 0 | 0 | 0 | 0 | 0
CT | 0 | 0 | 0 | 0 | 0 | 0
Coal | 0 | 0 | 0 | 0 | 0 | 0
Geo | 0 | 0 | 0 | 0 | 0 | 0
H | 0 | 0 | 0 | 0 | 0 | 0
LFG | 0 | 0 | 0 | 0 | 0 | 0
Nuc | 0 | 0 | 0 | 0 | 0 | 0
PS | 0 | 0 | 0 | 0 | 0 | 0
PV | 0 | 0 | 0 | 0 | 0 | 0
PeakG | 0 | 0 | 0 | 0 | 0 | 0
PeakO | 0 | 0 | 0 | 0 | 0 | 0
ST | 0 | 0 | 0 | 0 | 0 | 0
STOG | 0 | 0 | 0 | 0 | 0 | 0
STWD | 0 | 0 | 0 | 0 | 0 | 0
WT | 0 | 0 | 0 | 0 | 0 | 0
IGCC | 0 | 0 | 0 | 0 | 0 | 0
DemandResponse | 0 | 0 | 0 | 0 | 0 | 0
IGCC-CCS | 0 | 0 | 0 | 0 | 0 | 0
WT_off | 0 | 0 | 0 | 0 | 0 | 0
PseudoUnit | 0 | 0 | 0 | 0 | 0 | 0
FixedInterchange | 0 | 0 | 0 | 0 | 0 | 0
CO2 Emissions (MMmetricTons): MARITIMES
ReportingType | 2015 | 2020 | 2025 | 2030 | 2035 | 2040
BM | 0 | 0 | 0 | 0 | 0 | 0
CC | 0 | 0 | 0 | 0 | 0 | 0
CSP | 0 | 0 | 0 | 0 | 0 | 0
CT | 0 | 0 | 0 | 0 | 0 | 0
Coal | 0 | 0 | 0 | 0 | 0 | 0
Geo | 0 | 0 | 0 | 0 | 0 | 0
H | 0 | 0 | 0 | 0 | 0 | 0
LFG | 0 | 0 | 0 | 0 | 0 | 0
Nuc | 0 | 0 | 0 | 0 | 0 | 0
PS | 0 | 0 | 0 | 0 | 0 | 0
PV | 0 | 0 | 0 | 0 | 0 | 0
PeakG | 0 | 0 | 0 | 0 | 0 | 0
PeakO | 0 | 0 | 0 | 0 | 0 | 0
ST | 0 | 0 | 0 | 0 | 0 | 0
STOG | 0 | 0 | 0 | 0 | 0 | 0
STWD | 0 | 0 | 0 | 0 | 0 | 0
WT | 0 | 0 | 0 | 0 | 0 | 0
IGCC | 0 | 0 | 0 | 0 | 0 | 0
DemandResponse | 0 | 0 | 0 | 0 | 0 | 0
IGCC-CCS | 0 | 0 | 0 | 0 | 0 | 0
WT_off | 0 | 0 | 0 | 0 | 0 | 0
PseudoUnit | 0 | 0 | 0 | 0 | 0 | 0
FixedInterchange | 0 | 0 | 0 | 0 | 0 | 0
CO2 Emissions (MMmetricTons): All
ReportingType | 2015 | 2020 | 2025 | 2030 | 2035 | 2040
BM | 0 | 0 | 0 | 0 | 0 | 0
CC | 391.13 | 402.71 | 349.05 | 323.41 | 410.34 | 455.76
CSP | 0 | 0 | 0 | 0 | 0 | 0
CT | 0.79 | 1.14 | 1.28 | 0.77 | 2.62 | 3.52
Coal | 1744.34 | 1564.92 | 1568.67 | 1520.04 | 1630.77 | 1803.08
Geo | 0 | 0 | 0 | 0 | 0 | 0
H | 0 | 0 | 0 | 0 | 0 | 0
LFG | 0 | 0 | 0 | 0 | 0 | 0
Nuc | 0 | 0 | 0 | 0 | 0 | 0
PS | 0 | 0 | 0 | 0 | 0 | 0
PV | 0 | 0 | 0 | 0 | 0 | 0
PeakG | 1.93 | 2.75 | 2.87 | 2.1 | 4.05 | 3.1
PeakO | 0 | 0 | 0 | 0 | 0 | 0
ST | 0 | 0 | 0 | 0 | 0 | 0
STOG | 9.62 | 10.6 | 9.87 | 7.91 | 10.39 | 10.02
STWD | 0 | 0 | 0 | 0 | 0 | 0
WT | 0 | 0 | 0 | 0 | 0 | 0
IGCC | 3.76 | 3.76 | 3.76 | 3.76 | 3.76 | 3.76
DemandResponse | 0 | 0 | 0 | 0 | 0 | 0
IGCC-CCS | 0 | 0 | 0 | 0 | 0 | 0
WT_off | 0 | 0 | 0 | 0 | 0 | 0
PseudoUnit | 0 | 0 | 0 | 0 | 0 | 0
FixedInterchange | 0 | 0 | 0 | 0 | 0 | 0
CO2 Emissions (MMmetricTons): EI_US
ReportingType | 2015 | 2020 | 2025 | 2030 | 2035 | 2040
BM | 0 | 0 | 0 | 0 | 0 | 0
CC | 240.49 | 245.56 | 205.64 | 169.41 | 237.89 | 284.02
CSP | 0 | 0 | 0 | 0 | 0 | 0
CT | 0.79 | 1.14 | 1.2 | 0.69 | 2.62 | 3.5
Coal | 1351.61 | 1165.83 | 1163.22 | 1114.56 | 1214.57 | 1317.17
Geo | 0 | 0 | 0 | 0 | 0 | 0
H | 0 | 0 | 0 | 0 | 0 | 0
LFG | 0 | 0 | 0 | 0 | 0 | 0
Nuc | 0 | 0 | 0 | 0 | 0 | 0
PS | 0 | 0 | 0 | 0 | 0 | 0
PV | 0 | 0 | 0 | 0 | 0 | 0
PeakG | 1.93 | 2.74 | 2.76 | 1.86 | 3.81 | 3.08
PeakO | 0 | 0 | 0 | 0 | 0 | 0
ST | 0 | 0 | 0 | 0 | 0 | 0
STOG | 6.52 | 7.25 | 6.59 | 4.93 | 7.26 | 7.24
STWD | 0 | 0 | 0 | 0 | 0 | 0
WT | 0 | 0 | 0 | 0 | 0 | 0
IGCC | 3.76 | 3.76 | 3.76 | 3.76 | 3.76 | 3.76
DemandResponse | 0 | 0 | 0 | 0 | 0 | 0
IGCC-CCS | 0 | 0 | 0 | 0 | 0 | 0
WT_off | 0 | 0 | 0 | 0 | 0 | 0
PseudoUnit | 0 | 0 | 0 | 0 | 0 | 0
FixedInterchange | 0 | 0 | 0 | 0 | 0 | 0
CO2 Emissions (MMmetricTons): EI_Canada
ReportingType | 2015 | 2020 | 2025 | 2030 | 2035 | 2040
BM | 0 | 0 | 0 | 0 | 0 | 0
CC | 1.27 | 1.29 | 0.19 | 0.01 | 0.39 | 1.27
CSP | 0 | 0 | 0 | 0 | 0 | 0
CT | 0 | 0 | 0 | 0 | 0 | 0.02
Coal | 0.41 | 1.08 | 0 | 0 | 0 | 0
Geo | 0 | 0 | 0 | 0 | 0 | 0
H | 0 | 0 | 0 | 0 | 0 | 0
LFG | 0 | 0 | 0 | 0 | 0 | 0
Nuc | 0 | 0 | 0 | 0 | 0 | 0
PS | 0 | 0 | 0 | 0 | 0 | 0
PV | 0 | 0 | 0 | 0 | 0 | 0
PeakG | 0 | 0 | 0 | 0 | 0 | 0
PeakO | 0 | 0 | 0 | 0 | 0 | 0
ST | 0 | 0 | 0 | 0 | 0 | 0
STOG | 0 | 0 | 0 | 0 | 0 | 0
STWD | 0 | 0 | 0 | 0 | 0 | 0
WT | 0 | 0 | 0 | 0 | 0 | 0
IGCC | 0 | 0 | 0 | 0 | 0 | 0
DemandResponse | 0 | 0 | 0 | 0 | 0 | 0
IGCC-CCS | 0 | 0 | 0 | 0 | 0 | 0
WT_off | 0 | 0 | 0 | 0 | 0 | 0
PseudoUnit | 0 | 0 | 0 | 0 | 0 | 0
FixedInterchange | 0 | 0 | 0 | 0 | 0 | 0
CO2 Emissions (MMmetricTons): EI
ReportingType | 2015 | 2020 | 2025 | 2030 | 2035 | 2040
BM | 0 | 0 | 0 | 0 | 0 | 0
CC | 241.76 | 246.85 | 205.83 | 169.42 | 238.28 | 285.29
CSP | 0 | 0 | 0 | 0 | 0 | 0
CT | 0.79 | 1.14 | 1.2 | 0.69 | 2.62 | 3.52
Coal | 1352.02 | 1166.91 | 1163.22 | 1114.56 | 1214.57 | 1317.17
Geo | 0 | 0 | 0 | 0 | 0 | 0
H | 0 | 0 | 0 | 0 | 0 | 0
LFG | 0 | 0 | 0 | 0 | 0 | 0
Nuc | 0 | 0 | 0 | 0 | 0 | 0
PS | 0 | 0 | 0 | 0 | 0 | 0
PV | 0 | 0 | 0 | 0 | 0 | 0
PeakG | 1.93 | 2.74 | 2.76 | 1.86 | 3.81 | 3.08
PeakO | 0 | 0 | 0 | 0 | 0 | 0
ST | 0 | 0 | 0 | 0 | 0 | 0
STOG | 6.52 | 7.25 | 6.59 | 4.93 | 7.26 | 7.24
STWD | 0 | 0 | 0 | 0 | 0 | 0
WT | 0 | 0 | 0 | 0 | 0 | 0
IGCC | 3.76 | 3.76 | 3.76 | 3.76 | 3.76 | 3.76
DemandResponse | 0 | 0 | 0 | 0 | 0 | 0
IGCC-CCS | 0 | 0 | 0 | 0 | 0 | 0
WT_off | 0 | 0 | 0 | 0 | 0 | 0
PseudoUnit | 0 | 0 | 0 | 0 | 0 | 0
FixedInterchange | 0 | 0 | 0 | 0 | 0 | 0
CO2 Emissions (MMmetricTons): Outside_EI
ReportingType | 2015 | 2020 | 2025 | 2030 | 2035 | 2040
BM | 0 | 0 | 0 | 0 | 0 | 0
CC | 149.37 | 155.86 | 143.23 | 153.99 | 172.07 | 170.47
CSP | 0 | 0 | 0 | 0 | 0 | 0
CT | 0 | 0 | 0.08 | 0.08 | 0 | 0
Coal | 392.32 | 398 | 405.46 | 405.48 | 416.21 | 485.92
Geo | 0 | 0 | 0 | 0 | 0 | 0
H | 0 | 0 | 0 | 0 | 0 | 0
LFG | 0 | 0 | 0 | 0 | 0 | 0
Nuc | 0 | 0 | 0 | 0 | 0 | 0
PS | 0 | 0 | 0 | 0 | 0 | 0
PV | 0 | 0 | 0 | 0 | 0 | 0
PeakG | 0 | 0.01 | 0.11 | 0.24 | 0.25 | 0.02
PeakO | 0 | 0 | 0 | 0 | 0 | 0
ST | 0 | 0 | 0 | 0 | 0 | 0
STOG | 3.09 | 3.35 | 3.29 | 2.98 | 3.13 | 2.79
STWD | 0 | 0 | 0 | 0 | 0 | 0
WT | 0 | 0 | 0 | 0 | 0 | 0
IGCC | 0 | 0 | 0 | 0 | 0 | 0
DemandResponse | 0 | 0 | 0 | 0 | 0 | 0
IGCC-CCS | 0 | 0 | 0 | 0 | 0 | 0
WT_off | 0 | 0 | 0 | 0 | 0 | 0
PseudoUnit | 0 | 0 | 0 | 0 | 0 | 0
FixedInterchange | 0 | 0 | 0 | 0 | 0 | 0
#6 | Fuel Cost [includes coal shadow price] ($million)
Fuel Cost by Reporting Type: Entergy
ReportingType | 2015 | 2020 | 2025 | 2030 | 2035 | 2040
BM | 0 | 0 | 0 | 0 | 0 | 0
CC | 2304.79 | 2994.4 | 2834.81 | 2429.45 | 2972.46 | 2974
CSP | 0 | 0 | 0 | 0 | 0 | 0
CT | 0 | 0 | 0 | 0 | 0 | 0
Coal | 1411.55 | 1176.39 | 1257.24 | 1318.93 | 1427.85 | 1828.56
Geo | 0 | 0 | 0 | 0 | 0 | 0
H | 0 | 0 | 0 | 0 | 0 | 0
LFG | 0 | 0 | 0 | 0.14 | 0.14 | 0.14
Nuc | 372.97 | 380.57 | 404.36 | 412.26 | 348.24 | 272.43
PS | 0 | 0 | 0 | 0 | 0 | 0
PV | 0 | 0 | 0 | 0 | 0 | 0
PeakG | 0 | 0 | 1.92 | 1.9 | 2.45 | 1.32
PeakO | 0 | 0 | 0 | 0 | 0 | 0
ST | 0 | 0 | 0 | 0 | 0 | 0
STOG | 71.8 | 86.04 | 70.33 | 65.58 | 81.4 | 93.39
STWD | 123.64 | 10.06 | 6.91 | 6.51 | 11.67 | 11.67
WT | 0 | 0 | 0 | 0 | 0 | 0
IGCC | 0 | 0 | 0 | 0 | 0 | 0
DemandResponse | 0 | 0 | 0 | 0 | 0 | 0
IGCC-CCS | 0 | 0 | 0 | 0 | 0 | 0
WT_off | 0 | 0 | 0 | 0 | 0 | 0
PseudoUnit | 0 | 0 | 0 | 0 | 0 | 0
FixedInterchange | 0 | 0 | 0 | 0 | 0 | 0
Fuel Cost by Reporting Type: FRCC
ReportingType | 2015 | 2020 | 2025 | 2030 | 2035 | 2040
BM | 0 | 619.49 | 1268.52 | 1268.52 | 1268.52 | 1268.52
CC | 6176.96 | 6738.33 | 7166.02 | 7507.26 | 10635.34 | 12865.39
CSP | 0 | 0 | 0 | 0 | 0 | 0
CT | 59.81 | 64.49 | 67.05 | 38 | 78.21 | 81.71
Coal | 1827.95 | 1771.32 | 1836.39 | 1900.53 | 1953.76 | 1989.91
Geo | 0 | 0 | 0 | 0 | 0 | 0
H | 0 | 0 | 0 | 0 | 0 | 0
LFG | 0 | 0.25 | 0.25 | 0.25 | 0.25 | 0.25
Nuc | 282.48 | 288.24 | 306.26 | 312.24 | 190.15 | 63.41
PS | 0 | 0 | 0 | 0 | 0 | 0
PV | 0 | 0 | 0 | 0 | 0 | 0
PeakG | 26.03 | 40.64 | 65.57 | 54.12 | 44.87 | 43.44
PeakO | 0 | 0 | 0 | 0 | 0 | 0
ST | 0 | 0 | 0 | 0 | 0 | 0
STOG | 229.43 | 222.95 | 206.32 | 169.31 | 153.21 | 172.73
STWD | 100.84 | 100.84 | 100.84 | 100.84 | 100.84 | 100.84
WT | 0 | 0 | 0 | 0 | 0 | 0
IGCC | 0 | 0 | 0 | 0 | 0 | 0
DemandResponse | 0 | 0 | 0 | 0 | 0 | 0
IGCC-CCS | 0 | 0 | 0 | 0 | 0 | 0
WT_off | 0 | 0 | 0 | 0 | 0 | 0
PseudoUnit | 0 | 0 | 0 | 0 | 0 | 0
FixedInterchange | 0 | 0 | 0 | 0 | 0 | 0
Fuel Cost by Reporting Type: MAPP_US
ReportingType | 2015 | 2020 | 2025 | 2030 | 2035 | 2040
BM | 0 | 0 | 0 | 0 | 0 | 0
CC | 8.39 | 12.08 | 8.72 | 4.84 | 9.28 | 10.55
CSP | 0 | 0 | 0 | 0 | 0 | 0
CT | 0 | 0 | 0 | 0 | 0 | 0
Coal | 298.29 | 225.45 | 225.45 | 212.02 | 225.45 | 263.83
Geo | 0 | 0 | 0 | 0 | 0 | 0
H | 0 | 0 | 0 | 0 | 0 | 0
LFG | 0 | 0 | 0 | 0.09 | 0.09 | 0.09
Nuc | 0 | 0 | 0 | 0 | 0 | 0
PS | 0 | 0 | 0 | 0 | 0 | 0
PV | 0 | 0 | 0 | 0 | 0 | 0
PeakG | 1.11 | 4.41 | 4.74 | 1.42 | 11.28 | 4.95
PeakO | 0 | 0 | 0 | 0 | 0 | 0
ST | 0 | 0 | 0 | 0 | 0 | 0
STOG | 0 | 0 | 0 | 0 | 0 | 0
STWD | 0 | 0 | 0 | 0 | 0 | 0
WT | 0 | 0 | 0 | 0 | 0 | 0
IGCC | 0 | 0 | 0 | 0 | 0 | 0
DemandResponse | 0 | 0 | 0 | 0 | 0 | 0
IGCC-CCS | 0 | 0 | 0 | 0 | 0 | 0
WT_off | 0 | 0 | 0 | 0 | 0 | 0
PseudoUnit | 0 | 0 | 0 | 0 | 0 | 0
FixedInterchange | 0 | 0 | 0 | 0 | 0 | 0
Fuel Cost by Reporting Type: MISO_IN
ReportingType | 2015 | 2020 | 2025 | 2030 | 2035 | 2040
BM | 0 | 0 | 0 | 0 | 0 | 0
CC | 138.7 | 209.74 | 216.82 | 145.83 | 685.12 | 1071.86
CSP | 0 | 0 | 0 | 0 | 0 | 0
CT | 0 | 0 | 0 | 0 | 0 | 0
Coal | 1776.89 | 1872.8 | 1904.24 | 1848.04 | 2109.19 | 2269.38
Geo | 0 | 0 | 0 | 0 | 0 | 0
H | 0 | 0 | 0 | 0 | 0 | 0
LFG | 0 | 0 | 0.1 | 0.1 | 0.1 | 0.1
Nuc | 0 | 0 | 0 | 0 | 0 | 0
PS | 0 | 0 | 0 | 0 | 0 | 0
PV | 0 | 0 | 0 | 0 | 0 | 0
PeakG | 0.35 | 0.02 | 1.55 | 1.65 | 6.53 | 7.41
PeakO | 0 | 0 | 0 | 0 | 0 | 0
ST | 0 | 0 | 0 | 0 | 0 | 0
STOG | 2.86 | 5.97 | 3.26 | 6.8 | 7.68 | 8.71
STWD | 0 | 0 | 0 | 0 | 0 | 0
WT | 0 | 0 | 0 | 0 | 0 | 0
IGCC | 90.4 | 91.12 | 90.97 | 92.47 | 95.25 | 99.98
DemandResponse | 0 | 0 | 0 | 0 | 0 | 0
IGCC-CCS | 0 | 0 | 0 | 0 | 0 | 0
WT_off | 0 | 0 | 0 | 0 | 0 | 0
PseudoUnit | 0 | 0 | 0 | 0 | 0 | 0
FixedInterchange | 0 | 0 | 0 | 0 | 0 | 0
Fuel Cost by Reporting Type: MISO_MI
ReportingType | 2015 | 2020 | 2025 | 2030 | 2035 | 2040
BM | 0 | 0 | 0 | 0 | 0 | 0
CC | 318.35 | 513.23 | 397.51 | 279.8 | 435.32 | 375.84
CSP | 0 | 0 | 0 | 0 | 0 | 0
CT | 0 | 0 | 0 | 0 | 0 | 0
Coal | 1335.15 | 1156.13 | 1191.45 | 1113.08 | 1371.97 | 1451.57
Geo | 0 | 0 | 0 | 0 | 0 | 0
H | 0 | 0 | 0 | 0 | 0 | 0
LFG | 0 | 0 | 0.2 | 0.2 | 0.2 | 0.2
Nuc | 139.75 | 142.6 | 151.51 | 154.47 | 90.85 | 90.85
PS | 0 | 0 | 0 | 0 | 0 | 0
PV | 0 | 0 | 0 | 0 | 0 | 0
PeakG | 1.41 | 1.5 | 1.28 | 0.95 | 4.61 | 8.64
PeakO | 0 | 0 | 0 | 0 | 0 | 0
ST | 0 | 0 | 0 | 0 | 0 | 0
STOG | 22.81 | 41.14 | 32.56 | 31.2 | 52.3 | 84.63
STWD | 11.06 | 39.15 | 87.42 | 87.42 | 87.42 | 87.42
WT | 0 | 0 | 0 | 0 | 0 | 0
IGCC | 0 | 0 | 0 | 0 | 0 | 0
DemandResponse | 0 | 0 | 0 | 0 | 0 | 0
IGCC-CCS | 0 | 0 | 0 | 0 | 0 | 0
WT_off | 0 | 0 | 0 | 0 | 0 | 0
PseudoUnit | 0 | 0 | 0 | 0 | 0 | 0
FixedInterchange | 0 | 0 | 0 | 0 | 0 | 0
Fuel Cost by Reporting Type: MISO_MO-IL
ReportingType | 2015 | 2020 | 2025 | 2030 | 2035 | 2040
BM | 0 | 0 | 0 | 0 | 0 | 0
CC | 91.38 | 138.67 | 120.49 | 62.81 | 86.24 | 93.9
CSP | 0 | 0 | 0 | 0 | 0 | 0
CT | 0 | 0 | 0 | 0 | 0 | 0
Coal | 2160.31 | 1667.59 | 1734.48 | 1682.82 | 2100.03 | 2158.79
Geo | 0 | 0 | 0 | 0 | 0 | 0
H | 0 | 0 | 0 | 0 | 0 | 0
LFG | 0 | 0 | 0.29 | 0.29 | 0.29 | 0.29
Nuc | 143.46 | 146.38 | 155.53 | 158.57 | 158.57 | 158.57
PS | 0 | 0 | 0 | 0 | 0 | 0
PV | 0 | 0 | 0 | 0 | 0 | 0
PeakG | 6.97 | 14.57 | 23.99 | 26.74 | 32.72 | 63.91
PeakO | 0 | 0 | 0 | 0 | 0 | 0
ST | 0 | 0 | 0 | 0 | 0 | 0
STOG | 3.1 | 6.4 | 6.92 | 7.44 | 8.41 | 1.59
STWD | 0 | 0 | 0 | 0 | 0 | 0
WT | 0 | 0 | 0 | 0 | 0 | 0
IGCC | 0 | 0 | 0 | 0 | 0 | 0
DemandResponse | 0 | 0 | 0 | 0 | 0 | 0
IGCC-CCS | 0 | 0 | 0 | 0 | 0 | 0
WT_off | 0 | 0 | 0 | 0 | 0 | 0
PseudoUnit | 0 | 0 | 0 | 0 | 0 | 0
FixedInterchange | 0 | 0 | 0 | 0 | 0 | 0
Fuel Cost by Reporting Type: MISO_W
ReportingType | 2015 | 2020 | 2025 | 2030 | 2035 | 2040
BM | 0 | 0 | 0 | 0 | 0 | 0
CC | 246.17 | 366.77 | 256.02 | 117.55 | 205.9 | 195.51
CSP | 0 | 0 | 0 | 0 | 0 | 0
CT | 0 | 0 | 0 | 0 | 0 | 0
Coal | 1579.47 | 1355.29 | 1379.51 | 1354.9 | 1445.47 | 1967.9
Geo | 0 | 0 | 0 | 0 | 0 | 0
H | 0 | 0 | 0 | 0 | 0 | 0
LFG | 0 | 0 | 0.09 | 0.09 | 0.09 | 0.09
Nuc | 152.53 | 155.64 | 165.37 | 168.6 | 0.01 | 0.01
PS | 0 | 0 | 0 | 0 | 0 | 0
PV | 0 | 0 | 0 | 0 | 0 | 0
PeakG | 12.7 | 7.43 | 6.06 | 8.51 | 44.27 | 18.42
PeakO | 0 | 0 | 0 | 0 | 0 | 0
ST | 0 | 0 | 0 | 0 | 0 | 0
STOG | 0.79 | 0.19 | 0.13 | 0.13 | 0.24 | 0.02
STWD | 0 | 158.07 | 43.61 | 83.37 | 60.35 | 83.37
WT | 0 | 0 | 0 | 0 | 0 | 0
IGCC | 0 | 0 | 0 | 0 | 0 | 0
DemandResponse | 0 | 0 | 0 | 0 | 0 | 0
IGCC-CCS | 0 | 0 | 0 | 0 | 0 | 0
WT_off | 0 | 0 | 0 | 0 | 0 | 0
PseudoUnit | 0 | 0 | 0 | 0 | 0 | 0
FixedInterchange | 0 | 0 | 0 | 0 | 0 | 0
Fuel Cost by Reporting Type: MISO_WUMS
ReportingType | 2015 | 2020 | 2025 | 2030 | 2035 | 2040
BM | 0 | 0 | 0 | 0 | 0 | 0
CC | 389.93 | 534.61 | 451.59 | 351.16 | 1392.05 | 1270.53
CSP | 0 | 0 | 0 | 0 | 0 | 0
CT | 0 | 26.77 | 41.75 | 31.42 | 76.16 | 112.89
Coal | 598.63 | 611.9 | 644.18 | 622.93 | 847.95 | 910.46
Geo | 0 | 0 | 0 | 0 | 0 | 0
H | 0 | 0 | 0 | 0 | 0 | 0
LFG | 0 | 0 | 0.29 | 0.29 | 0.29 | 0.29
Nuc | 120.89 | 123.35 | 131.06 | 133.62 | 0.01 | 0.01
PS | 0 | 0 | 0 | 0 | 0 | 0
PV | 0 | 0 | 0 | 0 | 0 | 0
PeakG | 1.84 | 1.29 | 0 | 0 | 0 | 0
PeakO | 0 | 0 | 0 | 0 | 0 | 0
ST | 0 | 0 | 0 | 0 | 0 | 0
STOG | 0.13 | 0 | 0 | 0 | 0 | 0
STWD | 0 | 6.93 | 6.93 | 8.05 | 22.51 | 32.43
WT | 0 | 0 | 0 | 0 | 0 | 0
IGCC | 0 | 0 | 0 | 0 | 0 | 0
DemandResponse | 0 | 0 | 0 | 0 | 0 | 0
IGCC-CCS | 0 | 0 | 0 | 0 | 0 | 0
WT_off | 0 | 0 | 0 | 0 | 0 | 0
PseudoUnit | 0 | 0 | 0 | 0 | 0 | 0
FixedInterchange | 0 | 0 | 0 | 0 | 0 | 0
Fuel Cost by Reporting Type: Nebraska
ReportingType | 2015 | 2020 | 2025 | 2030 | 2035 | 2040
BM | 0 | 0 | 0 | 0 | 0 | 0
CC | 37.71 | 17.72 | 16.15 | 11.06 | 19.38 | 16.48
CSP | 0 | 0 | 0 | 0 | 0 | 0
CT | 0 | 0 | 0 | 0 | 0 | 0
Coal | 456.27 | 414.52 | 414.52 | 410.69 | 439.9 | 749.42
Geo | 0 | 0 | 0 | 0 | 0 | 0
H | 0 | 0 | 0 | 0 | 0 | 0
LFG | 0 | 0 | 0 | 0.09 | 0.09 | 0.09
Nuc | 83.67 | 85.37 | 90.71 | 92.48 | 0.01 | 0.01
PS | 0 | 0 | 0 | 0 | 0 | 0
PV | 0 | 0 | 0 | 0 | 0 | 0
PeakG | 3.15 | 10.49 | 10.4 | 7.94 | 0.4 | 0
PeakO | 0 | 0 | 0 | 0 | 0 | 0
ST | 0 | 0 | 0 | 0 | 0 | 0
STOG | 1.5 | 3.17 | 3.41 | 3.67 | 8.13 | 0
STWD | 0 | 0 | 0 | 0 | 0 | 0
WT | 0 | 0 | 0 | 0 | 0 | 0
IGCC | 0 | 0 | 0 | 0 | 0 | 0
DemandResponse | 0 | 0 | 0 | 0 | 0 | 0
IGCC-CCS | 0 | 0 | 0 | 0 | 0 | 0
WT_off | 0 | 0 | 0 | 0 | 0 | 0
PseudoUnit | 0 | 0 | 0 | 0 | 0 | 0
FixedInterchange | 0 | 0 | 0 | 0 | 0 | 0
Fuel Cost by Reporting Type: NEISO
ReportingType | 2015 | 2020 | 2025 | 2030 | 2035 | 2040
BM | 159.81 | 159.81 | 26.35 | 44.8 | 46.78 | 49.85
CC | 1164.28 | 960.87 | 923.29 | 917.44 | 1544.72 | 2072.45
CSP | 0 | 0 | 0 | 0 | 0 | 0
CT | 0.15 | 0.52 | 0.53 | 0.16 | 1.31 | 3.71
Coal | 1.14 | 0 | 0 | 0 | 0 | 0
Geo | 0 | 0 | 0 | 0 | 0 | 0
H | 0 | 0 | 0 | 0 | 0 | 0
LFG | 0.06 | 0.06 | 0.15 | 0.15 | 0.15 | 0.15
Nuc | 293.25 | 299.23 | 317.93 | 324.14 | 234.19 | 173
PS | 0 | 0 | 0 | 0 | 0 | 0
PV | 0 | 0 | 0 | 0 | 0 | 0
PeakG | 0.99 | 1.76 | 1.82 | 1.56 | 5.24 | 6.03
PeakO | 0 | 0 | 0 | 0 | 0 | 0
ST | 0 | 0 | 0 | 0 | 0 | 0
STOG | 0 | 0 | 0 | 0 | 0 | 0
STWD | 338.09 | 338.09 | 197.51 | 186.4 | 213.25 | 224.74
WT | 0 | 0 | 0 | 0 | 0 | 0
IGCC | 0 | 0 | 0 | 0 | 0 | 0
DemandResponse | 0 | 0 | 0 | 0 | 0 | 0
IGCC-CCS | 0 | 0 | 0 | 0 | 0 | 0
WT_off | 0 | 0 | 0 | 0 | 0 | 0
PseudoUnit | 0 | 0 | 0 | 0 | 0 | 0
FixedInterchange | 0 | 0 | 0 | 0 | 0 | 0
Fuel Cost by Reporting Type: NonRTO_Midwest
ReportingType | 2015 | 2020 | 2025 | 2030 | 2035 | 2040
BM | 0 | 0 | 0 | 0 | 0 | 0
CC | 0 | 54.61 | 57.77 | 53.3 | 42.09 | 87.32
CSP | 0 | 0 | 0 | 0 | 0 | 0
CT | 0 | 0 | 0 | 0 | 0 | 0
Coal | 1293.76 | 1319.44 | 1340.91 | 1375.67 | 1436.91 | 1530.58
Geo | 0 | 0 | 0 | 0 | 0 | 0
H | 0 | 0 | 0 | 0 | 0 | 0
LFG | 0 | 0 | 0.2 | 0.2 | 0.2 | 0.2
Nuc | 0 | 0 | 0 | 0 | 0 | 0
PS | 0 | 0 | 0 | 0 | 0 | 0
PV | 0 | 0 | 0 | 0 | 0 | 0
PeakG | 9.13 | 17.59 | 26.82 | 21.46 | 48.87 | 43.09
PeakO | 0 | 0 | 0 | 0 | 0 | 0
ST | 0 | 0 | 0 | 0 | 0 | 0
STOG | 0 | 0 | 0 | 0 | 0 | 0
STWD | 0 | 0 | 0 | 0 | 0 | 0
WT | 0 | 0 | 0 | 0 | 0 | 0
IGCC | 0 | 0 | 0 | 0 | 0 | 0
DemandResponse | 0 | 0 | 0 | 0 | 0 | 0
IGCC-CCS | 0 | 0 | 0 | 0 | 0 | 0
WT_off | 0 | 0 | 0 | 0 | 0 | 0
PseudoUnit | 0 | 0 | 0 | 0 | 0 | 0
FixedInterchange | 0 | 0 | 0 | 0 | 0 | 0
Fuel Cost by Reporting Type: NYISO_A-F
ReportingType | 2015 | 2020 | 2025 | 2030 | 2035 | 2040
BM | 0 | 0 | 0 | 0 | 0 | 0
CC | 199.23 | 232.8 | 229.22 | 282.99 | 536.61 | 666.73
CSP | 0 | 0 | 0 | 0 | 0 | 0
CT | 0 | 0 | 0 | 0 | 0 | 0
Coal | 0 | 0 | 0 | 0 | 0 | 0
Geo | 0 | 0 | 0 | 0 | 0 | 0
H | 0 | 0 | 0 | 0 | 0 | 0
LFG | 0.01 | 0.01 | 0.01 | 0.09 | 0.09 | 0.09
Nuc | 217.02 | 221.45 | 235.29 | 195.6 | 154.22 | 93.47
PS | 0 | 0 | 0 | 0 | 0 | 0
PV | 0 | 0 | 0 | 0 | 0 | 0
PeakG | 0 | 0 | 0 | 0 | 0.38 | 0.41
PeakO | 0 | 0 | 0 | 0 | 0 | 0
ST | 0 | 0 | 0 | 0 | 0 | 0
STOG | 0 | 0 | 0 | 0 | 0 | 0
STWD | 0 | 0 | 0 | 0 | 0.03 | 0.22
WT | 0 | 0 | 0 | 0 | 0 | 0
IGCC | 0 | 0 | 0 | 0 | 0 | 0
DemandResponse | 0 | 0 | 0 | 0 | 0 | 0
IGCC-CCS | 0 | 0 | 0 | 0 | 0 | 0
WT_off | 0 | 0 | 0 | 0 | 0 | 0
PseudoUnit | 0 | 0 | 0 | 0 | 0 | 0
FixedInterchange | 0 | 0 | 0 | 0 | 0 | 0
Fuel Cost by Reporting Type: NYISO_G-I
ReportingType | 2015 | 2020 | 2025 | 2030 | 2035 | 2040
BM | 0 | 0 | 0 | 0 | 0 | 0
CC | 166.85 | 226.16 | 245.36 | 249.6 | 820.79 | 1969.65
CSP | 0 | 0 | 0 | 0 | 0 | 0
CT | 0 | 0 | 0 | 0 | 0 | 0
Coal | 0 | 0 | 0 | 0 | 0 | 0
Geo | 0 | 0 | 0 | 0 | 0 | 0
H | 0 | 0 | 0 | 0 | 0 | 0
LFG | 0 | 0 | 0 | 0.09 | 0.09 | 0.09
Nuc | 130.64 | 133.3 | 141.63 | 144.4 | 72.41 | 0.03
PS | 0 | 0 | 0 | 0 | 0 | 0
PV | 0 | 0 | 0 | 0 | 0 | 0
PeakG | 0 | 0 | 0 | 0 | 0 | 0.01
PeakO | 0 | 0 | 0 | 0 | 0 | 0
ST | 0 | 0 | 0 | 0 | 0 | 0
STOG | 0 | 0 | 0 | 0 | 0 | 0
STWD | 0 | 0 | 0 | 0 | 0 | 0
WT | 0 | 0 | 0 | 0 | 0 | 0
IGCC | 0 | 0 | 0 | 0 | 0 | 0
DemandResponse | 0 | 0 | 0 | 0 | 0 | 0
IGCC-CCS | 0 | 0 | 0 | 0 | 0 | 0
WT_off | 0 | 0 | 0 | 0 | 0 | 0
PseudoUnit | 0 | 0 | 0 | 0 | 0 | 0
FixedInterchange | 0 | 0 | 0 | 0 | 0 | 0
Fuel Cost by Reporting Type: NYISO_J-K
ReportingType | 2015 | 2020 | 2025 | 2030 | 2035 | 2040
BM | 0 | 0 | 0 | 0 | 0 | 0
CC | 726.34 | 852.97 | 893.65 | 896.89 | 1146.83 | 1315.92
CSP | 0 | 0 | 0 | 0 | 0 | 0
CT | 0 | 0 | 0.53 | 2.34 | 11.29 | 19.83
Coal | 0 | 0 | 0 | 0 | 0 | 0
Geo | 0 | 0 | 0 | 0 | 0 | 0
H | 0 | 0 | 0 | 0 | 0 | 0
LFG | 0 | 0 | 0 | 0.09 | 0.09 | 0.09
Nuc | 0 | 0 | 0 | 0 | 0 | 0
PS | 0 | 0 | 0 | 0 | 0 | 0
PV | 0 | 0 | 0 | 0 | 0 | 0
PeakG | 2.35 | 8.17 | 10.45 | 7.87 | 19.99 | 12.02
PeakO | 0 | 0 | 0 | 0 | 0 | 0
ST | 0 | 0 | 0 | 0 | 0 | 0
STOG | 44.03 | 65.14 | 88.52 | 74.2 | 115.23 | 158.34
STWD | 0 | 0 | 0 | 0 | 0 | 0
WT | 0 | 0 | 0 | 0 | 0 | 0
IGCC | 0 | 0 | 0 | 0 | 0 | 0
DemandResponse | 0 | 0 | 0 | 0 | 0 | 0
IGCC-CCS | 0 | 0 | 0 | 0 | 0 | 0
WT_off | 0 | 0 | 0 | 0 | 0 | 0
PseudoUnit | 0 | 0 | 0 | 0 | 0 | 0
FixedInterchange | 0 | 0 | 0 | 0 | 0 | 0
Fuel Cost by Reporting Type: PJM_E
ReportingType | 2015 | 2020 | 2025 | 2030 | 2035 | 2040
BM | 19.01 | 19.01 | 19.01 | 19.01 | 19.01 | 19.01
CC | 900.85 | 1417.91 | 1054.12 | 776.56 | 1680.43 | 2165.11
CSP | 0 | 0 | 0 | 0 | 0 | 0
CT | 0 | 0.04 | 0.01 | 0.05 | 0.6 | 0.17
Coal | 12.47 | 3.75 | 3.72 | 3.77 | 6.37 | 6.53
Geo | 0 | 0 | 0 | 0 | 0 | 0
H | 0 | 0 | 0 | 0 | 0 | 0
LFG | 0.01 | 0.18 | 0.18 | 0.18 | 0.18 | 0.18
Nuc | 563.79 | 533.75 | 567.11 | 578.18 | 415.32 | 329.35
PS | 0 | 0 | 0 | 0 | 0 | 0
PV | 0 | 0 | 0 | 0 | 0 | 0
PeakG | 1.2 | 4.21 | 13.86 | 12.76 | 56.9 | 19.5
PeakO | 0 | 0 | 0 | 0 | 0 | 0
ST | 0 | 0 | 0 | 0 | 0 | 0
STOG | 11.48 | 21.19 | 22.22 | 12.08 | 47.77 | 29.9
STWD | 0 | 0 | 0 | 0 | 0 | 0
WT | 0 | 0 | 0 | 0 | 0 | 0
IGCC | 0 | 0 | 0 | 0 | 0 | 0
DemandResponse | 0 | 0 | 0 | 0 | 0 | 0
IGCC-CCS | 0 | 0 | 0 | 0 | 0 | 0
WT_off | 0 | 0 | 0 | 0 | 0 | 0
PseudoUnit | 0 | 0 | 0 | 0 | 0 | 0
FixedInterchange | 0 | 0 | 0 | 0 | 0 | 0
Fuel Cost by Reporting Type: PJM_ROM
ReportingType | 2015 | 2020 | 2025 | 2030 | 2035 | 2040
BM | 11.41 | 22.08 | 22.08 | 984.32 | 1245.12 | 1245.12
CC | 575.9 | 748.92 | 626.22 | 509.93 | 985.66 | 4334.74
CSP | 0 | 0 | 0 | 0 | 0 | 0
CT | 0.01 | 0.03 | 0.09 | 0.03 | 0.37 | 0.11
Coal | 1141.78 | 944.97 | 911.42 | 815.67 | 1101.95 | 1136.28
Geo | 0 | 0 | 0 | 0 | 0 | 0
H | 0 | 0 | 0 | 0 | 0 | 0
LFG | 0.02 | 0.36 | 0.36 | 0.36 | 0.36 | 0.36
Nuc | 337.6 | 344.49 | 366.02 | 373.17 | 244.83 | 178.21
PS | 0 | 0 | 0 | 0 | 0 | 0
PV | 0 | 0 | 0 | 0 | 0 | 0
PeakG | 0 | 2.7 | 0.06 | 0 | 18.65 | 10.49
PeakO | 0 | 0 | 0 | 0 | 0 | 0
ST | 0 | 0 | 0 | 0 | 0 | 0
STOG | 35.46 | 69.51 | 72.94 | 38.76 | 131.8 | 128.01
STWD | 35.1 | 35.1 | 35.1 | 35.1 | 35.1 | 35.1
WT | 0 | 0 | 0 | 0 | 0 | 0
IGCC | 0 | 0 | 0 | 0 | 0 | 0
DemandResponse | 0 | 0 | 0 | 0 | 0 | 0
IGCC-CCS | 0 | 0 | 0 | 0 | 0 | 0
WT_off | 0 | 0 | 0 | 0 | 0 | 0
PseudoUnit | 0 | 0 | 0 | 0 | 0 | 0
FixedInterchange | 0 | 0 | 0 | 0 | 0 | 0
Fuel Cost by Reporting Type: PJM_ROR
ReportingType | 2015 | 2020 | 2025 | 2030 | 2035 | 2040
BM | 191.32 | 243.96 | 243.96 | 792.97 | 1320.91 | 1780.63
CC | 1991.82 | 2107.13 | 1618.18 | 996.99 | 1906.83 | 1840.27
CSP | 0 | 0 | 0 | 0 | 0 | 0
CT | 0.27 | 0.29 | 0.31 | 0.05 | 49.73 | 131.82
Coal | 7699.33 | 5656.13 | 5703.6 | 5877.57 | 6170.07 | 6550.67
Geo | 0 | 0 | 0 | 0 | 0 | 0
H | 0 | 0 | 0 | 0 | 0 | 0
LFG | 0.07 | 0.73 | 0.73 | 0.73 | 0.73 | 0.73
Nuc | 1319.64 | 1346.55 | 1430.71 | 1395.54 | 1084.35 | 728.88
PS | 0 | 0 | 0 | 0 | 0 | 0
PV | 0 | 0 | 0 | 0 | 0 | 0
PeakG | 62.31 | 71.57 | 56.44 | 28.64 | 79.53 | 88.59
PeakO | 0 | 0 | 0 | 0 | 0 | 0
ST | 0 | 0 | 0 | 0 | 0 | 0
STOG | 36.69 | 41.5 | 41.94 | 42.21 | 50.55 | 57.37
STWD | 103.87 | 103.87 | 103.87 | 103.87 | 103.87 | 103.87
WT | 0 | 0 | 0 | 0 | 0 | 0
IGCC | 0 | 0 | 0 | 0 | 0 | 0
DemandResponse | 0 | 0 | 0 | 0 | 0 | 0
IGCC-CCS | 0 | 0 | 0 | 0 | 0 | 0
WT_off | 0 | 0 | 0 | 0 | 0 | 0
PseudoUnit | 0 | 0 | 0 | 0 | 0 | 0
FixedInterchange | 0 | 0 | 0 | 0 | 0 | 0
Fuel Cost by Reporting Type: SOCO
ReportingType | 2015 | 2020 | 2025 | 2030 | 2035 | 2040
BM | 34.85 | 919 | 3938.3 | 4153.77 | 4153.77 | 4153.77
CC | 4208.69 | 4230.02 | 3322.21 | 2997.77 | 3230.6 | 3638.54
CSP | 0 | 0 | 0 | 0 | 0 | 0
CT | 0 | 0 | 0 | 0 | 0 | 0
Coal | 2396.78 | 2417.78 | 2596.98 | 2730.1 | 3010.04 | 4393.16
Geo | 0 | 0 | 0 | 0 | 0 | 0
H | 0 | 0 | 0 | 0 | 0 | 0
LFG | 0 | 0.14 | 0.14 | 0.14 | 0.14 | 0.14
Nuc | 396.64 | 551.11 | 585.56 | 596.99 | 596.99 | 398.46
PS | 0 | 0 | 0 | 0 | 0 | 0
PV | 0 | 0 | 0 | 0 | 0 | 0
PeakG | 36.7 | 62.6 | 44.05 | 27.95 | 60.33 | 70.53
PeakO | 0 | 0 | 0 | 0 | 0 | 0
ST | 0 | 0 | 0 | 0 | 0 | 0
STOG | 0 | 0 | 0 | 0 | 0 | 0
STWD | 392.54 | 392.54 | 392.54 | 392.54 | 392.54 | 392.54
WT | 0 | 0 | 0 | 0 | 0 | 0
IGCC | 0 | 0 | 0 | 0 | 0 | 0
DemandResponse | 0 | 0 | 0 | 0 | 0 | 0
IGCC-CCS | 0 | 0 | 0 | 0 | 0 | 0
WT_off | 0 | 0 | 0 | 0 | 0 | 0
PseudoUnit | 0 | 0 | 0 | 0 | 0 | 0
FixedInterchange | 0 | 0 | 0 | 0 | 0 | 0
Fuel Cost by Reporting Type: SPP_N
ReportingType | 2015 | 2020 | 2025 | 2030 | 2035 | 2040
BM | 0 | 0 | 0 | 0 | 0 | 0
CC | 235.75 | 116.89 | 74.71 | 53.44 | 82.3 | 82.11
CSP | 0 | 0 | 0 | 0 | 0 | 0
CT | 0 | 1.59 | 1.7 | 1.73 | 81.44 | 73.79
Coal | 1112.82 | 961.35 | 921.78 | 913.76 | 983.12 | 1161.51
Geo | 0 | 0 | 0 | 0 | 0 | 0
H | 0 | 0 | 0 | 0 | 0 | 0
LFG | 0 | 0 | 0 | 0.12 | 0.12 | 0.12
Nuc | 74.76 | 76.29 | 81.06 | 82.64 | 82.64 | 82.64
PS | 0 | 0 | 0 | 0 | 0 | 0
PV | 0 | 0 | 0 | 0 | 0 | 0
PeakG | 0 | 4.76 | 6.58 | 0.69 | 0 | 0
PeakO | 0 | 0 | 0 | 0 | 0 | 0
ST | 0 | 0 | 0 | 0 | 0 | 0
STOG | 17.43 | 37.57 | 40.14 | 37.04 | 49.5 | 54.45
STWD | 0 | 0 | 0 | 0 | 0 | 0
WT | 0 | 0 | 0 | 0 | 0 | 0
IGCC | 0 | 0 | 0 | 0 | 0 | 0
DemandResponse | 0 | 0 | 0 | 0 | 0 | 0
IGCC-CCS | 0 | 0 | 0 | 0 | 0 | 0
WT_off | 0 | 0 | 0 | 0 | 0 | 0
PseudoUnit | 0 | 0 | 0 | 0 | 0 | 0
FixedInterchange | 0 | 0 | 0 | 0 | 0 | 0
Fuel Cost by Reporting Type: SPP_S
ReportingType | 2015 | 2020 | 2025 | 2030 | 2035 | 2040
BM | 0 | 0 | 0 | 0 | 0 | 0
CC | 1589.85 | 1433.53 | 880.42 | 524.68 | 920.59 | 879.05
CSP | 0 | 0 | 0 | 0 | 0 | 0
CT | 0 | 0 | 0 | 0 | 0 | 0
Coal | 1935.88 | 1645.16 | 1580.76 | 1443.3 | 1816.93 | 1918.85
Geo | 0 | 0 | 0 | 0 | 0 | 0
H | 0 | 0 | 0 | 0 | 0 | 0
LFG | 0 | 0 | 0 | 0.12 | 0.12 | 0.12
Nuc | 0 | 0 | 0 | 0 | 0 | 0
PS | 0 | 0 | 0 | 0 | 0 | 0
PV | 0 | 0 | 0 | 0 | 0 | 0
PeakG | 0 | 0 | 0 | 0 | 0 | 0
PeakO | 0 | 0 | 0 | 0 | 0 | 0
ST | 0 | 0 | 0 | 0 | 0 | 0
STOG | 138.4 | 114.62 | 92.5 | 49.42 | 136.49 | 138.3
STWD | 50.06 | 4.73 | 2.8 | 2.57 | 4.66 | 4.66
WT | 0 | 0 | 0 | 0 | 0 | 0
IGCC | 0 | 0 | 0 | 0 | 0 | 0
DemandResponse | 0 | 0 | 0 | 0 | 0 | 0
IGCC-CCS | 0 | 0 | 0 | 0 | 0 | 0
WT_off | 0 | 0 | 0 | 0 | 0 | 0
PseudoUnit | 0 | 0 | 0 | 0 | 0 | 0
FixedInterchange | 0 | 0 | 0 | 0 | 0 | 0
Fuel Cost by Reporting Type: TVA
ReportingType | 2015 | 2020 | 2025 | 2030 | 2035 | 2040
BM | 0 | 1929.23 | 2129.57 | 4056.83 | 4438.9 | 4438.9
CC | 664.88 | 351.41 | 406.04 | 211.27 | 383.01 | 532.39
CSP | 0 | 0 | 0 | 0 | 0 | 0
CT | 0 | 0 | 0 | 0 | 0 | 10.16
Coal | 1990.47 | 1513.5 | 1508.44 | 1475.67 | 1621.16 | 1748.06
Geo | 0 | 0 | 0 | 0 | 0 | 0
H | 0 | 0 | 0 | 0 | 0 | 0
LFG | 0 | 0.14 | 0.14 | 0.14 | 0.14 | 0.14
Nuc | 542.87 | 553.94 | 588.56 | 600.05 | 420.73 | 329.46
PS | 0 | 0 | 0 | 0 | 0 | 0
PV | 0 | 0 | 0 | 0 | 0 | 0
PeakG | 0 | 0 | 0 | 0 | 1.65 | 0.05
PeakO | 0 | 0 | 0 | 0 | 0 | 0
ST | 0 | 0 | 0 | 0 | 0 | 0
STOG | 0 | 0 | 0 | 0 | 0 | 0
STWD | 2.75 | 2.75 | 2.75 | 2.75 | 2.75 | 2.75
WT | 0 | 0 | 0 | 0 | 0 | 0
IGCC | 0 | 0 | 0 | 0 | 0 | 0
DemandResponse | 0 | 0 | 0 | 0 | 0 | 0
IGCC-CCS | 0 | 0 | 0 | 0 | 0 | 0
WT_off | 0 | 0 | 0 | 0 | 0 | 0
PseudoUnit | 0 | 0 | 0 | 0 | 0 | 0
FixedInterchange | 0 | 0 | 0 | 0 | 0 | 0
Fuel Cost by Reporting Type: TVA_Transmission
ReportingType | 2015 | 2020 | 2025 | 2030 | 2035 | 2040
BM | 0 | 0 | 0 | 0 | 0 | 0
CC | 0 | 0 | 0 | 0 | 0 | 0
CSP | 0 | 0 | 0 | 0 | 0 | 0
CT | 0 | 0 | 0 | 0 | 0 | 0
Coal | 0 | 0 | 0 | 0 | 0 | 0
Geo | 0 | 0 | 0 | 0 | 0 | 0
H | 0 | 0 | 0 | 0 | 0 | 0
LFG | 0 | 0 | 0 | 0 | 0 | 0
Nuc | 0 | 0 | 0 | 0 | 0 | 0
PS | 0 | 0 | 0 | 0 | 0 | 0
PV | 0 | 0 | 0 | 0 | 0 | 0
PeakG | 0 | 0 | 0 | 0 | 0 | 0
PeakO | 0 | 0 | 0 | 0 | 0 | 0
ST | 0 | 0 | 0 | 0 | 0 | 0
STOG | 0 | 0 | 0 | 0 | 0 | 0
STWD | 0 | 0 | 0 | 0 | 0 | 0
WT | 0 | 0 | 0 | 0 | 0 | 0
IGCC | 0 | 0 | 0 | 0 | 0 | 0
DemandResponse | 0 | 0 | 0 | 0 | 0 | 0
IGCC-CCS | 0 | 0 | 0 | 0 | 0 | 0
WT_off | 0 | 0 | 0 | 0 | 0 | 0
PseudoUnit | 0 | 0 | 0 | 0 | 0 | 0
FixedInterchange | 0 | 0 | 0 | 0 | 0 | 0
Fuel Cost by Reporting Type: VACAR
ReportingType | 2015 | 2020 | 2025 | 2030 | 2035 | 2040
BM | 0.58 | 4426.92 | 4426.92 | 4426.92 | 4426.92 | 4426.92
CC | 1224.64 | 966.08 | 649.38 | 229.17 | 411.4 | 733.62
CSP | 0 | 0 | 0 | 0 | 0 | 0
CT | 24.59 | 27.72 | 20.78 | 4.87 | 24.5 | 40.69
Coal | 2949.04 | 1946.2 | 1646.41 | 870.19 | 1732.15 | 2255.58
Geo | 0 | 0 | 0 | 0 | 0 | 0
H | 0 | 0 | 0 | 0 | 0 | 0
LFG | 0 | 0.14 | 0.14 | 0.14 | 0.14 | 0.14
Nuc | 730.67 | 900.6 | 956.89 | 975.58 | 746.08 | 614.79
PS | 0 | 0 | 0 | 0 | 0 | 0
PV | 0 | 0 | 0 | 0 | 0 | 0
PeakG | 7.45 | 12.68 | 13.18 | 1.91 | 11.69 | 15.96
PeakO | 0 | 0 | 0 | 0 | 0 | 0
ST | 0 | 0 | 0 | 0 | 0 | 0
STOG | 0 | 0 | 0 | 0 | 0 | 0
STWD | 159.73 | 159.73 | 159.73 | 159.73 | 159.73 | 159.73
WT | 0 | 0 | 0 | 0 | 0 | 0
IGCC | 0 | 0 | 0 | 0 | 0 | 0
DemandResponse | 0 | 0 | 0 | 0 | 0 | 0
IGCC-CCS | 0 | 0 | 0 | 0 | 0 | 0
WT_off | 0 | 0 | 0 | 0 | 0 | 0
PseudoUnit | 0 | 0 | 0 | 0 | 0 | 0
FixedInterchange | 0 | 0 | 0 | 0 | 0 | 0
Fuel Cost by Reporting Type: IESO
ReportingType | 2015 | 2020 | 2025 | 2030 | 2035 | 2040
BM | 0 | 0 | 0 | 0 | 0 | 0
CC | 0.63 | 0.1 | 0.98 | 1.23 | 47.64 | 168.25
CSP | 0 | 0 | 0 | 0 | 0 | 0
CT | 0 | 0 | 0 | 0 | 0 | 2.35
Coal | 0 | 0 | 0 | 0 | 0 | 0
Geo | 0 | 0 | 0 | 0 | 0 | 0
H | 0 | 0 | 0 | 0 | 0 | 0
LFG | 0.02 | 0.02 | 0.02 | 0.02 | 0.02 | 0.02
Nuc | 712.69 | 685.08 | 776.79 | 831.22 | 869.51 | 757.81
PS | 0 | 0 | 0 | 0 | 0 | 0
PV | 0 | 0 | 0 | 0 | 0 | 0
PeakG | 0 | 0 | 0 | 0 | 0 | 0
PeakO | 0 | 0 | 0 | 0 | 0 | 0
ST | 0 | 0 | 0 | 0 | 0 | 0
STOG | 0 | 0 | 0 | 0 | 0 | 0
STWD | 0 | 0 | 0 | 0 | 0 | 0
WT | 0 | 0 | 0 | 0 | 0 | 0
IGCC | 0 | 0 | 0 | 0 | 0 | 0
DemandResponse | 0 | 0 | 0 | 0 | 0 | 0
IGCC-CCS | 0 | 0 | 0 | 0 | 0 | 0
WT_off | 0 | 0 | 0 | 0 | 0 | 0
PseudoUnit | 0 | 0 | 0 | 0 | 0 | 0
FixedInterchange | 0 | 0 | 0 | 0 | 0 | 0
Fuel Cost by Reporting Type: MAPP_CA
ReportingType | 2015 | 2020 | 2025 | 2030 | 2035 | 2040
BM | 0 | 0 | 0 | 0 | 0 | 0
CC | 113.46 | 133.12 | 19.61 | 0 | 0 | 0
CSP | 0 | 0 | 0 | 0 | 0 | 0
CT | 0 | 0 | 0 | 0 | 0 | 0
Coal | 19.1 | 50.43 | 0 | 0 | 0 | 0
Geo | 0 | 0 | 0 | 0 | 0 | 0
H | 0 | 0 | 0 | 0 | 0 | 0
LFG | 0 | 0 | 0 | 0 | 0 | 0
Nuc | 0 | 0 | 0 | 0 | 0 | 0
PS | 0 | 0 | 0 | 0 | 0 | 0
PV | 0 | 0 | 0 | 0 | 0 | 0
PeakG | 0 | 0 | 0 | 0 | 0 | 0
PeakO | 0 | 0 | 0 | 0 | 0 | 0
ST | 0 | 0 | 0 | 0 | 0 | 0
STOG | 0 | 0 | 0 | 0 | 0 | 0
STWD | 0 | 0 | 0 | 0 | 0 | 0
WT | 0 | 0 | 0 | 0 | 0 | 0
IGCC | 0 | 0 | 0 | 0 | 0 | 0
DemandResponse | 0 | 0 | 0 | 0 | 0 | 0
IGCC-CCS | 0 | 0 | 0 | 0 | 0 | 0
WT_off | 0 | 0 | 0 | 0 | 0 | 0
PseudoUnit | 0 | 0 | 0 | 0 | 0 | 0
FixedInterchange | 0 | 0 | 0 | 0 | 0 | 0
Fuel Cost by Reporting Type: AZ_NM_SNV_Coal
ReportingType | 2015 | 2020 | 2025 | 2030 | 2035 | 2040
BM | 0 | 0 | 0 | 0 | 0 | 0
CC | 0 | 0 | 0 | 0 | 0 | 0
CSP | 0 | 0 | 0 | 0 | 0 | 0
CT | 0 | 0 | 0 | 0 | 0 | 0
Coal | 1356.35 | 1320.25 | 1320.25 | 1320.25 | 1456.3 | 3086.55
Geo | 0 | 0 | 0 | 0 | 0 | 0
H | 0 | 0 | 0 | 0 | 0 | 0
LFG | 0 | 0 | 0 | 0 | 0 | 0
Nuc | 0 | 0 | 0 | 0 | 0 | 0
PS | 0 | 0 | 0 | 0 | 0 | 0
PV | 0 | 0 | 0 | 0 | 0 | 0
PeakG | 0 | 0 | 0 | 0 | 0 | 0
PeakO | 0 | 0 | 0 | 0 | 0 | 0
ST | 0 | 0 | 0 | 0 | 0 | 0
STOG | 0 | 0 | 0 | 0 | 0 | 0
STWD | 0 | 0 | 0 | 0 | 0 | 0
WT | 0 | 0 | 0 | 0 | 0 | 0
IGCC | 0 | 0 | 0 | 0 | 0 | 0
DemandResponse | 0 | 0 | 0 | 0 | 0 | 0
IGCC-CCS | 0 | 0 | 0 | 0 | 0 | 0
WT_off | 0 | 0 | 0 | 0 | 0 | 0
PseudoUnit | 0 | 0 | 0 | 0 | 0 | 0
FixedInterchange | 0 | 0 | 0 | 0 | 0 | 0
Fuel Cost by Reporting Type: AZ_NM_SNV_Gas
ReportingType | 2015 | 2020 | 2025 | 2030 | 2035 | 2040
BM | 0 | 0 | 0 | 0 | 0 | 0
CC | 3703.8 | 4957.64 | 5273.1 | 6834.3 | 8289.64 | 8644.19
CSP | 0 | 0 | 0 | 0 | 0 | 0
CT | 0 | 0 | 8.81 | 9.42 | 0 | 0
Coal | 0 | 0 | 0 | 0 | 0 | 0
Geo | 0 | 0 | 0 | 0 | 0 | 0
H | 0 | 0 | 0 | 0 | 0 | 0
LFG | 0 | 0 | 0 | 0 | 0 | 0
Nuc | 0 | 0 | 0 | 0 | 0 | 0
PS | 0 | 0 | 0 | 0 | 0 | 0
PV | 0 | 0 | 0 | 0 | 0 | 0
PeakG | 0 | 0 | 11.8 | 22.72 | 29.22 | 0
PeakO | 0 | 0 | 0 | 0 | 0 | 0
ST | 0 | 0 | 0 | 0 | 0 | 0
STOG | 0 | 0 | 0 | 0 | 0 | 0
STWD | 0 | 0 | 0 | 0 | 0 | 0
WT | 0 | 0 | 0 | 0 | 0 | 0
IGCC | 0 | 0 | 0 | 0 | 0 | 0
DemandResponse | 0 | 0 | 0 | 0 | 0 | 0
IGCC-CCS | 0 | 0 | 0 | 0 | 0 | 0
WT_off | 0 | 0 | 0 | 0 | 0 | 0
PseudoUnit | 0 | 0 | 0 | 0 | 0 | 0
FixedInterchange | 0 | 0 | 0 | 0 | 0 | 0
Fuel Cost by Reporting Type: AZ_NM_SNV_NucRenew
ReportingType | 2015 | 2020 | 2025 | 2030 | 2035 | 2040
BM | 0 | 0 | 0 | 0 | 0 | 0
CC | 0 | 0 | 0 | 0 | 0 | 0
CSP | 0 | 0 | 0 | 0 | 0 | 0
CT | 0 | 0 | 0 | 0 | 0 | 0
Coal | 0 | 0 | 0 | 0 | 0 | 0
Geo | 0 | 0 | 0 | 0 | 0 | 0
H | 0 | 0 | 0 | 0 | 0 | 0
LFG | 0 | 0 | 0.08 | 0.08 | 0.08 | 0.08
Nuc | 254.91 | 260.1 | 276.36 | 281.76 | 281.76 | 281.76
PS | 0 | 0 | 0 | 0 | 0 | 0
PV | 0 | 0 | 0 | 0 | 0 | 0
PeakG | 0 | 0 | 0 | 0 | 0 | 0
PeakO | 0 | 0 | 0 | 0 | 0 | 0
ST | 0 | 0 | 0 | 0 | 0 | 0
STOG | 0 | 0 | 0 | 0 | 0 | 0
STWD | 11.54 | 11.54 | 11.54 | 11.54 | 11.54 | 11.54
WT | 0 | 0 | 0 | 0 | 0 | 0
IGCC | 0 | 0 | 0 | 0 | 0 | 0
DemandResponse | 0 | 0 | 0 | 0 | 0 | 0
IGCC-CCS | 0 | 0 | 0 | 0 | 0 | 0
WT_off | 0 | 0 | 0 | 0 | 0 | 0
PseudoUnit | 0 | 0 | 0 | 0 | 0 | 0
FixedInterchange | 0 | 0 | 0 | 0 | 0 | 0
Fuel Cost by Reporting Type: ERCOT
ReportingType | 2015 | 2020 | 2025 | 2030 | 2035 | 2040
BM | 0 | 13.08 | 8.34 | 1169.65 | 1210.29 | 1284.03
CC | 5021.41 | 4852.06 | 4218.73 | 3695.11 | 4358.71 | 5401.37
CSP | 0 | 0 | 0 | 0 | 0 | 0
CT | 0 | 0 | 0 | 0 | 0 | 0
Coal | 2975.29 | 3184.88 | 3438.61 | 3435.67 | 3520.32 | 4116.31
Geo | 0 | 0 | 0 | 0 | 0 | 0
H | 0 | 0 | 0 | 0 | 0 | 0
LFG | 0 | 0 | 0.45 | 0.45 | 0.45 | 0.45
Nuc | 339.13 | 346.04 | 367.67 | 374.85 | 374.85 | 374.85
PS | 0 | 0 | 0 | 0 | 0 | 0
PV | 0 | 0 | 0 | 0 | 0 | 0
PeakG | 0 | 0 | 0 | 0 | 0 | 0
PeakO | 0 | 0 | 0 | 0 | 0 | 0
ST | 0 | 0 | 0 | 0 | 0 | 0
STOG | 260.35 | 297.94 | 319.22 | 292.51 | 323.08 | 329.46
STWD | 0 | 0 | 0 | 0 | 0 | 0
WT | 0 | 0 | 0 | 0 | 0 | 0
IGCC | 0 | 0 | 0 | 0 | 0 | 0
DemandResponse | 0 | 0 | 0 | 0 | 0 | 0
IGCC-CCS | 0 | 0 | 0 | 0 | 0 | 0
WT_off | 0 | 0 | 0 | 0 | 0 | 0
PseudoUnit | 0 | 0 | 0 | 0 | 0 | 0
FixedInterchange | 0 | 0 | 0 | 0 | 0 | 0
Fuel Cost by Reporting Type: NP15
ReportingType | 2015 | 2020 | 2025 | 2030 | 2035 | 2040
BM | 0 | 0 | 0 | 0 | 0 | 0
CC | 1311.65 | 1556.88 | 1231.34 | 1029.08 | 614.48 | 300.82
CSP | 0 | 0 | 0 | 0 | 0 | 0
CT | 0 | 0 | 0 | 0 | 0 | 0
Coal | 1.66 | 0 | 0 | 0 | 0 | 0
Geo | 0 | 0 | 0 | 0 | 0 | 0
H | 0 | 0 | 0 | 0 | 0 | 0
LFG | 0 | 0 | 0.72 | 0.72 | 0.72 | 0.72
Nuc | 150.62 | 153.69 | 163.3 | 166.49 | 166.49 | 166.49
PS | 0 | 0 | 0 | 0 | 0 | 0
PV | 0 | 0 | 0 | 0 | 0 | 0
PeakG | 0 | 0 | 0 | 0 | 0 | 0.86
PeakO | 0 | 0 | 0 | 0 | 0 | 0
ST | 0 | 0 | 0 | 0 | 0 | 0
STOG | 6.55 | 11.56 | 4.36 | 9.03 | 6.22 | 12.7
STWD | 244.45 | 244.45 | 244.45 | 244.45 | 244.45 | 244.45
WT | 0 | 0 | 0 | 0 | 0 | 0
IGCC | 0 | 0 | 0 | 0 | 0 | 0
DemandResponse | 0 | 0 | 0 | 0 | 0 | 0
IGCC-CCS | 0 | 0 | 0 | 0 | 0 | 0
WT_off | 0 | 0 | 0 | 0 | 0 | 0
PseudoUnit | 0 | 0 | 0 | 0 | 0 | 0
FixedInterchange | 0 | 0 | 0 | 0 | 0 | 0
Fuel Cost by Reporting Type: NWPP_Coal
ReportingType | 2015 | 2020 | 2025 | 2030 | 2035 | 2040
BM | 0 | 0 | 0 | 0 | 0 | 0
CC | 0 | 0 | 0 | 0 | 0 | 0
CSP | 0 | 0 | 0 | 0 | 0 | 0
CT | 0 | 0 | 0 | 0 | 0 | 0
Coal | 1520.65 | 1345.17 | 1365.92 | 1390.66 | 1441.49 | 1879.78
Geo | 0 | 0 | 0 | 0 | 0 | 0
H | 0 | 0 | 0 | 0 | 0 | 0
LFG | 0 | 0 | 0 | 0 | 0 | 0
Nuc | 0 | 0 | 0 | 0 | 0 | 0
PS | 0 | 0 | 0 | 0 | 0 | 0
PV | 0 | 0 | 0 | 0 | 0 | 0
PeakG | 0 | 0 | 0 | 0 | 0 | 0
PeakO | 0 | 0 | 0 | 0 | 0 | 0
ST | 0 | 0 | 0 | 0 | 0 | 0
STOG | 0 | 0 | 0 | 0 | 0 | 0
STWD | 0 | 0 | 0 | 0 | 0 | 0
WT | 0 | 0 | 0 | 0 | 0 | 0
IGCC | 0 | 0 | 0 | 0 | 0 | 0
DemandResponse | 0 | 0 | 0 | 0 | 0 | 0
IGCC-CCS | 0 | 0 | 0 | 0 | 0 | 0
WT_off | 0 | 0 | 0 | 0 | 0 | 0
PseudoUnit | 0 | 0 | 0 | 0 | 0 | 0
FixedInterchange | 0 | 0 | 0 | 0 | 0 | 0
Fuel Cost by Reporting Type: NWPP_Gas
ReportingType | 2015 | 2020 | 2025 | 2030 | 2035 | 2040
BM | 0 | 0 | 0 | 0 | 0 | 0
CC | 1730.69 | 1944.62 | 2091.2 | 3160.01 | 5315.37 | 6295.13
CSP | 0 | 0 | 0 | 0 | 0 | 0
CT | 0 | 0 | 0 | 0 | 0 | 0
Coal | 0 | 0 | 0 | 0 | 0 | 78.79
Geo | 0 | 0 | 0 | 0 | 0 | 0
H | 0 | 0 | 0 | 0 | 0 | 0
LFG | 0 | 0 | 0 | 0 | 0 | 0
Nuc | 0 | 0 | 0 | 0 | 0 | 0
PS | 0 | 0 | 0 | 0 | 0 | 0
PV | 0 | 0 | 0 | 0 | 0 | 0
PeakG | 0 | 0 | 0 | 0 | 0 | 0
PeakO | 0 | 0 | 0 | 0 | 0 | 0
ST | 0 | 0 | 0 | 0 | 0 | 0
STOG | 0 | 0 | 0 | 0 | 0 | 0
STWD | 0 | 0 | 0 | 0 | 0 | 0
WT | 0 | 0 | 0 | 0 | 0 | 0
IGCC | 0 | 0 | 0 | 0 | 0 | 0
DemandResponse | 0 | 0 | 0 | 0 | 0 | 0
IGCC-CCS | 0 | 0 | 0 | 0 | 0 | 0
WT_off | 0 | 0 | 0 | 0 | 0 | 0
PseudoUnit | 0 | 0 | 0 | 0 | 0 | 0
FixedInterchange | 0 | 0 | 0 | 0 | 0 | 0
Fuel Cost by Reporting Type: NWPP_NucRenew
ReportingType | 2015 | 2020 | 2025 | 2030 | 2035 | 2040
BM | 0 | 0 | 0 | 0 | 0 | 0.06
CC | 0 | 0 | 0 | 0 | 0 | 0
CSP | 0 | 0 | 0 | 0 | 0 | 0
CT | 0 | 0 | 0 | 0 | 0 | 0
Coal | 0 | 0 | 0 | 0 | 0 | 0
Geo | 0 | 0 | 0 | 0 | 0 | 0
H | 0 | 0 | 0 | 0 | 0 | 0
LFG | 0.03 | 0.03 | 0.3 | 0.34 | 0.34 | 0.34
Nuc | 71.13 | 72.58 | 77.12 | 78.63 | 78.63 | 78.63
PS | 0 | 0 | 0 | 0 | 0 | 0
PV | 0 | 0 | 0 | 0 | 0 | 0
PeakG | 0 | 0 | 0 | 0 | 0 | 0
PeakO | 0 | 0 | 0 | 0 | 0 | 0
ST | 0 | 0 | 0 | 0 | 0 | 0
STOG | 0 | 0 | 0 | 0 | 0 | 0
STWD | 0 | 6.29 | 90.42 | 203.71 | 203.71 | 203.65
WT | 0 | 0 | 0 | 0 | 0 | 0
IGCC | 0 | 0 | 0 | 0 | 0 | 0
DemandResponse | 0 | 0 | 0 | 0 | 0 | 0
IGCC-CCS | 0 | 0 | 0 | 0 | 0 | 0
WT_off | 0 | 0 | 0 | 0 | 0 | 0
PseudoUnit | 0 | 0 | 0 | 0 | 0 | 0
FixedInterchange | 0 | 0 | 0 | 0 | 0 | 0
Fuel Cost by Reporting Type: RMPA
ReportingType | 2015 | 2020 | 2025 | 2030 | 2035 | 2040
BM | 0 | 0 | 0 | 0 | 0 | 0
CC | 188.32 | 414.37 | 153.22 | 162.52 | 150.7 | 166.97
CSP | 0 | 0 | 0 | 0 | 0 | 0
CT | 0 | 0 | 0 | 0 | 0 | 0
Coal | 719.29 | 625.07 | 599.17 | 599.17 | 784.9 | 1047.16
Geo | 0 | 0 | 0 | 0 | 0 | 0
H | 0 | 0 | 0 | 0 | 0 | 0
LFG | 0 | 0 | 0 | 0.04 | 0.04 | 0.04
Nuc | 0 | 0 | 0 | 0 | 0 | 0
PS | 0 | 0 | 0 | 0 | 0 | 0
PV | 0 | 0 | 0 | 0 | 0 | 0
PeakG | 0.2 | 1.44 | 0.27 | 5.23 | 1.87 | 2.33
PeakO | 0 | 0 | 0 | 0 | 0 | 0
ST | 0 | 0 | 0 | 0 | 0 | 0
STOG | 0 | 0 | 0 | 0 | 0 | 0
STWD | 0 | 0 | 0 | 0 | 0 | 0
WT | 0 | 0 | 0 | 0 | 0 | 0
IGCC | 0 | 0 | 0 | 0 | 0 | 0
DemandResponse | 0 | 0 | 0 | 0 | 0 | 0
IGCC-CCS | 0 | 0 | 0 | 0 | 0 | 0
WT_off | 0 | 0 | 0 | 0 | 0 | 0
PseudoUnit | 0 | 0 | 0 | 0 | 0 | 0
FixedInterchange | 0 | 0 | 0 | 0 | 0 | 0
Fuel Cost by Reporting Type: SP15
ReportingType | 2015 | 2020 | 2025 | 2030 | 2035 | 2040
BM | 3.8 | 3.8 | 3.8 | 3.8 | 2.33 | 2.33
CC | 881.4 | 980.49 | 931.55 | 874.74 | 885.44 | 540.51
CSP | 0 | 0 | 0 | 0 | 0 | 0
CT | 0 | 0 | 0 | 0 | 0 | 0
Coal | 5.6 | 3.9 | 3.9 | 2.39 | 0 | 0
Geo | 0 | 0 | 0 | 0 | 0 | 0
H | 0 | 0 | 0 | 0 | 0 | 0
LFG | 0.01 | 0.68 | 0.72 | 0.72 | 0.72 | 0.72
Nuc | 139.02 | 141.86 | 150.73 | 153.67 | 153.67 | 153.67
PS | 0 | 0 | 0 | 0 | 0 | 0
PV | 0 | 0 | 0 | 0 | 0 | 0
PeakG | 0 | 0 | 0 | 0 | 0.34 | 0
PeakO | 0 | 0 | 0 | 0 | 0 | 0
ST | 0 | 0 | 0 | 0 | 0 | 0
STOG | 11.66 | 18.59 | 16.36 | 26.68 | 60.81 | 49.37
STWD | 62.63 | 62.63 | 62.63 | 62.63 | 62.63 | 62.63
WT | 0 | 0 | 0 | 0 | 0 | 0
IGCC | 0 | 0 | 0 | 0 | 0 | 0
DemandResponse | 0 | 0 | 0 | 0 | 0 | 0
IGCC-CCS | 0 | 0 | 0 | 0 | 0 | 0
WT_off | 0 | 0 | 0 | 0 | 0 | 0
PseudoUnit | 0 | 0 | 0 | 0 | 0 | 0
FixedInterchange | 0 | 0 | 0 | 0 | 0 | 0
Fuel Cost by Reporting Type: ALB
ReportingType | 2015 | 2020 | 2025 | 2030 | 2035 | 2040
BM | 0 | 0 | 0 | 0 | 0 | 0
CC | 673.85 | 916.65 | 1283.73 | 1644.26 | 2143.46 | 2629.95
CSP | 0 | 0 | 0 | 0 | 0 | 0
CT | 0 | 0 | 0 | 0 | 0 | 0
Coal | 280.92 | 217.7 | 217.7 | 217.7 | 325.51 | 352.59
Geo | 0 | 0 | 0 | 0 | 0 | 0
H | 0 | 0 | 0 | 0 | 0 | 0
LFG | 0 | 0 | 0 | 0 | 0 | 0
Nuc | 0 | 0 | 0 | 0 | 0 | 0
PS | 0 | 0 | 0 | 0 | 0 | 0
PV | 0 | 0 | 0 | 0 | 0 | 0
PeakG | 0 | 0 | 0 | 0 | 0 | 0
PeakO | 0 | 0 | 0 | 0 | 0 | 0
ST | 0 | 0 | 0 | 0 | 0 | 0
STOG | 0 | 0 | 0 | 0 | 0 | 0
STWD | 0 | 0 | 0 | 0 | 0 | 0
WT | 0 | 0 | 0 | 0 | 0 | 0
IGCC | 0 | 0 | 0 | 0 | 0 | 0
DemandResponse | 0 | 0 | 0 | 0 | 0 | 0
IGCC-CCS | 0 | 0 | 0 | 0 | 0 | 0
WT_off | 0 | 0 | 0 | 0 | 0 | 0
PseudoUnit | 0 | 0 | 0 | 0 | 0 | 0
FixedInterchange | 0 | 0 | 0 | 0 | 0 | 0
Fuel Cost by Reporting Type: BC
ReportingType | 2015 | 2020 | 2025 | 2030 | 2035 | 2040
BM | 0 | 0 | 0 | 0 | 0 | 0
CC | 334.08 | 433.42 | 643.74 | 948.14 | 1319.37 | 1780.2
CSP | 0 | 0 | 0 | 0 | 0 | 0
CT | 0 | 0 | 0 | 0 | 0 | 0
Coal | 0 | 0 | 0 | 0 | 0 | 0
Geo | 0 | 0 | 0 | 0 | 0 | 0
H | 0 | 0 | 0 | 0 | 0 | 0
LFG | 0 | 0 | 0 | 0 | 0 | 0
Nuc | 0 | 0 | 0 | 0 | 0 | 0
PS | 0 | 0 | 0 | 0 | 0 | 0
PV | 0 | 0 | 0 | 0 | 0 | 0
PeakG | 0 | 0 | 0 | 0 | 0 | 0
PeakO | 0 | 0 | 0 | 0 | 0 | 0
ST | 0 | 0 | 0 | 0 | 0 | 0
STOG | 0 | 0 | 0 | 0 | 0 | 0
STWD | 0 | 0 | 0 | 0 | 0 | 0
WT | 0 | 0 | 0 | 0 | 0 | 0
IGCC | 0 | 0 | 0 | 0 | 0 | 0
DemandResponse | 0 | 0 | 0 | 0 | 0 | 0
IGCC-CCS | 0 | 0 | 0 | 0 | 0 | 0
WT_off | 0 | 0 | 0 | 0 | 0 | 0
PseudoUnit | 0 | 0 | 0 | 0 | 0 | 0
FixedInterchange | 0 | 0 | 0 | 0 | 0 | 0
Fuel Cost by Reporting Type: HQ_IESO
ReportingType | 2015 | 2020 | 2025 | 2030 | 2035 | 2040
BM | 0 | 0 | 0 | 0 | 0 | 0
CC | 0 | 0 | 0 | 0 | 0 | 0
CSP | 0 | 0 | 0 | 0 | 0 | 0
CT | 0 | 0 | 0 | 0 | 0 | 0
Coal | 0 | 0 | 0 | 0 | 0 | 0
Geo | 0 | 0 | 0 | 0 | 0 | 0
H | 0 | 0 | 0 | 0 | 0 | 0
LFG | 0 | 0 | 0 | 0 | 0 | 0
Nuc | 0 | 0 | 0 | 0 | 0 | 0
PS | 0 | 0 | 0 | 0 | 0 | 0
PV | 0 | 0 | 0 | 0 | 0 | 0
PeakG | 0 | 0 | 0 | 0 | 0 | 0
PeakO | 0 | 0 | 0 | 0 | 0 | 0
ST | 0 | 0 | 0 | 0 | 0 | 0
STOG | 0 | 0 | 0 | 0 | 0 | 0
STWD | 0 | 0 | 0 | 0 | 0 | 0
WT | 0 | 0 | 0 | 0 | 0 | 0
IGCC | 0 | 0 | 0 | 0 | 0 | 0
DemandResponse | 0 | 0 | 0 | 0 | 0 | 0
IGCC-CCS | 0 | 0 | 0 | 0 | 0 | 0
WT_off | 0 | 0 | 0 | 0 | 0 | 0
PseudoUnit | 0 | 0 | 0 | 0 | 0 | 0
FixedInterchange | 0 | 0 | 0 | 0 | 0 | 0
Fuel Cost by Reporting Type: HQ_NEISO
ReportingType | 2015 | 2020 | 2025 | 2030 | 2035 | 2040
BM | 0 | 0 | 0 | 0 | 0 | 0
CC | 0 | 0 | 0 | 0 | 0 | 0
CSP | 0 | 0 | 0 | 0 | 0 | 0
CT | 0 | 0 | 0 | 0 | 0 | 0
Coal | 0 | 0 | 0 | 0 | 0 | 0
Geo | 0 | 0 | 0 | 0 | 0 | 0
H | 0 | 0 | 0 | 0 | 0 | 0
LFG | 0 | 0 | 0 | 0 | 0 | 0
Nuc | 0 | 0 | 0 | 0 | 0 | 0
PS | 0 | 0 | 0 | 0 | 0 | 0
PV | 0 | 0 | 0 | 0 | 0 | 0
PeakG | 0 | 0 | 0 | 0 | 0 | 0
PeakO | 0 | 0 | 0 | 0 | 0 | 0
ST | 0 | 0 | 0 | 0 | 0 | 0
STOG | 0 | 0 | 0 | 0 | 0 | 0
STWD | 0 | 0 | 0 | 0 | 0 | 0
WT | 0 | 0 | 0 | 0 | 0 | 0
IGCC | 0 | 0 | 0 | 0 | 0 | 0
DemandResponse | 0 | 0 | 0 | 0 | 0 | 0
IGCC-CCS | 0 | 0 | 0 | 0 | 0 | 0
WT_off | 0 | 0 | 0 | 0 | 0 | 0
PseudoUnit | 0 | 0 | 0 | 0 | 0 | 0
FixedInterchange | 0 | 0 | 0 | 0 | 0 | 0
Fuel Cost by Reporting Type: HQ_NY
ReportingType | 2015 | 2020 | 2025 | 2030 | 2035 | 2040
BM | 0 | 0 | 0 | 0 | 0 | 0
CC | 0 | 0 | 0 | 0 | 0 | 0
CSP | 0 | 0 | 0 | 0 | 0 | 0
CT | 0 | 0 | 0 | 0 | 0 | 0
Coal | 0 | 0 | 0 | 0 | 0 | 0
Geo | 0 | 0 | 0 | 0 | 0 | 0
H | 0 | 0 | 0 | 0 | 0 | 0
LFG | 0 | 0 | 0 | 0 | 0 | 0
Nuc | 0 | 0 | 0 | 0 | 0 | 0
PS | 0 | 0 | 0 | 0 | 0 | 0
PV | 0 | 0 | 0 | 0 | 0 | 0
PeakG | 0 | 0 | 0 | 0 | 0 | 0
PeakO | 0 | 0 | 0 | 0 | 0 | 0
ST | 0 | 0 | 0 | 0 | 0 | 0
STOG | 0 | 0 | 0 | 0 | 0 | 0
STWD | 0 | 0 | 0 | 0 | 0 | 0
WT | 0 | 0 | 0 | 0 | 0 | 0
IGCC | 0 | 0 | 0 | 0 | 0 | 0
DemandResponse | 0 | 0 | 0 | 0 | 0 | 0
IGCC-CCS | 0 | 0 | 0 | 0 | 0 | 0
WT_off | 0 | 0 | 0 | 0 | 0 | 0
PseudoUnit | 0 | 0 | 0 | 0 | 0 | 0
FixedInterchange | 0 | 0 | 0 | 0 | 0 | 0
Fuel Cost by Reporting Type: MARITIMES
ReportingType | 2015 | 2020 | 2025 | 2030 | 2035 | 2040
BM | 0 | 0 | 0 | 0 | 0 | 0
CC | 0 | 0 | 0 | 0 | 0 | 0
CSP | 0 | 0 | 0 | 0 | 0 | 0
CT | 0 | 0 | 0 | 0 | 0 | 0
Coal | 0 | 0 | 0 | 0 | 0 | 0
Geo | 0 | 0 | 0 | 0 | 0 | 0
H | 0 | 0 | 0 | 0 | 0 | 0
LFG | 0 | 0 | 0 | 0 | 0 | 0
Nuc | 0 | 0 | 0 | 0 | 0 | 0
PS | 0 | 0 | 0 | 0 | 0 | 0
PV | 0 | 0 | 0 | 0 | 0 | 0
PeakG | 0 | 0 | 0 | 0 | 0 | 0
PeakO | 0 | 0 | 0 | 0 | 0 | 0
ST | 0 | 0 | 0 | 0 | 0 | 0
STOG | 0 | 0 | 0 | 0 | 0 | 0
STWD | 0 | 0 | 0 | 0 | 0 | 0
WT | 0 | 0 | 0 | 0 | 0 | 0
IGCC | 0 | 0 | 0 | 0 | 0 | 0
DemandResponse | 0 | 0 | 0 | 0 | 0 | 0
IGCC-CCS | 0 | 0 | 0 | 0 | 0 | 0
WT_off | 0 | 0 | 0 | 0 | 0 | 0
PseudoUnit | 0 | 0 | 0 | 0 | 0 | 0
FixedInterchange | 0 | 0 | 0 | 0 | 0 | 0
Fuel Cost by Reporting Type: All
ReportingType | 2015 | 2020 | 2025 | 2030 | 2035 | 2040
BM | 420.78 | 8356.36 | 12086.85 | 16920.6 | 18132.56 | 18669.14
CC | 37320.77 | 41414.22 | 38295.91 | 37959.16 | 53257.74 | 65119.31
CSP | 0 | 0 | 0 | 0 | 0 | 0
CT | 84.82 | 121.45 | 141.56 | 88.08 | 323.61 | 477.24
Coal | 38856.86 | 33407.06 | 33747.04 | 32935.48 | 37328.81 | 44852.23
Geo | 0 | 0 | 0 | 0 | 0 | 0
H | 0 | 0 | 0 | 0 | 0 | 0
LFG | 0.25 | 2.74 | 5.56 | 6.49 | 6.49 | 6.49
Nuc | 7570.15 | 7942.25 | 8487.51 | 8585.15 | 6764.49 | 5326.78
PS | 0 | 0 | 0 | 0 | 0 | 0
PV | 0 | 0 | 0 | 0 | 0 | 0
PeakG | 173.89 | 267.83 | 300.85 | 234.03 | 481.8 | 417.97
PeakO | 0 | 0 | 0 | 0 | 0 | 0
ST | 0 | 0 | 0 | 0 | 0 | 0
STOG | 894.46 | 1043.5 | 1021.12 | 866.08 | 1232.81 | 1318.96
STWD | 1636.29 | 1676.76 | 1549.04 | 1691.48 | 1717.05 | 1761.6
WT | 0 | 0 | 0.01 | 0.01 | 0.01 | 0.01
IGCC | 90.4 | 91.12 | 90.97 | 92.47 | 95.25 | 99.98
DemandResponse | 0 | 0 | 0 | 0 | 0 | 0
IGCC-CCS | 0 | 0 | 0 | 0 | 0 | 0
WT_off | 0 | 0 | 0 | 0 | 0 | 0
PseudoUnit | 0 | 0 | 0 | 0 | 0 | 0
FixedInterchange | 0 | 0 | 0 | 0 | 0 | 0
Fuel Cost by Reporting Type: EI_US
ReportingType | 2015 | 2020 | 2025 | 2030 | 2035 | 2040
BM | 416.98 | 8339.49 | 12074.71 | 15747.14 | 16919.94 | 17382.72
CC | 23361.47 | 25224.87 | 22448.7 | 19609.78 | 30132.93 | 39191.94
CSP | 0 | 0 | 0 | 0 | 0 | 0
CT | 84.82 | 121.45 | 132.75 | 78.66 | 323.61 | 474.89
Coal | 31978 | 26659.67 | 26801.49 | 25969.64 | 29800.29 | 34291.04
Geo | 0 | 0 | 0 | 0 | 0 | 0
H | 0 | 0 | 0 | 0 | 0 | 0
LFG | 0.18 | 2.01 | 3.27 | 4.11 | 4.11 | 4.11
Nuc | 5902.64 | 6282.88 | 6675.54 | 6698.54 | 4839.59 | 3513.57
PS | 0 | 0 | 0 | 0 | 0 | 0
PV | 0 | 0 | 0 | 0 | 0 | 0
PeakG | 173.69 | 266.39 | 288.78 | 206.07 | 450.36 | 414.78
PeakO | 0 | 0 | 0 | 0 | 0 | 0
ST | 0 | 0 | 0 | 0 | 0 | 0
STOG | 615.89 | 715.41 | 681.18 | 537.87 | 842.7 | 927.43
STWD | 1317.67 | 1351.84 | 1139.99 | 1169.15 | 1194.72 | 1239.33
WT | 0 | 0 | 0 | 0.01 | 0.01 | 0.01
IGCC | 90.4 | 91.12 | 90.97 | 92.47 | 95.25 | 99.98
DemandResponse | 0 | 0 | 0 | 0 | 0 | 0
IGCC-CCS | 0 | 0 | 0 | 0 | 0 | 0
WT_off | 0 | 0 | 0 | 0 | 0 | 0
PseudoUnit | 0 | 0 | 0 | 0 | 0 | 0
FixedInterchange | 0 | 0 | 0 | 0 | 0 | 0
Fuel Cost by Reporting Type: EI_Canada
ReportingType | 2015 | 2020 | 2025 | 2030 | 2035 | 2040
BM | 0 | 0 | 0 | 0 | 0 | 0
CC | 114.1 | 133.21 | 20.59 | 1.23 | 47.64 | 168.25
CSP | 0 | 0 | 0 | 0 | 0 | 0
CT | 0 | 0 | 0 | 0 | 0 | 2.35
Coal | 19.1 | 50.43 | 0 | 0 | 0 | 0
Geo | 0 | 0 | 0 | 0 | 0 | 0
H | 0 | 0 | 0 | 0 | 0 | 0
LFG | 0.02 | 0.02 | 0.02 | 0.02 | 0.02 | 0.02
Nuc | 712.69 | 685.08 | 776.79 | 831.22 | 869.51 | 757.81
PS | 0 | 0 | 0 | 0 | 0 | 0
PV | 0 | 0 | 0 | 0 | 0 | 0
PeakG | 0 | 0 | 0 | 0 | 0 | 0
PeakO | 0 | 0 | 0 | 0 | 0 | 0
ST | 0 | 0 | 0 | 0 | 0 | 0
STOG | 0 | 0 | 0 | 0 | 0 | 0
STWD | 0 | 0 | 0 | 0 | 0 | 0
WT | 0 | 0 | 0 | 0 | 0 | 0
IGCC | 0 | 0 | 0 | 0 | 0 | 0
DemandResponse | 0 | 0 | 0 | 0 | 0 | 0
IGCC-CCS | 0 | 0 | 0 | 0 | 0 | 0
WT_off | 0 | 0 | 0 | 0 | 0 | 0
PseudoUnit | 0 | 0 | 0 | 0 | 0 | 0
FixedInterchange | 0 | 0 | 0 | 0 | 0 | 0
Fuel Cost by Reporting Type: EI
ReportingType | 2015 | 2020 | 2025 | 2030 | 2035 | 2040
BM | 416.98 | 8339.49 | 12074.71 | 15747.14 | 16919.94 | 17382.72
CC | 23475.57 | 25358.09 | 22469.29 | 19611.01 | 30180.57 | 39360.19
CSP | 0 | 0 | 0 | 0 | 0 | 0
CT | 84.82 | 121.45 | 132.75 | 78.66 | 323.61 | 477.24
Coal | 31997.1 | 26710.09 | 26801.49 | 25969.64 | 29800.29 | 34291.04
Geo | 0 | 0 | 0 | 0 | 0 | 0
H | 0 | 0 | 0 | 0 | 0 | 0
LFG | 0.2 | 2.03 | 3.29 | 4.13 | 4.13 | 4.13
Nuc | 6615.33 | 6967.96 | 7452.33 | 7529.76 | 5709.1 | 4271.38
PS | 0 | 0 | 0 | 0 | 0 | 0
PV | 0 | 0 | 0 | 0 | 0 | 0
PeakG | 173.69 | 266.39 | 288.78 | 206.07 | 450.36 | 414.78
PeakO | 0 | 0 | 0 | 0 | 0 | 0
ST | 0 | 0 | 0 | 0 | 0 | 0
STOG | 615.89 | 715.41 | 681.18 | 537.87 | 842.7 | 927.43
STWD | 1317.67 | 1351.84 | 1139.99 | 1169.15 | 1194.72 | 1239.33
WT | 0 | 0 | 0 | 0.01 | 0.01 | 0.01
IGCC | 90.4 | 91.12 | 90.97 | 92.47 | 95.25 | 99.98
DemandResponse | 0 | 0 | 0 | 0 | 0 | 0
IGCC-CCS | 0 | 0 | 0 | 0 | 0 | 0
WT_off | 0 | 0 | 0 | 0 | 0 | 0
PseudoUnit | 0 | 0 | 0 | 0 | 0 | 0
FixedInterchange | 0 | 0 | 0 | 0 | 0 | 0
Fuel Cost by Reporting Type: Outside_EI
ReportingType | 2015 | 2020 | 2025 | 2030 | 2035 | 2040
BM | 3.8 | 16.88 | 12.14 | 1173.45 | 1212.63 | 1286.43
CC | 13845.2 | 16056.14 | 15826.62 | 18348.15 | 23077.16 | 25759.12
CSP | 0 | 0 | 0 | 0 | 0 | 0
CT | 0 | 0 | 8.81 | 9.42 | 0 | 0
Coal | 6859.76 | 6696.96 | 6945.55 | 6965.84 | 7528.52 | 10561.19
Geo | 0 | 0 | 0 | 0 | 0 | 0
H | 0 | 0 | 0 | 0 | 0 | 0
LFG | 0.05 | 0.71 | 2.27 | 2.36 | 2.36 | 2.36
Nuc | 954.81 | 974.28 | 1035.18 | 1055.4 | 1055.4 | 1055.4
PS | 0 | 0 | 0 | 0 | 0 | 0
PV | 0 | 0 | 0 | 0 | 0 | 0
PeakG | 0.2 | 1.44 | 12.07 | 27.96 | 31.43 | 3.19
PeakO | 0 | 0 | 0 | 0 | 0 | 0
ST | 0 | 0 | 0 | 0 | 0 | 0
STOG | 278.56 | 328.09 | 339.94 | 328.22 | 390.11 | 391.53
STWD | 318.62 | 324.91 | 409.05 | 522.33 | 522.33 | 522.27
WT | 0 | 0 | 0 | 0 | 0 | 0
IGCC | 0 | 0 | 0 | 0 | 0 | 0
DemandResponse | 0 | 0 | 0 | 0 | 0 | 0
IGCC-CCS | 0 | 0 | 0 | 0 | 0 | 0
WT_off | 0 | 0 | 0 | 0 | 0 | 0
PseudoUnit | 0 | 0 | 0 | 0 | 0 | 0
FixedInterchange | 0 | 0 | 0 | 0 | 0 | 0
#7 | Emission Cost ($million)
==== Emission Program: TitleIV_CAIRSO2 : (SO2) ====
Emission Cost by Reporting Type: Entergy
ReportingType | 2015 | 2020 | 2025 | 2030 | 2035 | 2040
BM | 0 | 0 | 0 | 0 | 0 | 0
CC | 0 | 0 | 0 | 0 | 0 | 0
CSP | 0 | 0 | 0 | 0 | 0 | 0
CT | 0 | 0 | 0 | 0 | 0 | 0
Coal | 41.57 | 0 | 0 | 0 | 0 | 0
Geo | 0 | 0 | 0 | 0 | 0 | 0
H | 0 | 0 | 0 | 0 | 0 | 0
LFG | 0 | 0 | 0 | 0 | 0 | 0
Nuc | 0 | 0 | 0 | 0 | 0 | 0
PS | 0 | 0 | 0 | 0 | 0 | 0
PV | 0 | 0 | 0 | 0 | 0 | 0
PeakG | 0 | 0 | 0 | 0 | 0 | 0
PeakO | 0 | 0 | 0 | 0 | 0 | 0
ST | 0 | 0 | 0 | 0 | 0 | 0
STOG | 0 | 0 | 0 | 0 | 0 | 0
STWD | 0 | 0 | 0 | 0 | 0 | 0
WT | 0 | 0 | 0 | 0 | 0 | 0
IGCC | 0 | 0 | 0 | 0 | 0 | 0
DemandResponse | 0 | 0 | 0 | 0 | 0 | 0
IGCC-CCS | 0 | 0 | 0 | 0 | 0 | 0
WT_off | 0 | 0 | 0 | 0 | 0 | 0
PseudoUnit | 0 | 0 | 0 | 0 | 0 | 0
FixedInterchange | 0 | 0 | 0 | 0 | 0 | 0
Emission Cost by Reporting Type: FRCC
ReportingType | 2015 | 2020 | 2025 | 2030 | 2035 | 2040
BM | 0 | 0 | 0 | 0 | 0 | 0
CC | 0 | 0 | 0 | 0 | 0 | 0
CSP | 0 | 0 | 0 | 0 | 0 | 0
CT | 0 | 0 | 0 | 0 | 0 | 0
Coal | 8.79 | 0 | 0 | 0 | 0 | 0
Geo | 0 | 0 | 0 | 0 | 0 | 0
H | 0 | 0 | 0 | 0 | 0 | 0
LFG | 0 | 0 | 0 | 0 | 0 | 0
Nuc | 0 | 0 | 0 | 0 | 0 | 0
PS | 0 | 0 | 0 | 0 | 0 | 0
PV | 0 | 0 | 0 | 0 | 0 | 0
PeakG | 0 | 0 | 0 | 0 | 0 | 0
PeakO | 0 | 0 | 0 | 0 | 0 | 0
ST | 0 | 0 | 0 | 0 | 0 | 0
STOG | 0 | 0 | 0 | 0 | 0 | 0
STWD | 0 | 0 | 0 | 0 | 0 | 0
WT | 0 | 0 | 0 | 0 | 0 | 0
IGCC | 0 | 0 | 0 | 0 | 0 | 0
DemandResponse | 0 | 0 | 0 | 0 | 0 | 0
IGCC-CCS | 0 | 0 | 0 | 0 | 0 | 0
WT_off | 0 | 0 | 0 | 0 | 0 | 0
PseudoUnit | 0 | 0 | 0 | 0 | 0 | 0
FixedInterchange | 0 | 0 | 0 | 0 | 0 | 0
Emission Cost by Reporting Type: MAPP_US
ReportingType | 2015 | 2020 | 2025 | 2030 | 2035 | 2040
BM | 0 | 0 | 0 | 0 | 0 | 0
CC | 0 | 0 | 0 | 0 | 0 | 0
CSP | 0 | 0 | 0 | 0 | 0 | 0
CT | 0 | 0 | 0 | 0 | 0 | 0
Coal | 1.88 | 0 | 0 | 0 | 0 | 0
Geo | 0 | 0 | 0 | 0 | 0 | 0
H | 0 | 0 | 0 | 0 | 0 | 0
LFG | 0 | 0 | 0 | 0 | 0 | 0
Nuc | 0 | 0 | 0 | 0 | 0 | 0
PS | 0 | 0 | 0 | 0 | 0 | 0
PV | 0 | 0 | 0 | 0 | 0 | 0
PeakG | 0 | 0 | 0 | 0 | 0 | 0
PeakO | 0 | 0 | 0 | 0 | 0 | 0
ST | 0 | 0 | 0 | 0 | 0 | 0
STOG | 0 | 0 | 0 | 0 | 0 | 0
STWD | 0 | 0 | 0 | 0 | 0 | 0
WT | 0 | 0 | 0 | 0 | 0 | 0
IGCC | 0 | 0 | 0 | 0 | 0 | 0
DemandResponse | 0 | 0 | 0 | 0 | 0 | 0
IGCC-CCS | 0 | 0 | 0 | 0 | 0 | 0
WT_off | 0 | 0 | 0 | 0 | 0 | 0
PseudoUnit | 0 | 0 | 0 | 0 | 0 | 0
FixedInterchange | 0 | 0 | 0 | 0 | 0 | 0
Emission Cost by Reporting Type: MISO_IN
ReportingType | 2015 | 2020 | 2025 | 2030 | 2035 | 2040
BM | 0 | 0 | 0 | 0 | 0 | 0
CC | 0 | 0 | 0 | 0 | 0 | 0
CSP | 0 | 0 | 0 | 0 | 0 | 0
CT | 0 | 0 | 0 | 0 | 0 | 0
Coal | 33.42 | 0 | 0 | 0 | 0 | 0
Geo | 0 | 0 | 0 | 0 | 0 | 0
H | 0 | 0 | 0 | 0 | 0 | 0
LFG | 0 | 0 | 0 | 0 | 0 | 0
Nuc | 0 | 0 | 0 | 0 | 0 | 0
PS | 0 | 0 | 0 | 0 | 0 | 0
PV | 0 | 0 | 0 | 0 | 0 | 0
PeakG | 0 | 0 | 0 | 0 | 0 | 0
PeakO | 0 | 0 | 0 | 0 | 0 | 0
ST | 0 | 0 | 0 | 0 | 0 | 0
STOG | 0 | 0 | 0 | 0 | 0 | 0
STWD | 0 | 0 | 0 | 0 | 0 | 0
WT | 0 | 0 | 0 | 0 | 0 | 0
IGCC | 0.27 | 0 | 0 | 0 | 0 | 0
DemandResponse | 0 | 0 | 0 | 0 | 0 | 0
IGCC-CCS | 0 | 0 | 0 | 0 | 0 | 0
WT_off | 0 | 0 | 0 | 0 | 0 | 0
PseudoUnit | 0 | 0 | 0 | 0 | 0 | 0
FixedInterchange | 0 | 0 | 0 | 0 | 0 | 0
Emission Cost by Reporting Type: MISO_MI
ReportingType | 2015 | 2020 | 2025 | 2030 | 2035 | 2040
BM | 0 | 0 | 0 | 0 | 0 | 0
CC | 0 | 0 | 0 | 0 | 0 | 0
CSP | 0 | 0 | 0 | 0 | 0 | 0
CT | 0 | 0 | 0 | 0 | 0 | 0
Coal | 31.33 | 0 | 0 | 0 | 0 | 0
Geo | 0 | 0 | 0 | 0 | 0 | 0
H | 0 | 0 | 0 | 0 | 0 | 0
LFG | 0 | 0 | 0 | 0 | 0 | 0
Nuc | 0 | 0 | 0 | 0 | 0 | 0
PS | 0 | 0 | 0 | 0 | 0 | 0
PV | 0 | 0 | 0 | 0 | 0 | 0
PeakG | 0 | 0 | 0 | 0 | 0 | 0
PeakO | 0 | 0 | 0 | 0 | 0 | 0
ST | 0 | 0 | 0 | 0 | 0 | 0
STOG | 0 | 0 | 0 | 0 | 0 | 0
STWD | 0 | 0 | 0 | 0 | 0 | 0
WT | 0 | 0 | 0 | 0 | 0 | 0
IGCC | 0 | 0 | 0 | 0 | 0 | 0
DemandResponse | 0 | 0 | 0 | 0 | 0 | 0
IGCC-CCS | 0 | 0 | 0 | 0 | 0 | 0
WT_off | 0 | 0 | 0 | 0 | 0 | 0
PseudoUnit | 0 | 0 | 0 | 0 | 0 | 0
FixedInterchange | 0 | 0 | 0 | 0 | 0 | 0
Emission Cost by Reporting Type: MISO_MO-IL
ReportingType | 2015 | 2020 | 2025 | 2030 | 2035 | 2040
BM | 0 | 0 | 0 | 0 | 0 | 0
CC | 0 | 0 | 0 | 0 | 0 | 0
CSP | 0 | 0 | 0 | 0 | 0 | 0
CT | 0 | 0 | 0 | 0 | 0 | 0
Coal | 63.26 | 0 | 0 | 0 | 0 | 0
Geo | 0 | 0 | 0 | 0 | 0 | 0
H | 0 | 0 | 0 | 0 | 0 | 0
LFG | 0 | 0 | 0 | 0 | 0 | 0
Nuc | 0 | 0 | 0 | 0 | 0 | 0
PS | 0 | 0 | 0 | 0 | 0 | 0
PV | 0 | 0 | 0 | 0 | 0 | 0
PeakG | 0 | 0 | 0 | 0 | 0 | 0
PeakO | 0 | 0 | 0 | 0 | 0 | 0
ST | 0 | 0 | 0 | 0 | 0 | 0
STOG | 0 | 0 | 0 | 0 | 0 | 0
STWD | 0 | 0 | 0 | 0 | 0 | 0
WT | 0 | 0 | 0 | 0 | 0 | 0
IGCC | 0 | 0 | 0 | 0 | 0 | 0
DemandResponse | 0 | 0 | 0 | 0 | 0 | 0
IGCC-CCS | 0 | 0 | 0 | 0 | 0 | 0
WT_off | 0 | 0 | 0 | 0 | 0 | 0
PseudoUnit | 0 | 0 | 0 | 0 | 0 | 0
FixedInterchange | 0 | 0 | 0 | 0 | 0 | 0
Emission Cost by Reporting Type: MISO_W
ReportingType | 2015 | 2020 | 2025 | 2030 | 2035 | 2040
BM | 0 | 0 | 0 | 0 | 0 | 0
CC | 0 | 0 | 0 | 0 | 0 | 0
CSP | 0 | 0 | 0 | 0 | 0 | 0
CT | 0 | 0 | 0 | 0 | 0 | 0
Coal | 30.58 | 0 | 0 | 0 | 0 | 0
Geo | 0 | 0 | 0 | 0 | 0 | 0
H | 0 | 0 | 0 | 0 | 0 | 0
LFG | 0 | 0 | 0 | 0 | 0 | 0
Nuc | 0 | 0 | 0 | 0 | 0 | 0
PS | 0 | 0 | 0 | 0 | 0 | 0
PV | 0 | 0 | 0 | 0 | 0 | 0
PeakG | 0 | 0 | 0 | 0 | 0 | 0
PeakO | 0 | 0 | 0 | 0 | 0 | 0
ST | 0 | 0 | 0 | 0 | 0 | 0
STOG | 0 | 0 | 0 | 0 | 0 | 0
STWD | 0 | 0 | 0 | 0 | 0 | 0
WT | 0 | 0 | 0 | 0 | 0 | 0
IGCC | 0 | 0 | 0 | 0 | 0 | 0
DemandResponse | 0 | 0 | 0 | 0 | 0 | 0
IGCC-CCS | 0 | 0 | 0 | 0 | 0 | 0
WT_off | 0 | 0 | 0 | 0 | 0 | 0
PseudoUnit | 0 | 0 | 0 | 0 | 0 | 0
FixedInterchange | 0 | 0 | 0 | 0 | 0 | 0
Emission Cost by Reporting Type: MISO_WUMS
ReportingType | 2015 | 2020 | 2025 | 2030 | 2035 | 2040
BM | 0 | 0 | 0 | 0 | 0 | 0
CC | 0 | 0 | 0 | 0 | 0 | 0
CSP | 0 | 0 | 0 | 0 | 0 | 0
CT | 0 | 0 | 0 | 0 | 0 | 0
Coal | 4.01 | 0 | 0 | 0 | 0 | 0
Geo | 0 | 0 | 0 | 0 | 0 | 0
H | 0 | 0 | 0 | 0 | 0 | 0
LFG | 0 | 0 | 0 | 0 | 0 | 0
Nuc | 0 | 0 | 0 | 0 | 0 | 0
PS | 0 | 0 | 0 | 0 | 0 | 0
PV | 0 | 0 | 0 | 0 | 0 | 0
PeakG | 0 | 0 | 0 | 0 | 0 | 0
PeakO | 0 | 0 | 0 | 0 | 0 | 0
ST | 0 | 0 | 0 | 0 | 0 | 0
STOG | 0 | 0 | 0 | 0 | 0 | 0
STWD | 0 | 0 | 0 | 0 | 0 | 0
WT | 0 | 0 | 0 | 0 | 0 | 0
IGCC | 0 | 0 | 0 | 0 | 0 | 0
DemandResponse | 0 | 0 | 0 | 0 | 0 | 0
IGCC-CCS | 0 | 0 | 0 | 0 | 0 | 0
WT_off | 0 | 0 | 0 | 0 | 0 | 0
PseudoUnit | 0 | 0 | 0 | 0 | 0 | 0
FixedInterchange | 0 | 0 | 0 | 0 | 0 | 0
Emission Cost by Reporting Type: Nebraska
ReportingType | 2015 | 2020 | 2025 | 2030 | 2035 | 2040
BM | 0 | 0 | 0 | 0 | 0 | 0
CC | 0 | 0 | 0 | 0 | 0 | 0
CSP | 0 | 0 | 0 | 0 | 0 | 0
CT | 0 | 0 | 0 | 0 | 0 | 0
Coal | 4.8 | 0 | 0 | 0 | 0 | 0
Geo | 0 | 0 | 0 | 0 | 0 | 0
H | 0 | 0 | 0 | 0 | 0 | 0
LFG | 0 | 0 | 0 | 0 | 0 | 0
Nuc | 0 | 0 | 0 | 0 | 0 | 0
PS | 0 | 0 | 0 | 0 | 0 | 0
PV | 0 | 0 | 0 | 0 | 0 | 0
PeakG | 0 | 0 | 0 | 0 | 0 | 0
PeakO | 0 | 0 | 0 | 0 | 0 | 0
ST | 0 | 0 | 0 | 0 | 0 | 0
STOG | 0 | 0 | 0 | 0 | 0 | 0
STWD | 0 | 0 | 0 | 0 | 0 | 0
WT | 0 | 0 | 0 | 0 | 0 | 0
IGCC | 0 | 0 | 0 | 0 | 0 | 0
DemandResponse | 0 | 0 | 0 | 0 | 0 | 0
IGCC-CCS | 0 | 0 | 0 | 0 | 0 | 0
WT_off | 0 | 0 | 0 | 0 | 0 | 0
PseudoUnit | 0 | 0 | 0 | 0 | 0 | 0
FixedInterchange | 0 | 0 | 0 | 0 | 0 | 0
Emission Cost by Reporting Type: NEISO
ReportingType | 2015 | 2020 | 2025 | 2030 | 2035 | 2040
BM | 0 | 0 | 0 | 0 | 0 | 0
CC | 0 | 0 | 0 | 0 | 0 | 0
CSP | 0 | 0 | 0 | 0 | 0 | 0
CT | 0 | 0 | 0 | 0 | 0 | 0
Coal | 0 | 0 | 0 | 0 | 0 | 0
Geo | 0 | 0 | 0 | 0 | 0 | 0
H | 0 | 0 | 0 | 0 | 0 | 0
LFG | 0 | 0 | 0 | 0 | 0 | 0
Nuc | 0 | 0 | 0 | 0 | 0 | 0
PS | 0 | 0 | 0 | 0 | 0 | 0
PV | 0 | 0 | 0 | 0 | 0 | 0
PeakG | 0 | 0 | 0 | 0 | 0 | 0
PeakO | 0 | 0 | 0 | 0 | 0 | 0
ST | 0 | 0 | 0 | 0 | 0 | 0
STOG | 0 | 0 | 0 | 0 | 0 | 0
STWD | 0 | 0 | 0 | 0 | 0 | 0
WT | 0 | 0 | 0 | 0 | 0 | 0
IGCC | 0 | 0 | 0 | 0 | 0 | 0
DemandResponse | 0 | 0 | 0 | 0 | 0 | 0
IGCC-CCS | 0 | 0 | 0 | 0 | 0 | 0
WT_off | 0 | 0 | 0 | 0 | 0 | 0
PseudoUnit | 0 | 0 | 0 | 0 | 0 | 0
FixedInterchange | 0 | 0 | 0 | 0 | 0 | 0
Emission Cost by Reporting Type: NonRTO_Midwest
ReportingType | 2015 | 2020 | 2025 | 2030 | 2035 | 2040
BM | 0 | 0 | 0 | 0 | 0 | 0
CC | 0 | 0 | 0 | 0 | 0 | 0
CSP | 0 | 0 | 0 | 0 | 0 | 0
CT | 0 | 0 | 0 | 0 | 0 | 0
Coal | 17.65 | 0 | 0 | 0 | 0 | 0
Geo | 0 | 0 | 0 | 0 | 0 | 0
H | 0 | 0 | 0 | 0 | 0 | 0
LFG | 0 | 0 | 0 | 0 | 0 | 0
Nuc | 0 | 0 | 0 | 0 | 0 | 0
PS | 0 | 0 | 0 | 0 | 0 | 0
PV | 0 | 0 | 0 | 0 | 0 | 0
PeakG | 0 | 0 | 0 | 0 | 0 | 0
PeakO | 0 | 0 | 0 | 0 | 0 | 0
ST | 0 | 0 | 0 | 0 | 0 | 0
STOG | 0 | 0 | 0 | 0 | 0 | 0
STWD | 0 | 0 | 0 | 0 | 0 | 0
WT | 0 | 0 | 0 | 0 | 0 | 0
IGCC | 0 | 0 | 0 | 0 | 0 | 0
DemandResponse | 0 | 0 | 0 | 0 | 0 | 0
IGCC-CCS | 0 | 0 | 0 | 0 | 0 | 0
WT_off | 0 | 0 | 0 | 0 | 0 | 0
PseudoUnit | 0 | 0 | 0 | 0 | 0 | 0
FixedInterchange | 0 | 0 | 0 | 0 | 0 | 0
Emission Cost by Reporting Type: NYISO_A-F
ReportingType | 2015 | 2020 | 2025 | 2030 | 2035 | 2040
BM | 0 | 0 | 0 | 0 | 0 | 0
CC | 0 | 0 | 0 | 0 | 0 | 0
CSP | 0 | 0 | 0 | 0 | 0 | 0
CT | 0 | 0 | 0 | 0 | 0 | 0
Coal | 0 | 0 | 0 | 0 | 0 | 0
Geo | 0 | 0 | 0 | 0 | 0 | 0
H | 0 | 0 | 0 | 0 | 0 | 0
LFG | 0 | 0 | 0 | 0 | 0 | 0
Nuc | 0 | 0 | 0 | 0 | 0 | 0
PS | 0 | 0 | 0 | 0 | 0 | 0
PV | 0 | 0 | 0 | 0 | 0 | 0
PeakG | 0 | 0 | 0 | 0 | 0 | 0
PeakO | 0 | 0 | 0 | 0 | 0 | 0
ST | 0 | 0 | 0 | 0 | 0 | 0
STOG | 0 | 0 | 0 | 0 | 0 | 0
STWD | 0 | 0 | 0 | 0 | 0 | 0
WT | 0 | 0 | 0 | 0 | 0 | 0
IGCC | 0 | 0 | 0 | 0 | 0 | 0
DemandResponse | 0 | 0 | 0 | 0 | 0 | 0
IGCC-CCS | 0 | 0 | 0 | 0 | 0 | 0
WT_off | 0 | 0 | 0 | 0 | 0 | 0
PseudoUnit | 0 | 0 | 0 | 0 | 0 | 0
FixedInterchange | 0 | 0 | 0 | 0 | 0 | 0
Emission Cost by Reporting Type: NYISO_G-I
ReportingType | 2015 | 2020 | 2025 | 2030 | 2035 | 2040
BM | 0 | 0 | 0 | 0 | 0 | 0
CC | 0 | 0 | 0 | 0 | 0 | 0
CSP | 0 | 0 | 0 | 0 | 0 | 0
CT | 0 | 0 | 0 | 0 | 0 | 0
Coal | 0 | 0 | 0 | 0 | 0 | 0
Geo | 0 | 0 | 0 | 0 | 0 | 0
H | 0 | 0 | 0 | 0 | 0 | 0
LFG | 0 | 0 | 0 | 0 | 0 | 0
Nuc | 0 | 0 | 0 | 0 | 0 | 0
PS | 0 | 0 | 0 | 0 | 0 | 0
PV | 0 | 0 | 0 | 0 | 0 | 0
PeakG | 0 | 0 | 0 | 0 | 0 | 0
PeakO | 0 | 0 | 0 | 0 | 0 | 0
ST | 0 | 0 | 0 | 0 | 0 | 0
STOG | 0 | 0 | 0 | 0 | 0 | 0
STWD | 0 | 0 | 0 | 0 | 0 | 0
WT | 0 | 0 | 0 | 0 | 0 | 0
IGCC | 0 | 0 | 0 | 0 | 0 | 0
DemandResponse | 0 | 0 | 0 | 0 | 0 | 0
IGCC-CCS | 0 | 0 | 0 | 0 | 0 | 0
WT_off | 0 | 0 | 0 | 0 | 0 | 0
PseudoUnit | 0 | 0 | 0 | 0 | 0 | 0
FixedInterchange | 0 | 0 | 0 | 0 | 0 | 0
Emission Cost by Reporting Type: NYISO_J-K
ReportingType | 2015 | 2020 | 2025 | 2030 | 2035 | 2040
BM | 0 | 0 | 0 | 0 | 0 | 0
CC | 0 | 0 | 0 | 0 | 0 | 0
CSP | 0 | 0 | 0 | 0 | 0 | 0
CT | 0 | 0 | 0 | 0 | 0 | 0
Coal | 0 | 0 | 0 | 0 | 0 | 0
Geo | 0 | 0 | 0 | 0 | 0 | 0
H | 0 | 0 | 0 | 0 | 0 | 0
LFG | 0 | 0 | 0 | 0 | 0 | 0
Nuc | 0 | 0 | 0 | 0 | 0 | 0
PS | 0 | 0 | 0 | 0 | 0 | 0
PV | 0 | 0 | 0 | 0 | 0 | 0
PeakG | 0 | 0 | 0 | 0 | 0 | 0
PeakO | 0 | 0 | 0 | 0 | 0 | 0
ST | 0 | 0 | 0 | 0 | 0 | 0
STOG | 0 | 0 | 0 | 0 | 0 | 0
STWD | 0 | 0 | 0 | 0 | 0 | 0
WT | 0 | 0 | 0 | 0 | 0 | 0
IGCC | 0 | 0 | 0 | 0 | 0 | 0
DemandResponse | 0 | 0 | 0 | 0 | 0 | 0
IGCC-CCS | 0 | 0 | 0 | 0 | 0 | 0
WT_off | 0 | 0 | 0 | 0 | 0 | 0
PseudoUnit | 0 | 0 | 0 | 0 | 0 | 0
FixedInterchange | 0 | 0 | 0 | 0 | 0 | 0
Emission Cost by Reporting Type: PJM_E
ReportingType | 2015 | 2020 | 2025 | 2030 | 2035 | 2040
BM | 0 | 0 | 0 | 0 | 0 | 0
CC | 0 | 0 | 0 | 0 | 0 | 0
CSP | 0 | 0 | 0 | 0 | 0 | 0
CT | 0 | 0 | 0 | 0 | 0 | 0
Coal | 0.02 | 0 | 0 | 0 | 0 | 0
Geo | 0 | 0 | 0 | 0 | 0 | 0
H | 0 | 0 | 0 | 0 | 0 | 0
LFG | 0 | 0 | 0 | 0 | 0 | 0
Nuc | 0 | 0 | 0 | 0 | 0 | 0
PS | 0 | 0 | 0 | 0 | 0 | 0
PV | 0 | 0 | 0 | 0 | 0 | 0
PeakG | 0 | 0 | 0 | 0 | 0 | 0
PeakO | 0 | 0 | 0 | 0 | 0 | 0
ST | 0 | 0 | 0 | 0 | 0 | 0
STOG | 0 | 0 | 0 | 0 | 0 | 0
STWD | 0 | 0 | 0 | 0 | 0 | 0
WT | 0 | 0 | 0 | 0 | 0 | 0
IGCC | 0 | 0 | 0 | 0 | 0 | 0
DemandResponse | 0 | 0 | 0 | 0 | 0 | 0
IGCC-CCS | 0 | 0 | 0 | 0 | 0 | 0
WT_off | 0 | 0 | 0 | 0 | 0 | 0
PseudoUnit | 0 | 0 | 0 | 0 | 0 | 0
FixedInterchange | 0 | 0 | 0 | 0 | 0 | 0
Emission Cost by Reporting Type: PJM_ROM
ReportingType | 2015 | 2020 | 2025 | 2030 | 2035 | 2040
BM | 0 | 0 | 0 | 0 | 0 | 0
CC | 0 | 0 | 0 | 0 | 0 | 0
CSP | 0 | 0 | 0 | 0 | 0 | 0
CT | 0 | 0 | 0 | 0 | 0 | 0
Coal | 18.02 | 0 | 0 | 0 | 0 | 0
Geo | 0 | 0 | 0 | 0 | 0 | 0
H | 0 | 0 | 0 | 0 | 0 | 0
LFG | 0 | 0 | 0 | 0 | 0 | 0
Nuc | 0 | 0 | 0 | 0 | 0 | 0
PS | 0 | 0 | 0 | 0 | 0 | 0
PV | 0 | 0 | 0 | 0 | 0 | 0
PeakG | 0 | 0 | 0 | 0 | 0 | 0
PeakO | 0 | 0 | 0 | 0 | 0 | 0
ST | 0 | 0 | 0 | 0 | 0 | 0
STOG | 0 | 0 | 0 | 0 | 0 | 0
STWD | 0 | 0 | 0 | 0 | 0 | 0
WT | 0 | 0 | 0 | 0 | 0 | 0
IGCC | 0 | 0 | 0 | 0 | 0 | 0
DemandResponse | 0 | 0 | 0 | 0 | 0 | 0
IGCC-CCS | 0 | 0 | 0 | 0 | 0 | 0
WT_off | 0 | 0 | 0 | 0 | 0 | 0
PseudoUnit | 0 | 0 | 0 | 0 | 0 | 0
FixedInterchange | 0 | 0 | 0 | 0 | 0 | 0
Emission Cost by Reporting Type: PJM_ROR
ReportingType | 2015 | 2020 | 2025 | 2030 | 2035 | 2040
BM | 0 | 0 | 0 | 0 | 0 | 0
CC | 0 | 0 | 0 | 0 | 0 | 0
CSP | 0 | 0 | 0 | 0 | 0 | 0
CT | 0 | 0 | 0 | 0 | 0 | 0
Coal | 180.37 | 0 | 0 | 0 | 0 | 0
Geo | 0 | 0 | 0 | 0 | 0 | 0
H | 0 | 0 | 0 | 0 | 0 | 0
LFG | 0 | 0 | 0 | 0 | 0 | 0
Nuc | 0 | 0 | 0 | 0 | 0 | 0
PS | 0 | 0 | 0 | 0 | 0 | 0
PV | 0 | 0 | 0 | 0 | 0 | 0
PeakG | 0 | 0 | 0 | 0 | 0 | 0
PeakO | 0 | 0 | 0 | 0 | 0 | 0
ST | 0 | 0 | 0 | 0 | 0 | 0
STOG | 0 | 0 | 0 | 0 | 0 | 0
STWD | 0 | 0 | 0 | 0 | 0 | 0
WT | 0 | 0 | 0 | 0 | 0 | 0
IGCC | 0 | 0 | 0 | 0 | 0 | 0
DemandResponse | 0 | 0 | 0 | 0 | 0 | 0
IGCC-CCS | 0 | 0 | 0 | 0 | 0 | 0
WT_off | 0 | 0 | 0 | 0 | 0 | 0
PseudoUnit | 0 | 0 | 0 | 0 | 0 | 0
FixedInterchange | 0 | 0 | 0 | 0 | 0 | 0
Emission Cost by Reporting Type: SOCO
ReportingType | 2015 | 2020 | 2025 | 2030 | 2035 | 2040
BM | 0 | 0 | 0 | 0 | 0 | 0
CC | 0 | 0 | 0 | 0 | 0 | 0
CSP | 0 | 0 | 0 | 0 | 0 | 0
CT | 0 | 0 | 0 | 0 | 0 | 0
Coal | 37.03 | 0 | 0 | 0 | 0 | 0
Geo | 0 | 0 | 0 | 0 | 0 | 0
H | 0 | 0 | 0 | 0 | 0 | 0
LFG | 0 | 0 | 0 | 0 | 0 | 0
Nuc | 0 | 0 | 0 | 0 | 0 | 0
PS | 0 | 0 | 0 | 0 | 0 | 0
PV | 0 | 0 | 0 | 0 | 0 | 0
PeakG | 0 | 0 | 0 | 0 | 0 | 0
PeakO | 0 | 0 | 0 | 0 | 0 | 0
ST | 0 | 0 | 0 | 0 | 0 | 0
STOG | 0 | 0 | 0 | 0 | 0 | 0
STWD | 0 | 0 | 0 | 0 | 0 | 0
WT | 0 | 0 | 0 | 0 | 0 | 0
IGCC | 0 | 0 | 0 | 0 | 0 | 0
DemandResponse | 0 | 0 | 0 | 0 | 0 | 0
IGCC-CCS | 0 | 0 | 0 | 0 | 0 | 0
WT_off | 0 | 0 | 0 | 0 | 0 | 0
PseudoUnit | 0 | 0 | 0 | 0 | 0 | 0
FixedInterchange | 0 | 0 | 0 | 0 | 0 | 0
Emission Cost by Reporting Type: SPP_N
ReportingType | 2015 | 2020 | 2025 | 2030 | 2035 | 2040
BM | 0 | 0 | 0 | 0 | 0 | 0
CC | 0 | 0 | 0 | 0 | 0 | 0
CSP | 0 | 0 | 0 | 0 | 0 | 0
CT | 0 | 0 | 0 | 0 | 0 | 0
Coal | 6.86 | 0 | 0 | 0 | 0 | 0
Geo | 0 | 0 | 0 | 0 | 0 | 0
H | 0 | 0 | 0 | 0 | 0 | 0
LFG | 0 | 0 | 0 | 0 | 0 | 0
Nuc | 0 | 0 | 0 | 0 | 0 | 0
PS | 0 | 0 | 0 | 0 | 0 | 0
PV | 0 | 0 | 0 | 0 | 0 | 0
PeakG | 0 | 0 | 0 | 0 | 0 | 0
PeakO | 0 | 0 | 0 | 0 | 0 | 0
ST | 0 | 0 | 0 | 0 | 0 | 0
STOG | 0 | 0 | 0 | 0 | 0 | 0
STWD | 0 | 0 | 0 | 0 | 0 | 0
WT | 0 | 0 | 0 | 0 | 0 | 0
IGCC | 0 | 0 | 0 | 0 | 0 | 0
DemandResponse | 0 | 0 | 0 | 0 | 0 | 0
IGCC-CCS | 0 | 0 | 0 | 0 | 0 | 0
WT_off | 0 | 0 | 0 | 0 | 0 | 0
PseudoUnit | 0 | 0 | 0 | 0 | 0 | 0
FixedInterchange | 0 | 0 | 0 | 0 | 0 | 0
Emission Cost by Reporting Type: SPP_S
ReportingType | 2015 | 2020 | 2025 | 2030 | 2035 | 2040
BM | 0 | 0 | 0 | 0 | 0 | 0
CC | 0 | 0 | 0 | 0 | 0 | 0
CSP | 0 | 0 | 0 | 0 | 0 | 0
CT | 0 | 0 | 0 | 0 | 0 | 0
Coal | 20.45 | 0 | 0 | 0 | 0 | 0
Geo | 0 | 0 | 0 | 0 | 0 | 0
H | 0 | 0 | 0 | 0 | 0 | 0
LFG | 0 | 0 | 0 | 0 | 0 | 0
Nuc | 0 | 0 | 0 | 0 | 0 | 0
PS | 0 | 0 | 0 | 0 | 0 | 0
PV | 0 | 0 | 0 | 0 | 0 | 0
PeakG | 0 | 0 | 0 | 0 | 0 | 0
PeakO | 0 | 0 | 0 | 0 | 0 | 0
ST | 0 | 0 | 0 | 0 | 0 | 0
STOG | 0 | 0 | 0 | 0 | 0 | 0
STWD | 0 | 0 | 0 | 0 | 0 | 0
WT | 0 | 0 | 0 | 0 | 0 | 0
IGCC | 0 | 0 | 0 | 0 | 0 | 0
DemandResponse | 0 | 0 | 0 | 0 | 0 | 0
IGCC-CCS | 0 | 0 | 0 | 0 | 0 | 0
WT_off | 0 | 0 | 0 | 0 | 0 | 0
PseudoUnit | 0 | 0 | 0 | 0 | 0 | 0
FixedInterchange | 0 | 0 | 0 | 0 | 0 | 0
Emission Cost by Reporting Type: TVA
ReportingType | 2015 | 2020 | 2025 | 2030 | 2035 | 2040
BM | 0 | 0 | 0 | 0 | 0 | 0
CC | 0 | 0 | 0 | 0 | 0 | 0
CSP | 0 | 0 | 0 | 0 | 0 | 0
CT | 0 | 0 | 0 | 0 | 0 | 0
Coal | 45.52 | 0 | 0 | 0 | 0 | 0
Geo | 0 | 0 | 0 | 0 | 0 | 0
H | 0 | 0 | 0 | 0 | 0 | 0
LFG | 0 | 0 | 0 | 0 | 0 | 0
Nuc | 0 | 0 | 0 | 0 | 0 | 0
PS | 0 | 0 | 0 | 0 | 0 | 0
PV | 0 | 0 | 0 | 0 | 0 | 0
PeakG | 0 | 0 | 0 | 0 | 0 | 0
PeakO | 0 | 0 | 0 | 0 | 0 | 0
ST | 0 | 0 | 0 | 0 | 0 | 0
STOG | 0 | 0 | 0 | 0 | 0 | 0
STWD | 0 | 0 | 0 | 0 | 0 | 0
WT | 0 | 0 | 0 | 0 | 0 | 0
IGCC | 0 | 0 | 0 | 0 | 0 | 0
DemandResponse | 0 | 0 | 0 | 0 | 0 | 0
IGCC-CCS | 0 | 0 | 0 | 0 | 0 | 0
WT_off | 0 | 0 | 0 | 0 | 0 | 0
PseudoUnit | 0 | 0 | 0 | 0 | 0 | 0
FixedInterchange | 0 | 0 | 0 | 0 | 0 | 0
Emission Cost by Reporting Type: TVA_Transmission
ReportingType | 2015 | 2020 | 2025 | 2030 | 2035 | 2040
BM | 0 | 0 | 0 | 0 | 0 | 0
CC | 0 | 0 | 0 | 0 | 0 | 0
CSP | 0 | 0 | 0 | 0 | 0 | 0
CT | 0 | 0 | 0 | 0 | 0 | 0
Coal | 0 | 0 | 0 | 0 | 0 | 0
Geo | 0 | 0 | 0 | 0 | 0 | 0
H | 0 | 0 | 0 | 0 | 0 | 0
LFG | 0 | 0 | 0 | 0 | 0 | 0
Nuc | 0 | 0 | 0 | 0 | 0 | 0
PS | 0 | 0 | 0 | 0 | 0 | 0
PV | 0 | 0 | 0 | 0 | 0 | 0
PeakG | 0 | 0 | 0 | 0 | 0 | 0
PeakO | 0 | 0 | 0 | 0 | 0 | 0
ST | 0 | 0 | 0 | 0 | 0 | 0
STOG | 0 | 0 | 0 | 0 | 0 | 0
STWD | 0 | 0 | 0 | 0 | 0 | 0
WT | 0 | 0 | 0 | 0 | 0 | 0
IGCC | 0 | 0 | 0 | 0 | 0 | 0
DemandResponse | 0 | 0 | 0 | 0 | 0 | 0
IGCC-CCS | 0 | 0 | 0 | 0 | 0 | 0
WT_off | 0 | 0 | 0 | 0 | 0 | 0
PseudoUnit | 0 | 0 | 0 | 0 | 0 | 0
FixedInterchange | 0 | 0 | 0 | 0 | 0 | 0
Emission Cost by Reporting Type: VACAR
ReportingType | 2015 | 2020 | 2025 | 2030 | 2035 | 2040
BM | 0 | 0 | 0 | 0 | 0 | 0
CC | 0 | 0 | 0 | 0 | 0 | 0
CSP | 0 | 0 | 0 | 0 | 0 | 0
CT | 0 | 0 | 0 | 0 | 0 | 0
Coal | 22.38 | 0 | 0 | 0 | 0 | 0
Geo | 0 | 0 | 0 | 0 | 0 | 0
H | 0 | 0 | 0 | 0 | 0 | 0
LFG | 0 | 0 | 0 | 0 | 0 | 0
Nuc | 0 | 0 | 0 | 0 | 0 | 0
PS | 0 | 0 | 0 | 0 | 0 | 0
PV | 0 | 0 | 0 | 0 | 0 | 0
PeakG | 0 | 0 | 0 | 0 | 0 | 0
PeakO | 0 | 0 | 0 | 0 | 0 | 0
ST | 0 | 0 | 0 | 0 | 0 | 0
STOG | 0 | 0 | 0 | 0 | 0 | 0
STWD | 0 | 0 | 0 | 0 | 0 | 0
WT | 0 | 0 | 0 | 0 | 0 | 0
IGCC | 0 | 0 | 0 | 0 | 0 | 0
DemandResponse | 0 | 0 | 0 | 0 | 0 | 0
IGCC-CCS | 0 | 0 | 0 | 0 | 0 | 0
WT_off | 0 | 0 | 0 | 0 | 0 | 0
PseudoUnit | 0 | 0 | 0 | 0 | 0 | 0
FixedInterchange | 0 | 0 | 0 | 0 | 0 | 0
Emission Cost by Reporting Type: IESO
ReportingType | 2015 | 2020 | 2025 | 2030 | 2035 | 2040
BM | 0 | 0 | 0 | 0 | 0 | 0
CC | 0 | 0 | 0 | 0 | 0 | 0
CSP | 0 | 0 | 0 | 0 | 0 | 0
CT | 0 | 0 | 0 | 0 | 0 | 0
Coal | 0 | 0 | 0 | 0 | 0 | 0
Geo | 0 | 0 | 0 | 0 | 0 | 0
H | 0 | 0 | 0 | 0 | 0 | 0
LFG | 0 | 0 | 0 | 0 | 0 | 0
Nuc | 0 | 0 | 0 | 0 | 0 | 0
PS | 0 | 0 | 0 | 0 | 0 | 0
PV | 0 | 0 | 0 | 0 | 0 | 0
PeakG | 0 | 0 | 0 | 0 | 0 | 0
PeakO | 0 | 0 | 0 | 0 | 0 | 0
ST | 0 | 0 | 0 | 0 | 0 | 0
STOG | 0 | 0 | 0 | 0 | 0 | 0
STWD | 0 | 0 | 0 | 0 | 0 | 0
WT | 0 | 0 | 0 | 0 | 0 | 0
IGCC | 0 | 0 | 0 | 0 | 0 | 0
DemandResponse | 0 | 0 | 0 | 0 | 0 | 0
IGCC-CCS | 0 | 0 | 0 | 0 | 0 | 0
WT_off | 0 | 0 | 0 | 0 | 0 | 0
PseudoUnit | 0 | 0 | 0 | 0 | 0 | 0
FixedInterchange | 0 | 0 | 0 | 0 | 0 | 0
Emission Cost by Reporting Type: MAPP_CA
ReportingType | 2015 | 2020 | 2025 | 2030 | 2035 | 2040
BM | 0 | 0 | 0 | 0 | 0 | 0
CC | 0 | 0 | 0 | 0 | 0 | 0
CSP | 0 | 0 | 0 | 0 | 0 | 0
CT | 0 | 0 | 0 | 0 | 0 | 0
Coal | 0 | 0 | 0 | 0 | 0 | 0
Geo | 0 | 0 | 0 | 0 | 0 | 0
H | 0 | 0 | 0 | 0 | 0 | 0
LFG | 0 | 0 | 0 | 0 | 0 | 0
Nuc | 0 | 0 | 0 | 0 | 0 | 0
PS | 0 | 0 | 0 | 0 | 0 | 0
PV | 0 | 0 | 0 | 0 | 0 | 0
PeakG | 0 | 0 | 0 | 0 | 0 | 0
PeakO | 0 | 0 | 0 | 0 | 0 | 0
ST | 0 | 0 | 0 | 0 | 0 | 0
STOG | 0 | 0 | 0 | 0 | 0 | 0
STWD | 0 | 0 | 0 | 0 | 0 | 0
WT | 0 | 0 | 0 | 0 | 0 | 0
IGCC | 0 | 0 | 0 | 0 | 0 | 0
DemandResponse | 0 | 0 | 0 | 0 | 0 | 0
IGCC-CCS | 0 | 0 | 0 | 0 | 0 | 0
WT_off | 0 | 0 | 0 | 0 | 0 | 0
PseudoUnit | 0 | 0 | 0 | 0 | 0 | 0
FixedInterchange | 0 | 0 | 0 | 0 | 0 | 0
Emission Cost by Reporting Type: AZ_NM_SNV_Coal
ReportingType | 2015 | 2020 | 2025 | 2030 | 2035 | 2040
BM | 0 | 0 | 0 | 0 | 0 | 0
CC | 0 | 0 | 0 | 0 | 0 | 0
CSP | 0 | 0 | 0 | 0 | 0 | 0
CT | 0 | 0 | 0 | 0 | 0 | 0
Coal | 1.3 | 0 | 0 | 0 | 0 | 0
Geo | 0 | 0 | 0 | 0 | 0 | 0
H | 0 | 0 | 0 | 0 | 0 | 0
LFG | 0 | 0 | 0 | 0 | 0 | 0
Nuc | 0 | 0 | 0 | 0 | 0 | 0
PS | 0 | 0 | 0 | 0 | 0 | 0
PV | 0 | 0 | 0 | 0 | 0 | 0
PeakG | 0 | 0 | 0 | 0 | 0 | 0
PeakO | 0 | 0 | 0 | 0 | 0 | 0
ST | 0 | 0 | 0 | 0 | 0 | 0
STOG | 0 | 0 | 0 | 0 | 0 | 0
STWD | 0 | 0 | 0 | 0 | 0 | 0
WT | 0 | 0 | 0 | 0 | 0 | 0
IGCC | 0 | 0 | 0 | 0 | 0 | 0
DemandResponse | 0 | 0 | 0 | 0 | 0 | 0
IGCC-CCS | 0 | 0 | 0 | 0 | 0 | 0
WT_off | 0 | 0 | 0 | 0 | 0 | 0
PseudoUnit | 0 | 0 | 0 | 0 | 0 | 0
FixedInterchange | 0 | 0 | 0 | 0 | 0 | 0
Emission Cost by Reporting Type: AZ_NM_SNV_Gas
ReportingType | 2015 | 2020 | 2025 | 2030 | 2035 | 2040
BM | 0 | 0 | 0 | 0 | 0 | 0
CC | 0 | 0 | 0 | 0 | 0 | 0
CSP | 0 | 0 | 0 | 0 | 0 | 0
CT | 0 | 0 | 0 | 0 | 0 | 0
Coal | 0 | 0 | 0 | 0 | 0 | 0
Geo | 0 | 0 | 0 | 0 | 0 | 0
H | 0 | 0 | 0 | 0 | 0 | 0
LFG | 0 | 0 | 0 | 0 | 0 | 0
Nuc | 0 | 0 | 0 | 0 | 0 | 0
PS | 0 | 0 | 0 | 0 | 0 | 0
PV | 0 | 0 | 0 | 0 | 0 | 0
PeakG | 0 | 0 | 0 | 0 | 0 | 0
PeakO | 0 | 0 | 0 | 0 | 0 | 0
ST | 0 | 0 | 0 | 0 | 0 | 0
STOG | 0 | 0 | 0 | 0 | 0 | 0
STWD | 0 | 0 | 0 | 0 | 0 | 0
WT | 0 | 0 | 0 | 0 | 0 | 0
IGCC | 0 | 0 | 0 | 0 | 0 | 0
DemandResponse | 0 | 0 | 0 | 0 | 0 | 0
IGCC-CCS | 0 | 0 | 0 | 0 | 0 | 0
WT_off | 0 | 0 | 0 | 0 | 0 | 0
PseudoUnit | 0 | 0 | 0 | 0 | 0 | 0
FixedInterchange | 0 | 0 | 0 | 0 | 0 | 0
Emission Cost by Reporting Type: AZ_NM_SNV_NucRenew
ReportingType | 2015 | 2020 | 2025 | 2030 | 2035 | 2040
BM | 0 | 0 | 0 | 0 | 0 | 0
CC | 0 | 0 | 0 | 0 | 0 | 0
CSP | 0 | 0 | 0 | 0 | 0 | 0
CT | 0 | 0 | 0 | 0 | 0 | 0
Coal | 0 | 0 | 0 | 0 | 0 | 0
Geo | 0 | 0 | 0 | 0 | 0 | 0
H | 0 | 0 | 0 | 0 | 0 | 0
LFG | 0 | 0 | 0 | 0 | 0 | 0
Nuc | 0 | 0 | 0 | 0 | 0 | 0
PS | 0 | 0 | 0 | 0 | 0 | 0
PV | 0 | 0 | 0 | 0 | 0 | 0
PeakG | 0 | 0 | 0 | 0 | 0 | 0
PeakO | 0 | 0 | 0 | 0 | 0 | 0
ST | 0 | 0 | 0 | 0 | 0 | 0
STOG | 0 | 0 | 0 | 0 | 0 | 0
STWD | 0 | 0 | 0 | 0 | 0 | 0
WT | 0 | 0 | 0 | 0 | 0 | 0
IGCC | 0 | 0 | 0 | 0 | 0 | 0
DemandResponse | 0 | 0 | 0 | 0 | 0 | 0
IGCC-CCS | 0 | 0 | 0 | 0 | 0 | 0
WT_off | 0 | 0 | 0 | 0 | 0 | 0
PseudoUnit | 0 | 0 | 0 | 0 | 0 | 0
FixedInterchange | 0 | 0 | 0 | 0 | 0 | 0
Emission Cost by Reporting Type: ERCOT
ReportingType | 2015 | 2020 | 2025 | 2030 | 2035 | 2040
BM | 0 | 0 | 0 | 0 | 0 | 0
CC | 0 | 0 | 0 | 0 | 0 | 0
CSP | 0 | 0 | 0 | 0 | 0 | 0
CT | 0 | 0 | 0 | 0 | 0 | 0
Coal | 27 | 0 | 0 | 0 | 0 | 0
Geo | 0 | 0 | 0 | 0 | 0 | 0
H | 0 | 0 | 0 | 0 | 0 | 0
LFG | 0 | 0 | 0 | 0 | 0 | 0
Nuc | 0 | 0 | 0 | 0 | 0 | 0
PS | 0 | 0 | 0 | 0 | 0 | 0
PV | 0 | 0 | 0 | 0 | 0 | 0
PeakG | 0 | 0 | 0 | 0 | 0 | 0
PeakO | 0 | 0 | 0 | 0 | 0 | 0
ST | 0 | 0 | 0 | 0 | 0 | 0
STOG | 0 | 0 | 0 | 0 | 0 | 0
STWD | 0 | 0 | 0 | 0 | 0 | 0
WT | 0 | 0 | 0 | 0 | 0 | 0
IGCC | 0 | 0 | 0 | 0 | 0 | 0
DemandResponse | 0 | 0 | 0 | 0 | 0 | 0
IGCC-CCS | 0 | 0 | 0 | 0 | 0 | 0
WT_off | 0 | 0 | 0 | 0 | 0 | 0
PseudoUnit | 0 | 0 | 0 | 0 | 0 | 0
FixedInterchange | 0 | 0 | 0 | 0 | 0 | 0
Emission Cost by Reporting Type: NP15
ReportingType | 2015 | 2020 | 2025 | 2030 | 2035 | 2040
BM | 0 | 0 | 0 | 0 | 0 | 0
CC | 0 | 0 | 0 | 0 | 0 | 0
CSP | 0 | 0 | 0 | 0 | 0 | 0
CT | 0 | 0 | 0 | 0 | 0 | 0
Coal | 0 | 0 | 0 | 0 | 0 | 0
Geo | 0 | 0 | 0 | 0 | 0 | 0
H | 0 | 0 | 0 | 0 | 0 | 0
LFG | 0 | 0 | 0 | 0 | 0 | 0
Nuc | 0 | 0 | 0 | 0 | 0 | 0
PS | 0 | 0 | 0 | 0 | 0 | 0
PV | 0 | 0 | 0 | 0 | 0 | 0
PeakG | 0 | 0 | 0 | 0 | 0 | 0
PeakO | 0 | 0 | 0 | 0 | 0 | 0
ST | 0 | 0 | 0 | 0 | 0 | 0
STOG | 0 | 0 | 0 | 0 | 0 | 0
STWD | 0 | 0 | 0 | 0 | 0 | 0
WT | 0 | 0 | 0 | 0 | 0 | 0
IGCC | 0 | 0 | 0 | 0 | 0 | 0
DemandResponse | 0 | 0 | 0 | 0 | 0 | 0
IGCC-CCS | 0 | 0 | 0 | 0 | 0 | 0
WT_off | 0 | 0 | 0 | 0 | 0 | 0
PseudoUnit | 0 | 0 | 0 | 0 | 0 | 0
FixedInterchange | 0 | 0 | 0 | 0 | 0 | 0
Emission Cost by Reporting Type: NWPP_Coal
ReportingType | 2015 | 2020 | 2025 | 2030 | 2035 | 2040
BM | 0 | 0 | 0 | 0 | 0 | 0
CC | 0 | 0 | 0 | 0 | 0 | 0
CSP | 0 | 0 | 0 | 0 | 0 | 0
CT | 0 | 0 | 0 | 0 | 0 | 0
Coal | 4.15 | 0 | 0 | 0 | 0 | 0
Geo | 0 | 0 | 0 | 0 | 0 | 0
H | 0 | 0 | 0 | 0 | 0 | 0
LFG | 0 | 0 | 0 | 0 | 0 | 0
Nuc | 0 | 0 | 0 | 0 | 0 | 0
PS | 0 | 0 | 0 | 0 | 0 | 0
PV | 0 | 0 | 0 | 0 | 0 | 0
PeakG | 0 | 0 | 0 | 0 | 0 | 0
PeakO | 0 | 0 | 0 | 0 | 0 | 0
ST | 0 | 0 | 0 | 0 | 0 | 0
STOG | 0 | 0 | 0 | 0 | 0 | 0
STWD | 0 | 0 | 0 | 0 | 0 | 0
WT | 0 | 0 | 0 | 0 | 0 | 0
IGCC | 0 | 0 | 0 | 0 | 0 | 0
DemandResponse | 0 | 0 | 0 | 0 | 0 | 0
IGCC-CCS | 0 | 0 | 0 | 0 | 0 | 0
WT_off | 0 | 0 | 0 | 0 | 0 | 0
PseudoUnit | 0 | 0 | 0 | 0 | 0 | 0
FixedInterchange | 0 | 0 | 0 | 0 | 0 | 0
Emission Cost by Reporting Type: NWPP_Gas
ReportingType | 2015 | 2020 | 2025 | 2030 | 2035 | 2040
BM | 0 | 0 | 0 | 0 | 0 | 0
CC | 0 | 0 | 0 | 0 | 0 | 0
CSP | 0 | 0 | 0 | 0 | 0 | 0
CT | 0 | 0 | 0 | 0 | 0 | 0
Coal | 0 | 0 | 0 | 0 | 0 | 0
Geo | 0 | 0 | 0 | 0 | 0 | 0
H | 0 | 0 | 0 | 0 | 0 | 0
LFG | 0 | 0 | 0 | 0 | 0 | 0
Nuc | 0 | 0 | 0 | 0 | 0 | 0
PS | 0 | 0 | 0 | 0 | 0 | 0
PV | 0 | 0 | 0 | 0 | 0 | 0
PeakG | 0 | 0 | 0 | 0 | 0 | 0
PeakO | 0 | 0 | 0 | 0 | 0 | 0
ST | 0 | 0 | 0 | 0 | 0 | 0
STOG | 0 | 0 | 0 | 0 | 0 | 0
STWD | 0 | 0 | 0 | 0 | 0 | 0
WT | 0 | 0 | 0 | 0 | 0 | 0
IGCC | 0 | 0 | 0 | 0 | 0 | 0
DemandResponse | 0 | 0 | 0 | 0 | 0 | 0
IGCC-CCS | 0 | 0 | 0 | 0 | 0 | 0
WT_off | 0 | 0 | 0 | 0 | 0 | 0
PseudoUnit | 0 | 0 | 0 | 0 | 0 | 0
FixedInterchange | 0 | 0 | 0 | 0 | 0 | 0
Emission Cost by Reporting Type: NWPP_NucRenew
ReportingType | 2015 | 2020 | 2025 | 2030 | 2035 | 2040
BM | 0 | 0 | 0 | 0 | 0 | 0
CC | 0 | 0 | 0 | 0 | 0 | 0
CSP | 0 | 0 | 0 | 0 | 0 | 0
CT | 0 | 0 | 0 | 0 | 0 | 0
Coal | 0 | 0 | 0 | 0 | 0 | 0
Geo | 0 | 0 | 0 | 0 | 0 | 0
H | 0 | 0 | 0 | 0 | 0 | 0
LFG | 0 | 0 | 0 | 0 | 0 | 0
Nuc | 0 | 0 | 0 | 0 | 0 | 0
PS | 0 | 0 | 0 | 0 | 0 | 0
PV | 0 | 0 | 0 | 0 | 0 | 0
PeakG | 0 | 0 | 0 | 0 | 0 | 0
PeakO | 0 | 0 | 0 | 0 | 0 | 0
ST | 0 | 0 | 0 | 0 | 0 | 0
STOG | 0 | 0 | 0 | 0 | 0 | 0
STWD | 0 | 0 | 0 | 0 | 0 | 0
WT | 0 | 0 | 0 | 0 | 0 | 0
IGCC | 0 | 0 | 0 | 0 | 0 | 0
DemandResponse | 0 | 0 | 0 | 0 | 0 | 0
IGCC-CCS | 0 | 0 | 0 | 0 | 0 | 0
WT_off | 0 | 0 | 0 | 0 | 0 | 0
PseudoUnit | 0 | 0 | 0 | 0 | 0 | 0
FixedInterchange | 0 | 0 | 0 | 0 | 0 | 0
Emission Cost by Reporting Type: RMPA
ReportingType | 2015 | 2020 | 2025 | 2030 | 2035 | 2040
BM | 0 | 0 | 0 | 0 | 0 | 0
CC | 0 | 0 | 0 | 0 | 0 | 0
CSP | 0 | 0 | 0 | 0 | 0 | 0
CT | 0 | 0 | 0 | 0 | 0 | 0
Coal | 2.64 | 0 | 0 | 0 | 0 | 0
Geo | 0 | 0 | 0 | 0 | 0 | 0
H | 0 | 0 | 0 | 0 | 0 | 0
LFG | 0 | 0 | 0 | 0 | 0 | 0
Nuc | 0 | 0 | 0 | 0 | 0 | 0
PS | 0 | 0 | 0 | 0 | 0 | 0
PV | 0 | 0 | 0 | 0 | 0 | 0
PeakG | 0 | 0 | 0 | 0 | 0 | 0
PeakO | 0 | 0 | 0 | 0 | 0 | 0
ST | 0 | 0 | 0 | 0 | 0 | 0
STOG | 0 | 0 | 0 | 0 | 0 | 0
STWD | 0 | 0 | 0 | 0 | 0 | 0
WT | 0 | 0 | 0 | 0 | 0 | 0
IGCC | 0 | 0 | 0 | 0 | 0 | 0
DemandResponse | 0 | 0 | 0 | 0 | 0 | 0
IGCC-CCS | 0 | 0 | 0 | 0 | 0 | 0
WT_off | 0 | 0 | 0 | 0 | 0 | 0
PseudoUnit | 0 | 0 | 0 | 0 | 0 | 0
FixedInterchange | 0 | 0 | 0 | 0 | 0 | 0
Emission Cost by Reporting Type: SP15
ReportingType | 2015 | 2020 | 2025 | 2030 | 2035 | 2040
BM | 0 | 0 | 0 | 0 | 0 | 0
CC | 0 | 0 | 0 | 0 | 0 | 0
CSP | 0 | 0 | 0 | 0 | 0 | 0
CT | 0 | 0 | 0 | 0 | 0 | 0
Coal | 0.01 | 0 | 0 | 0 | 0 | 0
Geo | 0 | 0 | 0 | 0 | 0 | 0
H | 0 | 0 | 0 | 0 | 0 | 0
LFG | 0 | 0 | 0 | 0 | 0 | 0
Nuc | 0 | 0 | 0 | 0 | 0 | 0
PS | 0 | 0 | 0 | 0 | 0 | 0
PV | 0 | 0 | 0 | 0 | 0 | 0
PeakG | 0 | 0 | 0 | 0 | 0 | 0
PeakO | 0 | 0 | 0 | 0 | 0 | 0
ST | 0 | 0 | 0 | 0 | 0 | 0
STOG | 0 | 0 | 0 | 0 | 0 | 0
STWD | 0 | 0 | 0 | 0 | 0 | 0
WT | 0 | 0 | 0 | 0 | 0 | 0
IGCC | 0 | 0 | 0 | 0 | 0 | 0
DemandResponse | 0 | 0 | 0 | 0 | 0 | 0
IGCC-CCS | 0 | 0 | 0 | 0 | 0 | 0
WT_off | 0 | 0 | 0 | 0 | 0 | 0
PseudoUnit | 0 | 0 | 0 | 0 | 0 | 0
FixedInterchange | 0 | 0 | 0 | 0 | 0 | 0
Emission Cost by Reporting Type: ALB
ReportingType | 2015 | 2020 | 2025 | 2030 | 2035 | 2040
BM | 0 | 0 | 0 | 0 | 0 | 0
CC | 0 | 0 | 0 | 0 | 0 | 0
CSP | 0 | 0 | 0 | 0 | 0 | 0
CT | 0 | 0 | 0 | 0 | 0 | 0
Coal | 0 | 0 | 0 | 0 | 0 | 0
Geo | 0 | 0 | 0 | 0 | 0 | 0
H | 0 | 0 | 0 | 0 | 0 | 0
LFG | 0 | 0 | 0 | 0 | 0 | 0
Nuc | 0 | 0 | 0 | 0 | 0 | 0
PS | 0 | 0 | 0 | 0 | 0 | 0
PV | 0 | 0 | 0 | 0 | 0 | 0
PeakG | 0 | 0 | 0 | 0 | 0 | 0
PeakO | 0 | 0 | 0 | 0 | 0 | 0
ST | 0 | 0 | 0 | 0 | 0 | 0
STOG | 0 | 0 | 0 | 0 | 0 | 0
STWD | 0 | 0 | 0 | 0 | 0 | 0
WT | 0 | 0 | 0 | 0 | 0 | 0
IGCC | 0 | 0 | 0 | 0 | 0 | 0
DemandResponse | 0 | 0 | 0 | 0 | 0 | 0
IGCC-CCS | 0 | 0 | 0 | 0 | 0 | 0
WT_off | 0 | 0 | 0 | 0 | 0 | 0
PseudoUnit | 0 | 0 | 0 | 0 | 0 | 0
FixedInterchange | 0 | 0 | 0 | 0 | 0 | 0
Emission Cost by Reporting Type: BC
ReportingType | 2015 | 2020 | 2025 | 2030 | 2035 | 2040
BM | 0 | 0 | 0 | 0 | 0 | 0
CC | 0 | 0 | 0 | 0 | 0 | 0
CSP | 0 | 0 | 0 | 0 | 0 | 0
CT | 0 | 0 | 0 | 0 | 0 | 0
Coal | 0 | 0 | 0 | 0 | 0 | 0
Geo | 0 | 0 | 0 | 0 | 0 | 0
H | 0 | 0 | 0 | 0 | 0 | 0
LFG | 0 | 0 | 0 | 0 | 0 | 0
Nuc | 0 | 0 | 0 | 0 | 0 | 0
PS | 0 | 0 | 0 | 0 | 0 | 0
PV | 0 | 0 | 0 | 0 | 0 | 0
PeakG | 0 | 0 | 0 | 0 | 0 | 0
PeakO | 0 | 0 | 0 | 0 | 0 | 0
ST | 0 | 0 | 0 | 0 | 0 | 0
STOG | 0 | 0 | 0 | 0 | 0 | 0
STWD | 0 | 0 | 0 | 0 | 0 | 0
WT | 0 | 0 | 0 | 0 | 0 | 0
IGCC | 0 | 0 | 0 | 0 | 0 | 0
DemandResponse | 0 | 0 | 0 | 0 | 0 | 0
IGCC-CCS | 0 | 0 | 0 | 0 | 0 | 0
WT_off | 0 | 0 | 0 | 0 | 0 | 0
PseudoUnit | 0 | 0 | 0 | 0 | 0 | 0
FixedInterchange | 0 | 0 | 0 | 0 | 0 | 0
Emission Cost by Reporting Type: HQ_IESO
ReportingType | 2015 | 2020 | 2025 | 2030 | 2035 | 2040
BM | 0 | 0 | 0 | 0 | 0 | 0
CC | 0 | 0 | 0 | 0 | 0 | 0
CSP | 0 | 0 | 0 | 0 | 0 | 0
CT | 0 | 0 | 0 | 0 | 0 | 0
Coal | 0 | 0 | 0 | 0 | 0 | 0
Geo | 0 | 0 | 0 | 0 | 0 | 0
H | 0 | 0 | 0 | 0 | 0 | 0
LFG | 0 | 0 | 0 | 0 | 0 | 0
Nuc | 0 | 0 | 0 | 0 | 0 | 0
PS | 0 | 0 | 0 | 0 | 0 | 0
PV | 0 | 0 | 0 | 0 | 0 | 0
PeakG | 0 | 0 | 0 | 0 | 0 | 0
PeakO | 0 | 0 | 0 | 0 | 0 | 0
ST | 0 | 0 | 0 | 0 | 0 | 0
STOG | 0 | 0 | 0 | 0 | 0 | 0
STWD | 0 | 0 | 0 | 0 | 0 | 0
WT | 0 | 0 | 0 | 0 | 0 | 0
IGCC | 0 | 0 | 0 | 0 | 0 | 0
DemandResponse | 0 | 0 | 0 | 0 | 0 | 0
IGCC-CCS | 0 | 0 | 0 | 0 | 0 | 0
WT_off | 0 | 0 | 0 | 0 | 0 | 0
PseudoUnit | 0 | 0 | 0 | 0 | 0 | 0
FixedInterchange | 0 | 0 | 0 | 0 | 0 | 0
Emission Cost by Reporting Type: HQ_NEISO
ReportingType | 2015 | 2020 | 2025 | 2030 | 2035 | 2040
BM | 0 | 0 | 0 | 0 | 0 | 0
CC | 0 | 0 | 0 | 0 | 0 | 0
CSP | 0 | 0 | 0 | 0 | 0 | 0
CT | 0 | 0 | 0 | 0 | 0 | 0
Coal | 0 | 0 | 0 | 0 | 0 | 0
Geo | 0 | 0 | 0 | 0 | 0 | 0
H | 0 | 0 | 0 | 0 | 0 | 0
LFG | 0 | 0 | 0 | 0 | 0 | 0
Nuc | 0 | 0 | 0 | 0 | 0 | 0
PS | 0 | 0 | 0 | 0 | 0 | 0
PV | 0 | 0 | 0 | 0 | 0 | 0
PeakG | 0 | 0 | 0 | 0 | 0 | 0
PeakO | 0 | 0 | 0 | 0 | 0 | 0
ST | 0 | 0 | 0 | 0 | 0 | 0
STOG | 0 | 0 | 0 | 0 | 0 | 0
STWD | 0 | 0 | 0 | 0 | 0 | 0
WT | 0 | 0 | 0 | 0 | 0 | 0
IGCC | 0 | 0 | 0 | 0 | 0 | 0
DemandResponse | 0 | 0 | 0 | 0 | 0 | 0
IGCC-CCS | 0 | 0 | 0 | 0 | 0 | 0
WT_off | 0 | 0 | 0 | 0 | 0 | 0
PseudoUnit | 0 | 0 | 0 | 0 | 0 | 0
FixedInterchange | 0 | 0 | 0 | 0 | 0 | 0
Emission Cost by Reporting Type: HQ_NY
ReportingType | 2015 | 2020 | 2025 | 2030 | 2035 | 2040
BM | 0 | 0 | 0 | 0 | 0 | 0
CC | 0 | 0 | 0 | 0 | 0 | 0
CSP | 0 | 0 | 0 | 0 | 0 | 0
CT | 0 | 0 | 0 | 0 | 0 | 0
Coal | 0 | 0 | 0 | 0 | 0 | 0
Geo | 0 | 0 | 0 | 0 | 0 | 0
H | 0 | 0 | 0 | 0 | 0 | 0
LFG | 0 | 0 | 0 | 0 | 0 | 0
Nuc | 0 | 0 | 0 | 0 | 0 | 0
PS | 0 | 0 | 0 | 0 | 0 | 0
PV | 0 | 0 | 0 | 0 | 0 | 0
PeakG | 0 | 0 | 0 | 0 | 0 | 0
PeakO | 0 | 0 | 0 | 0 | 0 | 0
ST | 0 | 0 | 0 | 0 | 0 | 0
STOG | 0 | 0 | 0 | 0 | 0 | 0
STWD | 0 | 0 | 0 | 0 | 0 | 0
WT | 0 | 0 | 0 | 0 | 0 | 0
IGCC | 0 | 0 | 0 | 0 | 0 | 0
DemandResponse | 0 | 0 | 0 | 0 | 0 | 0
IGCC-CCS | 0 | 0 | 0 | 0 | 0 | 0
WT_off | 0 | 0 | 0 | 0 | 0 | 0
PseudoUnit | 0 | 0 | 0 | 0 | 0 | 0
FixedInterchange | 0 | 0 | 0 | 0 | 0 | 0
Emission Cost by Reporting Type: MARITIMES
ReportingType | 2015 | 2020 | 2025 | 2030 | 2035 | 2040
BM | 0 | 0 | 0 | 0 | 0 | 0
CC | 0 | 0 | 0 | 0 | 0 | 0
CSP | 0 | 0 | 0 | 0 | 0 | 0
CT | 0 | 0 | 0 | 0 | 0 | 0
Coal | 0 | 0 | 0 | 0 | 0 | 0
Geo | 0 | 0 | 0 | 0 | 0 | 0
H | 0 | 0 | 0 | 0 | 0 | 0
LFG | 0 | 0 | 0 | 0 | 0 | 0
Nuc | 0 | 0 | 0 | 0 | 0 | 0
PS | 0 | 0 | 0 | 0 | 0 | 0
PV | 0 | 0 | 0 | 0 | 0 | 0
PeakG | 0 | 0 | 0 | 0 | 0 | 0
PeakO | 0 | 0 | 0 | 0 | 0 | 0
ST | 0 | 0 | 0 | 0 | 0 | 0
STOG | 0 | 0 | 0 | 0 | 0 | 0
STWD | 0 | 0 | 0 | 0 | 0 | 0
WT | 0 | 0 | 0 | 0 | 0 | 0
IGCC | 0 | 0 | 0 | 0 | 0 | 0
DemandResponse | 0 | 0 | 0 | 0 | 0 | 0
IGCC-CCS | 0 | 0 | 0 | 0 | 0 | 0
WT_off | 0 | 0 | 0 | 0 | 0 | 0
PseudoUnit | 0 | 0 | 0 | 0 | 0 | 0
FixedInterchange | 0 | 0 | 0 | 0 | 0 | 0
Emission Cost by Reporting Type: All
ReportingType | 2015 | 2020 | 2025 | 2030 | 2035 | 2040
BM | 0 | 0 | 0 | 0 | 0 | 0
CC | 0 | 0 | 0 | 0 | 0 | 0
CSP | 0 | 0 | 0 | 0 | 0 | 0
CT | 0 | 0 | 0 | 0 | 0 | 0
Coal | 603.06 | 0 | 0 | 0 | 0 | 0
Geo | 0 | 0 | 0 | 0 | 0 | 0
H | 0 | 0 | 0 | 0 | 0 | 0
LFG | 0 | 0 | 0 | 0 | 0 | 0
Nuc | 0 | 0 | 0 | 0 | 0 | 0
PS | 0 | 0 | 0 | 0 | 0 | 0
PV | 0 | 0 | 0 | 0 | 0 | 0
PeakG | 0 | 0 | 0 | 0 | 0 | 0
PeakO | 0 | 0 | 0 | 0 | 0 | 0
ST | 0 | 0 | 0 | 0 | 0 | 0
STOG | 0 | 0 | 0 | 0 | 0 | 0
STWD | 0 | 0 | 0 | 0 | 0 | 0
WT | 0 | 0 | 0 | 0 | 0 | 0
IGCC | 0.27 | 0 | 0 | 0 | 0 | 0
DemandResponse | 0 | 0 | 0 | 0 | 0 | 0
IGCC-CCS | 0 | 0 | 0 | 0 | 0 | 0
WT_off | 0 | 0 | 0 | 0 | 0 | 0
PseudoUnit | 0 | 0 | 0 | 0 | 0 | 0
FixedInterchange | 0 | 0 | 0 | 0 | 0 | 0
Emission Cost by Reporting Type: EI_US
ReportingType | 2015 | 2020 | 2025 | 2030 | 2035 | 2040
BM | 0 | 0 | 0 | 0 | 0 | 0
CC | 0 | 0 | 0 | 0 | 0 | 0
CSP | 0 | 0 | 0 | 0 | 0 | 0
CT | 0 | 0 | 0 | 0 | 0 | 0
Coal | 567.95 | 0 | 0 | 0 | 0 | 0
Geo | 0 | 0 | 0 | 0 | 0 | 0
H | 0 | 0 | 0 | 0 | 0 | 0
LFG | 0 | 0 | 0 | 0 | 0 | 0
Nuc | 0 | 0 | 0 | 0 | 0 | 0
PS | 0 | 0 | 0 | 0 | 0 | 0
PV | 0 | 0 | 0 | 0 | 0 | 0
PeakG | 0 | 0 | 0 | 0 | 0 | 0
PeakO | 0 | 0 | 0 | 0 | 0 | 0
ST | 0 | 0 | 0 | 0 | 0 | 0
STOG | 0 | 0 | 0 | 0 | 0 | 0
STWD | 0 | 0 | 0 | 0 | 0 | 0
WT | 0 | 0 | 0 | 0 | 0 | 0
IGCC | 0.27 | 0 | 0 | 0 | 0 | 0
DemandResponse | 0 | 0 | 0 | 0 | 0 | 0
IGCC-CCS | 0 | 0 | 0 | 0 | 0 | 0
WT_off | 0 | 0 | 0 | 0 | 0 | 0
PseudoUnit | 0 | 0 | 0 | 0 | 0 | 0
FixedInterchange | 0 | 0 | 0 | 0 | 0 | 0
Emission Cost by Reporting Type: EI_Canada
ReportingType | 2015 | 2020 | 2025 | 2030 | 2035 | 2040
BM | 0 | 0 | 0 | 0 | 0 | 0
CC | 0 | 0 | 0 | 0 | 0 | 0
CSP | 0 | 0 | 0 | 0 | 0 | 0
CT | 0 | 0 | 0 | 0 | 0 | 0
Coal | 0 | 0 | 0 | 0 | 0 | 0
Geo | 0 | 0 | 0 | 0 | 0 | 0
H | 0 | 0 | 0 | 0 | 0 | 0
LFG | 0 | 0 | 0 | 0 | 0 | 0
Nuc | 0 | 0 | 0 | 0 | 0 | 0
PS | 0 | 0 | 0 | 0 | 0 | 0
PV | 0 | 0 | 0 | 0 | 0 | 0
PeakG | 0 | 0 | 0 | 0 | 0 | 0
PeakO | 0 | 0 | 0 | 0 | 0 | 0
ST | 0 | 0 | 0 | 0 | 0 | 0
STOG | 0 | 0 | 0 | 0 | 0 | 0
STWD | 0 | 0 | 0 | 0 | 0 | 0
WT | 0 | 0 | 0 | 0 | 0 | 0
IGCC | 0 | 0 | 0 | 0 | 0 | 0
DemandResponse | 0 | 0 | 0 | 0 | 0 | 0
IGCC-CCS | 0 | 0 | 0 | 0 | 0 | 0
WT_off | 0 | 0 | 0 | 0 | 0 | 0
PseudoUnit | 0 | 0 | 0 | 0 | 0 | 0
FixedInterchange | 0 | 0 | 0 | 0 | 0 | 0
Emission Cost by Reporting Type: EI
ReportingType | 2015 | 2020 | 2025 | 2030 | 2035 | 2040
BM | 0 | 0 | 0 | 0 | 0 | 0
CC | 0 | 0 | 0 | 0 | 0 | 0
CSP | 0 | 0 | 0 | 0 | 0 | 0
CT | 0 | 0 | 0 | 0 | 0 | 0
Coal | 567.95 | 0 | 0 | 0 | 0 | 0
Geo | 0 | 0 | 0 | 0 | 0 | 0
H | 0 | 0 | 0 | 0 | 0 | 0
LFG | 0 | 0 | 0 | 0 | 0 | 0
Nuc | 0 | 0 | 0 | 0 | 0 | 0
PS | 0 | 0 | 0 | 0 | 0 | 0
PV | 0 | 0 | 0 | 0 | 0 | 0
PeakG | 0 | 0 | 0 | 0 | 0 | 0
PeakO | 0 | 0 | 0 | 0 | 0 | 0
ST | 0 | 0 | 0 | 0 | 0 | 0
STOG | 0 | 0 | 0 | 0 | 0 | 0
STWD | 0 | 0 | 0 | 0 | 0 | 0
WT | 0 | 0 | 0 | 0 | 0 | 0
IGCC | 0.27 | 0 | 0 | 0 | 0 | 0
DemandResponse | 0 | 0 | 0 | 0 | 0 | 0
IGCC-CCS | 0 | 0 | 0 | 0 | 0 | 0
WT_off | 0 | 0 | 0 | 0 | 0 | 0
PseudoUnit | 0 | 0 | 0 | 0 | 0 | 0
FixedInterchange | 0 | 0 | 0 | 0 | 0 | 0
Emission Cost by Reporting Type: Outside_EI
ReportingType | 2015 | 2020 | 2025 | 2030 | 2035 | 2040
BM | 0 | 0 | 0 | 0 | 0 | 0
CC | 0 | 0 | 0 | 0 | 0 | 0
CSP | 0 | 0 | 0 | 0 | 0 | 0
CT | 0 | 0 | 0 | 0 | 0 | 0
Coal | 35.11 | 0 | 0 | 0 | 0 | 0
Geo | 0 | 0 | 0 | 0 | 0 | 0
H | 0 | 0 | 0 | 0 | 0 | 0
LFG | 0 | 0 | 0 | 0 | 0 | 0
Nuc | 0 | 0 | 0 | 0 | 0 | 0
PS | 0 | 0 | 0 | 0 | 0 | 0
PV | 0 | 0 | 0 | 0 | 0 | 0
PeakG | 0 | 0 | 0 | 0 | 0 | 0
PeakO | 0 | 0 | 0 | 0 | 0 | 0
ST | 0 | 0 | 0 | 0 | 0 | 0
STOG | 0 | 0 | 0 | 0 | 0 | 0
STWD | 0 | 0 | 0 | 0 | 0 | 0
WT | 0 | 0 | 0 | 0 | 0 | 0
IGCC | 0 | 0 | 0 | 0 | 0 | 0
DemandResponse | 0 | 0 | 0 | 0 | 0 | 0
IGCC-CCS | 0 | 0 | 0 | 0 | 0 | 0
WT_off | 0 | 0 | 0 | 0 | 0 | 0
PseudoUnit | 0 | 0 | 0 | 0 | 0 | 0
FixedInterchange | 0 | 0 | 0 | 0 | 0 | 0
==== Emission Program: CAIRNoxSeasonal : (NOx) ====
Emission Cost by Reporting Type: Entergy
ReportingType | 2015 | 2020 | 2025 | 2030 | 2035 | 2040
BM | 0 | 0 | 0 | 0 | 0 | 0
CC | 0 | 0 | 0 | 0 | 0 | 0
CSP | 0 | 0 | 0 | 0 | 0 | 0
CT | 0 | 0 | 0 | 0 | 0 | 0
Coal | 0 | 0 | 0 | 0 | 0 | 0
Geo | 0 | 0 | 0 | 0 | 0 | 0
H | 0 | 0 | 0 | 0 | 0 | 0
LFG | 0 | 0 | 0 | 0 | 0 | 0
Nuc | 0 | 0 | 0 | 0 | 0 | 0
PS | 0 | 0 | 0 | 0 | 0 | 0
PV | 0 | 0 | 0 | 0 | 0 | 0
PeakG | 0 | 0 | 0 | 0 | 0 | 0
PeakO | 0 | 0 | 0 | 0 | 0 | 0
ST | 0 | 0 | 0 | 0 | 0 | 0
STOG | 0 | 0 | 0 | 0 | 0 | 0
STWD | 0 | 0 | 0 | 0 | 0 | 0
WT | 0 | 0 | 0 | 0 | 0 | 0
IGCC | 0 | 0 | 0 | 0 | 0 | 0
DemandResponse | 0 | 0 | 0 | 0 | 0 | 0
IGCC-CCS | 0 | 0 | 0 | 0 | 0 | 0
WT_off | 0 | 0 | 0 | 0 | 0 | 0
PseudoUnit | 0 | 0 | 0 | 0 | 0 | 0
FixedInterchange | 0 | 0 | 0 | 0 | 0 | 0
Emission Cost by Reporting Type: FRCC
ReportingType | 2015 | 2020 | 2025 | 2030 | 2035 | 2040
BM | 0 | 0 | 0 | 0 | 0 | 0
CC | 0 | 0 | 0 | 0 | 0 | 0
CSP | 0 | 0 | 0 | 0 | 0 | 0
CT | 0 | 0 | 0 | 0 | 0 | 0
Coal | 0 | 0 | 0 | 0 | 0 | 0
Geo | 0 | 0 | 0 | 0 | 0 | 0
H | 0 | 0 | 0 | 0 | 0 | 0
LFG | 0 | 0 | 0 | 0 | 0 | 0
Nuc | 0 | 0 | 0 | 0 | 0 | 0
PS | 0 | 0 | 0 | 0 | 0 | 0
PV | 0 | 0 | 0 | 0 | 0 | 0
PeakG | 0 | 0 | 0 | 0 | 0 | 0
PeakO | 0 | 0 | 0 | 0 | 0 | 0
ST | 0 | 0 | 0 | 0 | 0 | 0
STOG | 0 | 0 | 0 | 0 | 0 | 0
STWD | 0 | 0 | 0 | 0 | 0 | 0
WT | 0 | 0 | 0 | 0 | 0 | 0
IGCC | 0 | 0 | 0 | 0 | 0 | 0
DemandResponse | 0 | 0 | 0 | 0 | 0 | 0
IGCC-CCS | 0 | 0 | 0 | 0 | 0 | 0
WT_off | 0 | 0 | 0 | 0 | 0 | 0
PseudoUnit | 0 | 0 | 0 | 0 | 0 | 0
FixedInterchange | 0 | 0 | 0 | 0 | 0 | 0
Emission Cost by Reporting Type: MAPP_US
ReportingType | 2015 | 2020 | 2025 | 2030 | 2035 | 2040
BM | 0 | 0 | 0 | 0 | 0 | 0
CC | 0 | 0 | 0 | 0 | 0 | 0
CSP | 0 | 0 | 0 | 0 | 0 | 0
CT | 0 | 0 | 0 | 0 | 0 | 0
Coal | 0 | 0 | 0 | 0 | 0 | 0
Geo | 0 | 0 | 0 | 0 | 0 | 0
H | 0 | 0 | 0 | 0 | 0 | 0
LFG | 0 | 0 | 0 | 0 | 0 | 0
Nuc | 0 | 0 | 0 | 0 | 0 | 0
PS | 0 | 0 | 0 | 0 | 0 | 0
PV | 0 | 0 | 0 | 0 | 0 | 0
PeakG | 0 | 0 | 0 | 0 | 0 | 0
PeakO | 0 | 0 | 0 | 0 | 0 | 0
ST | 0 | 0 | 0 | 0 | 0 | 0
STOG | 0 | 0 | 0 | 0 | 0 | 0
STWD | 0 | 0 | 0 | 0 | 0 | 0
WT | 0 | 0 | 0 | 0 | 0 | 0
IGCC | 0 | 0 | 0 | 0 | 0 | 0
DemandResponse | 0 | 0 | 0 | 0 | 0 | 0
IGCC-CCS | 0 | 0 | 0 | 0 | 0 | 0
WT_off | 0 | 0 | 0 | 0 | 0 | 0
PseudoUnit | 0 | 0 | 0 | 0 | 0 | 0
FixedInterchange | 0 | 0 | 0 | 0 | 0 | 0
Emission Cost by Reporting Type: MISO_IN
ReportingType | 2015 | 2020 | 2025 | 2030 | 2035 | 2040
BM | 0 | 0 | 0 | 0 | 0 | 0
CC | 0 | 0 | 0 | 0 | 0 | 0
CSP | 0 | 0 | 0 | 0 | 0 | 0
CT | 0 | 0 | 0 | 0 | 0 | 0
Coal | 0 | 0 | 0 | 0 | 0 | 0
Geo | 0 | 0 | 0 | 0 | 0 | 0
H | 0 | 0 | 0 | 0 | 0 | 0
LFG | 0 | 0 | 0 | 0 | 0 | 0
Nuc | 0 | 0 | 0 | 0 | 0 | 0
PS | 0 | 0 | 0 | 0 | 0 | 0
PV | 0 | 0 | 0 | 0 | 0 | 0
PeakG | 0 | 0 | 0 | 0 | 0 | 0
PeakO | 0 | 0 | 0 | 0 | 0 | 0
ST | 0 | 0 | 0 | 0 | 0 | 0
STOG | 0 | 0 | 0 | 0 | 0 | 0
STWD | 0 | 0 | 0 | 0 | 0 | 0
WT | 0 | 0 | 0 | 0 | 0 | 0
IGCC | 0 | 0 | 0 | 0 | 0 | 0
DemandResponse | 0 | 0 | 0 | 0 | 0 | 0
IGCC-CCS | 0 | 0 | 0 | 0 | 0 | 0
WT_off | 0 | 0 | 0 | 0 | 0 | 0
PseudoUnit | 0 | 0 | 0 | 0 | 0 | 0
FixedInterchange | 0 | 0 | 0 | 0 | 0 | 0
Emission Cost by Reporting Type: MISO_MI
ReportingType | 2015 | 2020 | 2025 | 2030 | 2035 | 2040
BM | 0 | 0 | 0 | 0 | 0 | 0
CC | 0 | 0 | 0 | 0 | 0 | 0
CSP | 0 | 0 | 0 | 0 | 0 | 0
CT | 0 | 0 | 0 | 0 | 0 | 0
Coal | 0 | 0 | 0 | 0 | 0 | 0
Geo | 0 | 0 | 0 | 0 | 0 | 0
H | 0 | 0 | 0 | 0 | 0 | 0
LFG | 0 | 0 | 0 | 0 | 0 | 0
Nuc | 0 | 0 | 0 | 0 | 0 | 0
PS | 0 | 0 | 0 | 0 | 0 | 0
PV | 0 | 0 | 0 | 0 | 0 | 0
PeakG | 0 | 0 | 0 | 0 | 0 | 0
PeakO | 0 | 0 | 0 | 0 | 0 | 0
ST | 0 | 0 | 0 | 0 | 0 | 0
STOG | 0 | 0 | 0 | 0 | 0 | 0
STWD | 0 | 0 | 0 | 0 | 0 | 0
WT | 0 | 0 | 0 | 0 | 0 | 0
IGCC | 0 | 0 | 0 | 0 | 0 | 0
DemandResponse | 0 | 0 | 0 | 0 | 0 | 0
IGCC-CCS | 0 | 0 | 0 | 0 | 0 | 0
WT_off | 0 | 0 | 0 | 0 | 0 | 0
PseudoUnit | 0 | 0 | 0 | 0 | 0 | 0
FixedInterchange | 0 | 0 | 0 | 0 | 0 | 0
Emission Cost by Reporting Type: MISO_MO-IL
ReportingType | 2015 | 2020 | 2025 | 2030 | 2035 | 2040
BM | 0 | 0 | 0 | 0 | 0 | 0
CC | 0 | 0 | 0 | 0 | 0 | 0
CSP | 0 | 0 | 0 | 0 | 0 | 0
CT | 0 | 0 | 0 | 0 | 0 | 0
Coal | 0 | 0 | 0 | 0 | 0 | 0
Geo | 0 | 0 | 0 | 0 | 0 | 0
H | 0 | 0 | 0 | 0 | 0 | 0
LFG | 0 | 0 | 0 | 0 | 0 | 0
Nuc | 0 | 0 | 0 | 0 | 0 | 0
PS | 0 | 0 | 0 | 0 | 0 | 0
PV | 0 | 0 | 0 | 0 | 0 | 0
PeakG | 0 | 0 | 0 | 0 | 0 | 0
PeakO | 0 | 0 | 0 | 0 | 0 | 0
ST | 0 | 0 | 0 | 0 | 0 | 0
STOG | 0 | 0 | 0 | 0 | 0 | 0
STWD | 0 | 0 | 0 | 0 | 0 | 0
WT | 0 | 0 | 0 | 0 | 0 | 0
IGCC | 0 | 0 | 0 | 0 | 0 | 0
DemandResponse | 0 | 0 | 0 | 0 | 0 | 0
IGCC-CCS | 0 | 0 | 0 | 0 | 0 | 0
WT_off | 0 | 0 | 0 | 0 | 0 | 0
PseudoUnit | 0 | 0 | 0 | 0 | 0 | 0
FixedInterchange | 0 | 0 | 0 | 0 | 0 | 0
Emission Cost by Reporting Type: MISO_W
ReportingType | 2015 | 2020 | 2025 | 2030 | 2035 | 2040
BM | 0 | 0 | 0 | 0 | 0 | 0
CC | 0 | 0 | 0 | 0 | 0 | 0
CSP | 0 | 0 | 0 | 0 | 0 | 0
CT | 0 | 0 | 0 | 0 | 0 | 0
Coal | 0 | 0 | 0 | 0 | 0 | 0
Geo | 0 | 0 | 0 | 0 | 0 | 0
H | 0 | 0 | 0 | 0 | 0 | 0
LFG | 0 | 0 | 0 | 0 | 0 | 0
Nuc | 0 | 0 | 0 | 0 | 0 | 0
PS | 0 | 0 | 0 | 0 | 0 | 0
PV | 0 | 0 | 0 | 0 | 0 | 0
PeakG | 0 | 0 | 0 | 0 | 0 | 0
PeakO | 0 | 0 | 0 | 0 | 0 | 0
ST | 0 | 0 | 0 | 0 | 0 | 0
STOG | 0 | 0 | 0 | 0 | 0 | 0
STWD | 0 | 0 | 0 | 0 | 0 | 0
WT | 0 | 0 | 0 | 0 | 0 | 0
IGCC | 0 | 0 | 0 | 0 | 0 | 0
DemandResponse | 0 | 0 | 0 | 0 | 0 | 0
IGCC-CCS | 0 | 0 | 0 | 0 | 0 | 0
WT_off | 0 | 0 | 0 | 0 | 0 | 0
PseudoUnit | 0 | 0 | 0 | 0 | 0 | 0
FixedInterchange | 0 | 0 | 0 | 0 | 0 | 0
Emission Cost by Reporting Type: MISO_WUMS
ReportingType | 2015 | 2020 | 2025 | 2030 | 2035 | 2040
BM | 0 | 0 | 0 | 0 | 0 | 0
CC | 0 | 0 | 0 | 0 | 0 | 0
CSP | 0 | 0 | 0 | 0 | 0 | 0
CT | 0 | 0 | 0 | 0 | 0 | 0
Coal | 0 | 0 | 0 | 0 | 0 | 0
Geo | 0 | 0 | 0 | 0 | 0 | 0
H | 0 | 0 | 0 | 0 | 0 | 0
LFG | 0 | 0 | 0 | 0 | 0 | 0
Nuc | 0 | 0 | 0 | 0 | 0 | 0
PS | 0 | 0 | 0 | 0 | 0 | 0
PV | 0 | 0 | 0 | 0 | 0 | 0
PeakG | 0 | 0 | 0 | 0 | 0 | 0
PeakO | 0 | 0 | 0 | 0 | 0 | 0
ST | 0 | 0 | 0 | 0 | 0 | 0
STOG | 0 | 0 | 0 | 0 | 0 | 0
STWD | 0 | 0 | 0 | 0 | 0 | 0
WT | 0 | 0 | 0 | 0 | 0 | 0
IGCC | 0 | 0 | 0 | 0 | 0 | 0
DemandResponse | 0 | 0 | 0 | 0 | 0 | 0
IGCC-CCS | 0 | 0 | 0 | 0 | 0 | 0
WT_off | 0 | 0 | 0 | 0 | 0 | 0
PseudoUnit | 0 | 0 | 0 | 0 | 0 | 0
FixedInterchange | 0 | 0 | 0 | 0 | 0 | 0
Emission Cost by Reporting Type: Nebraska
ReportingType | 2015 | 2020 | 2025 | 2030 | 2035 | 2040
BM | 0 | 0 | 0 | 0 | 0 | 0
CC | 0 | 0 | 0 | 0 | 0 | 0
CSP | 0 | 0 | 0 | 0 | 0 | 0
CT | 0 | 0 | 0 | 0 | 0 | 0
Coal | 0 | 0 | 0 | 0 | 0 | 0
Geo | 0 | 0 | 0 | 0 | 0 | 0
H | 0 | 0 | 0 | 0 | 0 | 0
LFG | 0 | 0 | 0 | 0 | 0 | 0
Nuc | 0 | 0 | 0 | 0 | 0 | 0
PS | 0 | 0 | 0 | 0 | 0 | 0
PV | 0 | 0 | 0 | 0 | 0 | 0
PeakG | 0 | 0 | 0 | 0 | 0 | 0
PeakO | 0 | 0 | 0 | 0 | 0 | 0
ST | 0 | 0 | 0 | 0 | 0 | 0
STOG | 0 | 0 | 0 | 0 | 0 | 0
STWD | 0 | 0 | 0 | 0 | 0 | 0
WT | 0 | 0 | 0 | 0 | 0 | 0
IGCC | 0 | 0 | 0 | 0 | 0 | 0
DemandResponse | 0 | 0 | 0 | 0 | 0 | 0
IGCC-CCS | 0 | 0 | 0 | 0 | 0 | 0
WT_off | 0 | 0 | 0 | 0 | 0 | 0
PseudoUnit | 0 | 0 | 0 | 0 | 0 | 0
FixedInterchange | 0 | 0 | 0 | 0 | 0 | 0
Emission Cost by Reporting Type: NEISO
ReportingType | 2015 | 2020 | 2025 | 2030 | 2035 | 2040
BM | 0 | 0 | 0 | 0 | 0 | 0
CC | 0 | 0 | 0 | 0 | 0 | 0
CSP | 0 | 0 | 0 | 0 | 0 | 0
CT | 0 | 0 | 0 | 0 | 0 | 0
Coal | 0 | 0 | 0 | 0 | 0 | 0
Geo | 0 | 0 | 0 | 0 | 0 | 0
H | 0 | 0 | 0 | 0 | 0 | 0
LFG | 0 | 0 | 0 | 0 | 0 | 0
Nuc | 0 | 0 | 0 | 0 | 0 | 0
PS | 0 | 0 | 0 | 0 | 0 | 0
PV | 0 | 0 | 0 | 0 | 0 | 0
PeakG | 0 | 0 | 0 | 0 | 0 | 0
PeakO | 0 | 0 | 0 | 0 | 0 | 0
ST | 0 | 0 | 0 | 0 | 0 | 0
STOG | 0 | 0 | 0 | 0 | 0 | 0
STWD | 0 | 0 | 0 | 0 | 0 | 0
WT | 0 | 0 | 0 | 0 | 0 | 0
IGCC | 0 | 0 | 0 | 0 | 0 | 0
DemandResponse | 0 | 0 | 0 | 0 | 0 | 0
IGCC-CCS | 0 | 0 | 0 | 0 | 0 | 0
WT_off | 0 | 0 | 0 | 0 | 0 | 0
PseudoUnit | 0 | 0 | 0 | 0 | 0 | 0
FixedInterchange | 0 | 0 | 0 | 0 | 0 | 0
Emission Cost by Reporting Type: NonRTO_Midwest
ReportingType | 2015 | 2020 | 2025 | 2030 | 2035 | 2040
BM | 0 | 0 | 0 | 0 | 0 | 0
CC | 0 | 0 | 0 | 0 | 0 | 0
CSP | 0 | 0 | 0 | 0 | 0 | 0
CT | 0 | 0 | 0 | 0 | 0 | 0
Coal | 0 | 0 | 0 | 0 | 0 | 0
Geo | 0 | 0 | 0 | 0 | 0 | 0
H | 0 | 0 | 0 | 0 | 0 | 0
LFG | 0 | 0 | 0 | 0 | 0 | 0
Nuc | 0 | 0 | 0 | 0 | 0 | 0
PS | 0 | 0 | 0 | 0 | 0 | 0
PV | 0 | 0 | 0 | 0 | 0 | 0
PeakG | 0 | 0 | 0 | 0 | 0 | 0
PeakO | 0 | 0 | 0 | 0 | 0 | 0
ST | 0 | 0 | 0 | 0 | 0 | 0
STOG | 0 | 0 | 0 | 0 | 0 | 0
STWD | 0 | 0 | 0 | 0 | 0 | 0
WT | 0 | 0 | 0 | 0 | 0 | 0
IGCC | 0 | 0 | 0 | 0 | 0 | 0
DemandResponse | 0 | 0 | 0 | 0 | 0 | 0
IGCC-CCS | 0 | 0 | 0 | 0 | 0 | 0
WT_off | 0 | 0 | 0 | 0 | 0 | 0
PseudoUnit | 0 | 0 | 0 | 0 | 0 | 0
FixedInterchange | 0 | 0 | 0 | 0 | 0 | 0
Emission Cost by Reporting Type: NYISO_A-F
ReportingType | 2015 | 2020 | 2025 | 2030 | 2035 | 2040
BM | 0 | 0 | 0 | 0 | 0 | 0
CC | 0 | 0 | 0 | 0 | 0 | 0
CSP | 0 | 0 | 0 | 0 | 0 | 0
CT | 0 | 0 | 0 | 0 | 0 | 0
Coal | 0 | 0 | 0 | 0 | 0 | 0
Geo | 0 | 0 | 0 | 0 | 0 | 0
H | 0 | 0 | 0 | 0 | 0 | 0
LFG | 0 | 0 | 0 | 0 | 0 | 0
Nuc | 0 | 0 | 0 | 0 | 0 | 0
PS | 0 | 0 | 0 | 0 | 0 | 0
PV | 0 | 0 | 0 | 0 | 0 | 0
PeakG | 0 | 0 | 0 | 0 | 0 | 0
PeakO | 0 | 0 | 0 | 0 | 0 | 0
ST | 0 | 0 | 0 | 0 | 0 | 0
STOG | 0 | 0 | 0 | 0 | 0 | 0
STWD | 0 | 0 | 0 | 0 | 0 | 0
WT | 0 | 0 | 0 | 0 | 0 | 0
IGCC | 0 | 0 | 0 | 0 | 0 | 0
DemandResponse | 0 | 0 | 0 | 0 | 0 | 0
IGCC-CCS | 0 | 0 | 0 | 0 | 0 | 0
WT_off | 0 | 0 | 0 | 0 | 0 | 0
PseudoUnit | 0 | 0 | 0 | 0 | 0 | 0
FixedInterchange | 0 | 0 | 0 | 0 | 0 | 0
Emission Cost by Reporting Type: NYISO_G-I
ReportingType | 2015 | 2020 | 2025 | 2030 | 2035 | 2040
BM | 0 | 0 | 0 | 0 | 0 | 0
CC | 0 | 0 | 0 | 0 | 0 | 0
CSP | 0 | 0 | 0 | 0 | 0 | 0
CT | 0 | 0 | 0 | 0 | 0 | 0
Coal | 0 | 0 | 0 | 0 | 0 | 0
Geo | 0 | 0 | 0 | 0 | 0 | 0
H | 0 | 0 | 0 | 0 | 0 | 0
LFG | 0 | 0 | 0 | 0 | 0 | 0
Nuc | 0 | 0 | 0 | 0 | 0 | 0
PS | 0 | 0 | 0 | 0 | 0 | 0
PV | 0 | 0 | 0 | 0 | 0 | 0
PeakG | 0 | 0 | 0 | 0 | 0 | 0
PeakO | 0 | 0 | 0 | 0 | 0 | 0
ST | 0 | 0 | 0 | 0 | 0 | 0
STOG | 0 | 0 | 0 | 0 | 0 | 0
STWD | 0 | 0 | 0 | 0 | 0 | 0
WT | 0 | 0 | 0 | 0 | 0 | 0
IGCC | 0 | 0 | 0 | 0 | 0 | 0
DemandResponse | 0 | 0 | 0 | 0 | 0 | 0
IGCC-CCS | 0 | 0 | 0 | 0 | 0 | 0
WT_off | 0 | 0 | 0 | 0 | 0 | 0
PseudoUnit | 0 | 0 | 0 | 0 | 0 | 0
FixedInterchange | 0 | 0 | 0 | 0 | 0 | 0
Emission Cost by Reporting Type: NYISO_J-K
ReportingType | 2015 | 2020 | 2025 | 2030 | 2035 | 2040
BM | 0 | 0 | 0 | 0 | 0 | 0
CC | 0 | 0 | 0 | 0 | 0 | 0
CSP | 0 | 0 | 0 | 0 | 0 | 0
CT | 0 | 0 | 0 | 0 | 0 | 0
Coal | 0 | 0 | 0 | 0 | 0 | 0
Geo | 0 | 0 | 0 | 0 | 0 | 0
H | 0 | 0 | 0 | 0 | 0 | 0
LFG | 0 | 0 | 0 | 0 | 0 | 0
Nuc | 0 | 0 | 0 | 0 | 0 | 0
PS | 0 | 0 | 0 | 0 | 0 | 0
PV | 0 | 0 | 0 | 0 | 0 | 0
PeakG | 0 | 0 | 0 | 0 | 0 | 0
PeakO | 0 | 0 | 0 | 0 | 0 | 0
ST | 0 | 0 | 0 | 0 | 0 | 0
STOG | 0 | 0 | 0 | 0 | 0 | 0
STWD | 0 | 0 | 0 | 0 | 0 | 0
WT | 0 | 0 | 0 | 0 | 0 | 0
IGCC | 0 | 0 | 0 | 0 | 0 | 0
DemandResponse | 0 | 0 | 0 | 0 | 0 | 0
IGCC-CCS | 0 | 0 | 0 | 0 | 0 | 0
WT_off | 0 | 0 | 0 | 0 | 0 | 0
PseudoUnit | 0 | 0 | 0 | 0 | 0 | 0
FixedInterchange | 0 | 0 | 0 | 0 | 0 | 0
Emission Cost by Reporting Type: PJM_E
ReportingType | 2015 | 2020 | 2025 | 2030 | 2035 | 2040
BM | 0 | 0 | 0 | 0 | 0 | 0
CC | 0 | 0 | 0 | 0 | 0 | 0
CSP | 0 | 0 | 0 | 0 | 0 | 0
CT | 0 | 0 | 0 | 0 | 0 | 0
Coal | 0 | 0 | 0 | 0 | 0 | 0
Geo | 0 | 0 | 0 | 0 | 0 | 0
H | 0 | 0 | 0 | 0 | 0 | 0
LFG | 0 | 0 | 0 | 0 | 0 | 0
Nuc | 0 | 0 | 0 | 0 | 0 | 0
PS | 0 | 0 | 0 | 0 | 0 | 0
PV | 0 | 0 | 0 | 0 | 0 | 0
PeakG | 0 | 0 | 0 | 0 | 0 | 0
PeakO | 0 | 0 | 0 | 0 | 0 | 0
ST | 0 | 0 | 0 | 0 | 0 | 0
STOG | 0 | 0 | 0 | 0 | 0 | 0
STWD | 0 | 0 | 0 | 0 | 0 | 0
WT | 0 | 0 | 0 | 0 | 0 | 0
IGCC | 0 | 0 | 0 | 0 | 0 | 0
DemandResponse | 0 | 0 | 0 | 0 | 0 | 0
IGCC-CCS | 0 | 0 | 0 | 0 | 0 | 0
WT_off | 0 | 0 | 0 | 0 | 0 | 0
PseudoUnit | 0 | 0 | 0 | 0 | 0 | 0
FixedInterchange | 0 | 0 | 0 | 0 | 0 | 0
Emission Cost by Reporting Type: PJM_ROM
ReportingType | 2015 | 2020 | 2025 | 2030 | 2035 | 2040
BM | 0 | 0 | 0 | 0 | 0 | 0
CC | 0 | 0 | 0 | 0 | 0 | 0
CSP | 0 | 0 | 0 | 0 | 0 | 0
CT | 0 | 0 | 0 | 0 | 0 | 0
Coal | 0 | 0 | 0 | 0 | 0 | 0
Geo | 0 | 0 | 0 | 0 | 0 | 0
H | 0 | 0 | 0 | 0 | 0 | 0
LFG | 0 | 0 | 0 | 0 | 0 | 0
Nuc | 0 | 0 | 0 | 0 | 0 | 0
PS | 0 | 0 | 0 | 0 | 0 | 0
PV | 0 | 0 | 0 | 0 | 0 | 0
PeakG | 0 | 0 | 0 | 0 | 0 | 0
PeakO | 0 | 0 | 0 | 0 | 0 | 0
ST | 0 | 0 | 0 | 0 | 0 | 0
STOG | 0 | 0 | 0 | 0 | 0 | 0
STWD | 0 | 0 | 0 | 0 | 0 | 0
WT | 0 | 0 | 0 | 0 | 0 | 0
IGCC | 0 | 0 | 0 | 0 | 0 | 0
DemandResponse | 0 | 0 | 0 | 0 | 0 | 0
IGCC-CCS | 0 | 0 | 0 | 0 | 0 | 0
WT_off | 0 | 0 | 0 | 0 | 0 | 0
PseudoUnit | 0 | 0 | 0 | 0 | 0 | 0
FixedInterchange | 0 | 0 | 0 | 0 | 0 | 0
Emission Cost by Reporting Type: PJM_ROR
ReportingType | 2015 | 2020 | 2025 | 2030 | 2035 | 2040
BM | 0 | 0 | 0 | 0 | 0 | 0
CC | 0 | 0 | 0 | 0 | 0 | 0
CSP | 0 | 0 | 0 | 0 | 0 | 0
CT | 0 | 0 | 0 | 0 | 0 | 0
Coal | 0 | 0 | 0 | 0 | 0 | 0
Geo | 0 | 0 | 0 | 0 | 0 | 0
H | 0 | 0 | 0 | 0 | 0 | 0
LFG | 0 | 0 | 0 | 0 | 0 | 0
Nuc | 0 | 0 | 0 | 0 | 0 | 0
PS | 0 | 0 | 0 | 0 | 0 | 0
PV | 0 | 0 | 0 | 0 | 0 | 0
PeakG | 0 | 0 | 0 | 0 | 0 | 0
PeakO | 0 | 0 | 0 | 0 | 0 | 0
ST | 0 | 0 | 0 | 0 | 0 | 0
STOG | 0 | 0 | 0 | 0 | 0 | 0
STWD | 0 | 0 | 0 | 0 | 0 | 0
WT | 0 | 0 | 0 | 0 | 0 | 0
IGCC | 0 | 0 | 0 | 0 | 0 | 0
DemandResponse | 0 | 0 | 0 | 0 | 0 | 0
IGCC-CCS | 0 | 0 | 0 | 0 | 0 | 0
WT_off | 0 | 0 | 0 | 0 | 0 | 0
PseudoUnit | 0 | 0 | 0 | 0 | 0 | 0
FixedInterchange | 0 | 0 | 0 | 0 | 0 | 0
Emission Cost by Reporting Type: SOCO
ReportingType | 2015 | 2020 | 2025 | 2030 | 2035 | 2040
BM | 0 | 0 | 0 | 0 | 0 | 0
CC | 0 | 0 | 0 | 0 | 0 | 0
CSP | 0 | 0 | 0 | 0 | 0 | 0
CT | 0 | 0 | 0 | 0 | 0 | 0
Coal | 0 | 0 | 0 | 0 | 0 | 0
Geo | 0 | 0 | 0 | 0 | 0 | 0
H | 0 | 0 | 0 | 0 | 0 | 0
LFG | 0 | 0 | 0 | 0 | 0 | 0
Nuc | 0 | 0 | 0 | 0 | 0 | 0
PS | 0 | 0 | 0 | 0 | 0 | 0
PV | 0 | 0 | 0 | 0 | 0 | 0
PeakG | 0 | 0 | 0 | 0 | 0 | 0
PeakO | 0 | 0 | 0 | 0 | 0 | 0
ST | 0 | 0 | 0 | 0 | 0 | 0
STOG | 0 | 0 | 0 | 0 | 0 | 0
STWD | 0 | 0 | 0 | 0 | 0 | 0
WT | 0 | 0 | 0 | 0 | 0 | 0
IGCC | 0 | 0 | 0 | 0 | 0 | 0
DemandResponse | 0 | 0 | 0 | 0 | 0 | 0
IGCC-CCS | 0 | 0 | 0 | 0 | 0 | 0
WT_off | 0 | 0 | 0 | 0 | 0 | 0
PseudoUnit | 0 | 0 | 0 | 0 | 0 | 0
FixedInterchange | 0 | 0 | 0 | 0 | 0 | 0
Emission Cost by Reporting Type: SPP_N
ReportingType | 2015 | 2020 | 2025 | 2030 | 2035 | 2040
BM | 0 | 0 | 0 | 0 | 0 | 0
CC | 0 | 0 | 0 | 0 | 0 | 0
CSP | 0 | 0 | 0 | 0 | 0 | 0
CT | 0 | 0 | 0 | 0 | 0 | 0
Coal | 0 | 0 | 0 | 0 | 0 | 0
Geo | 0 | 0 | 0 | 0 | 0 | 0
H | 0 | 0 | 0 | 0 | 0 | 0
LFG | 0 | 0 | 0 | 0 | 0 | 0
Nuc | 0 | 0 | 0 | 0 | 0 | 0
PS | 0 | 0 | 0 | 0 | 0 | 0
PV | 0 | 0 | 0 | 0 | 0 | 0
PeakG | 0 | 0 | 0 | 0 | 0 | 0
PeakO | 0 | 0 | 0 | 0 | 0 | 0
ST | 0 | 0 | 0 | 0 | 0 | 0
STOG | 0 | 0 | 0 | 0 | 0 | 0
STWD | 0 | 0 | 0 | 0 | 0 | 0
WT | 0 | 0 | 0 | 0 | 0 | 0
IGCC | 0 | 0 | 0 | 0 | 0 | 0
DemandResponse | 0 | 0 | 0 | 0 | 0 | 0
IGCC-CCS | 0 | 0 | 0 | 0 | 0 | 0
WT_off | 0 | 0 | 0 | 0 | 0 | 0
PseudoUnit | 0 | 0 | 0 | 0 | 0 | 0
FixedInterchange | 0 | 0 | 0 | 0 | 0 | 0
Emission Cost by Reporting Type: SPP_S
ReportingType | 2015 | 2020 | 2025 | 2030 | 2035 | 2040
BM | 0 | 0 | 0 | 0 | 0 | 0
CC | 0 | 0 | 0 | 0 | 0 | 0
CSP | 0 | 0 | 0 | 0 | 0 | 0
CT | 0 | 0 | 0 | 0 | 0 | 0
Coal | 0 | 0 | 0 | 0 | 0 | 0
Geo | 0 | 0 | 0 | 0 | 0 | 0
H | 0 | 0 | 0 | 0 | 0 | 0
LFG | 0 | 0 | 0 | 0 | 0 | 0
Nuc | 0 | 0 | 0 | 0 | 0 | 0
PS | 0 | 0 | 0 | 0 | 0 | 0
PV | 0 | 0 | 0 | 0 | 0 | 0
PeakG | 0 | 0 | 0 | 0 | 0 | 0
PeakO | 0 | 0 | 0 | 0 | 0 | 0
ST | 0 | 0 | 0 | 0 | 0 | 0
STOG | 0 | 0 | 0 | 0 | 0 | 0
STWD | 0 | 0 | 0 | 0 | 0 | 0
WT | 0 | 0 | 0 | 0 | 0 | 0
IGCC | 0 | 0 | 0 | 0 | 0 | 0
DemandResponse | 0 | 0 | 0 | 0 | 0 | 0
IGCC-CCS | 0 | 0 | 0 | 0 | 0 | 0
WT_off | 0 | 0 | 0 | 0 | 0 | 0
PseudoUnit | 0 | 0 | 0 | 0 | 0 | 0
FixedInterchange | 0 | 0 | 0 | 0 | 0 | 0
Emission Cost by Reporting Type: TVA
ReportingType | 2015 | 2020 | 2025 | 2030 | 2035 | 2040
BM | 0 | 0 | 0 | 0 | 0 | 0
CC | 0 | 0 | 0 | 0 | 0 | 0
CSP | 0 | 0 | 0 | 0 | 0 | 0
CT | 0 | 0 | 0 | 0 | 0 | 0
Coal | 0 | 0 | 0 | 0 | 0 | 0
Geo | 0 | 0 | 0 | 0 | 0 | 0
H | 0 | 0 | 0 | 0 | 0 | 0
LFG | 0 | 0 | 0 | 0 | 0 | 0
Nuc | 0 | 0 | 0 | 0 | 0 | 0
PS | 0 | 0 | 0 | 0 | 0 | 0
PV | 0 | 0 | 0 | 0 | 0 | 0
PeakG | 0 | 0 | 0 | 0 | 0 | 0
PeakO | 0 | 0 | 0 | 0 | 0 | 0
ST | 0 | 0 | 0 | 0 | 0 | 0
STOG | 0 | 0 | 0 | 0 | 0 | 0
STWD | 0 | 0 | 0 | 0 | 0 | 0
WT | 0 | 0 | 0 | 0 | 0 | 0
IGCC | 0 | 0 | 0 | 0 | 0 | 0
DemandResponse | 0 | 0 | 0 | 0 | 0 | 0
IGCC-CCS | 0 | 0 | 0 | 0 | 0 | 0
WT_off | 0 | 0 | 0 | 0 | 0 | 0
PseudoUnit | 0 | 0 | 0 | 0 | 0 | 0
FixedInterchange | 0 | 0 | 0 | 0 | 0 | 0
Emission Cost by Reporting Type: TVA_Transmission
ReportingType | 2015 | 2020 | 2025 | 2030 | 2035 | 2040
BM | 0 | 0 | 0 | 0 | 0 | 0
CC | 0 | 0 | 0 | 0 | 0 | 0
CSP | 0 | 0 | 0 | 0 | 0 | 0
CT | 0 | 0 | 0 | 0 | 0 | 0
Coal | 0 | 0 | 0 | 0 | 0 | 0
Geo | 0 | 0 | 0 | 0 | 0 | 0
H | 0 | 0 | 0 | 0 | 0 | 0
LFG | 0 | 0 | 0 | 0 | 0 | 0
Nuc | 0 | 0 | 0 | 0 | 0 | 0
PS | 0 | 0 | 0 | 0 | 0 | 0
PV | 0 | 0 | 0 | 0 | 0 | 0
PeakG | 0 | 0 | 0 | 0 | 0 | 0
PeakO | 0 | 0 | 0 | 0 | 0 | 0
ST | 0 | 0 | 0 | 0 | 0 | 0
STOG | 0 | 0 | 0 | 0 | 0 | 0
STWD | 0 | 0 | 0 | 0 | 0 | 0
WT | 0 | 0 | 0 | 0 | 0 | 0
IGCC | 0 | 0 | 0 | 0 | 0 | 0
DemandResponse | 0 | 0 | 0 | 0 | 0 | 0
IGCC-CCS | 0 | 0 | 0 | 0 | 0 | 0
WT_off | 0 | 0 | 0 | 0 | 0 | 0
PseudoUnit | 0 | 0 | 0 | 0 | 0 | 0
FixedInterchange | 0 | 0 | 0 | 0 | 0 | 0
Emission Cost by Reporting Type: VACAR
ReportingType | 2015 | 2020 | 2025 | 2030 | 2035 | 2040
BM | 0 | 0 | 0 | 0 | 0 | 0
CC | 0 | 0 | 0 | 0 | 0 | 0
CSP | 0 | 0 | 0 | 0 | 0 | 0
CT | 0 | 0 | 0 | 0 | 0 | 0
Coal | 0 | 0 | 0 | 0 | 0 | 0
Geo | 0 | 0 | 0 | 0 | 0 | 0
H | 0 | 0 | 0 | 0 | 0 | 0
LFG | 0 | 0 | 0 | 0 | 0 | 0
Nuc | 0 | 0 | 0 | 0 | 0 | 0
PS | 0 | 0 | 0 | 0 | 0 | 0
PV | 0 | 0 | 0 | 0 | 0 | 0
PeakG | 0 | 0 | 0 | 0 | 0 | 0
PeakO | 0 | 0 | 0 | 0 | 0 | 0
ST | 0 | 0 | 0 | 0 | 0 | 0
STOG | 0 | 0 | 0 | 0 | 0 | 0
STWD | 0 | 0 | 0 | 0 | 0 | 0
WT | 0 | 0 | 0 | 0 | 0 | 0
IGCC | 0 | 0 | 0 | 0 | 0 | 0
DemandResponse | 0 | 0 | 0 | 0 | 0 | 0
IGCC-CCS | 0 | 0 | 0 | 0 | 0 | 0
WT_off | 0 | 0 | 0 | 0 | 0 | 0
PseudoUnit | 0 | 0 | 0 | 0 | 0 | 0
FixedInterchange | 0 | 0 | 0 | 0 | 0 | 0
Emission Cost by Reporting Type: IESO
ReportingType | 2015 | 2020 | 2025 | 2030 | 2035 | 2040
BM | 0 | 0 | 0 | 0 | 0 | 0
CC | 0 | 0 | 0 | 0 | 0 | 0
CSP | 0 | 0 | 0 | 0 | 0 | 0
CT | 0 | 0 | 0 | 0 | 0 | 0
Coal | 0 | 0 | 0 | 0 | 0 | 0
Geo | 0 | 0 | 0 | 0 | 0 | 0
H | 0 | 0 | 0 | 0 | 0 | 0
LFG | 0 | 0 | 0 | 0 | 0 | 0
Nuc | 0 | 0 | 0 | 0 | 0 | 0
PS | 0 | 0 | 0 | 0 | 0 | 0
PV | 0 | 0 | 0 | 0 | 0 | 0
PeakG | 0 | 0 | 0 | 0 | 0 | 0
PeakO | 0 | 0 | 0 | 0 | 0 | 0
ST | 0 | 0 | 0 | 0 | 0 | 0
STOG | 0 | 0 | 0 | 0 | 0 | 0
STWD | 0 | 0 | 0 | 0 | 0 | 0
WT | 0 | 0 | 0 | 0 | 0 | 0
IGCC | 0 | 0 | 0 | 0 | 0 | 0
DemandResponse | 0 | 0 | 0 | 0 | 0 | 0
IGCC-CCS | 0 | 0 | 0 | 0 | 0 | 0
WT_off | 0 | 0 | 0 | 0 | 0 | 0
PseudoUnit | 0 | 0 | 0 | 0 | 0 | 0
FixedInterchange | 0 | 0 | 0 | 0 | 0 | 0
Emission Cost by Reporting Type: MAPP_CA
ReportingType | 2015 | 2020 | 2025 | 2030 | 2035 | 2040
BM | 0 | 0 | 0 | 0 | 0 | 0
CC | 0 | 0 | 0 | 0 | 0 | 0
CSP | 0 | 0 | 0 | 0 | 0 | 0
CT | 0 | 0 | 0 | 0 | 0 | 0
Coal | 0 | 0 | 0 | 0 | 0 | 0
Geo | 0 | 0 | 0 | 0 | 0 | 0
H | 0 | 0 | 0 | 0 | 0 | 0
LFG | 0 | 0 | 0 | 0 | 0 | 0
Nuc | 0 | 0 | 0 | 0 | 0 | 0
PS | 0 | 0 | 0 | 0 | 0 | 0
PV | 0 | 0 | 0 | 0 | 0 | 0
PeakG | 0 | 0 | 0 | 0 | 0 | 0
PeakO | 0 | 0 | 0 | 0 | 0 | 0
ST | 0 | 0 | 0 | 0 | 0 | 0
STOG | 0 | 0 | 0 | 0 | 0 | 0
STWD | 0 | 0 | 0 | 0 | 0 | 0
WT | 0 | 0 | 0 | 0 | 0 | 0
IGCC | 0 | 0 | 0 | 0 | 0 | 0
DemandResponse | 0 | 0 | 0 | 0 | 0 | 0
IGCC-CCS | 0 | 0 | 0 | 0 | 0 | 0
WT_off | 0 | 0 | 0 | 0 | 0 | 0
PseudoUnit | 0 | 0 | 0 | 0 | 0 | 0
FixedInterchange | 0 | 0 | 0 | 0 | 0 | 0
Emission Cost by Reporting Type: AZ_NM_SNV_Coal
ReportingType | 2015 | 2020 | 2025 | 2030 | 2035 | 2040
BM | 0 | 0 | 0 | 0 | 0 | 0
CC | 0 | 0 | 0 | 0 | 0 | 0
CSP | 0 | 0 | 0 | 0 | 0 | 0
CT | 0 | 0 | 0 | 0 | 0 | 0
Coal | 0 | 0 | 0 | 0 | 0 | 0
Geo | 0 | 0 | 0 | 0 | 0 | 0
H | 0 | 0 | 0 | 0 | 0 | 0
LFG | 0 | 0 | 0 | 0 | 0 | 0
Nuc | 0 | 0 | 0 | 0 | 0 | 0
PS | 0 | 0 | 0 | 0 | 0 | 0
PV | 0 | 0 | 0 | 0 | 0 | 0
PeakG | 0 | 0 | 0 | 0 | 0 | 0
PeakO | 0 | 0 | 0 | 0 | 0 | 0
ST | 0 | 0 | 0 | 0 | 0 | 0
STOG | 0 | 0 | 0 | 0 | 0 | 0
STWD | 0 | 0 | 0 | 0 | 0 | 0
WT | 0 | 0 | 0 | 0 | 0 | 0
IGCC | 0 | 0 | 0 | 0 | 0 | 0
DemandResponse | 0 | 0 | 0 | 0 | 0 | 0
IGCC-CCS | 0 | 0 | 0 | 0 | 0 | 0
WT_off | 0 | 0 | 0 | 0 | 0 | 0
PseudoUnit | 0 | 0 | 0 | 0 | 0 | 0
FixedInterchange | 0 | 0 | 0 | 0 | 0 | 0
Emission Cost by Reporting Type: AZ_NM_SNV_Gas
ReportingType | 2015 | 2020 | 2025 | 2030 | 2035 | 2040
BM | 0 | 0 | 0 | 0 | 0 | 0
CC | 0 | 0 | 0 | 0 | 0 | 0
CSP | 0 | 0 | 0 | 0 | 0 | 0
CT | 0 | 0 | 0 | 0 | 0 | 0
Coal | 0 | 0 | 0 | 0 | 0 | 0
Geo | 0 | 0 | 0 | 0 | 0 | 0
H | 0 | 0 | 0 | 0 | 0 | 0
LFG | 0 | 0 | 0 | 0 | 0 | 0
Nuc | 0 | 0 | 0 | 0 | 0 | 0
PS | 0 | 0 | 0 | 0 | 0 | 0
PV | 0 | 0 | 0 | 0 | 0 | 0
PeakG | 0 | 0 | 0 | 0 | 0 | 0
PeakO | 0 | 0 | 0 | 0 | 0 | 0
ST | 0 | 0 | 0 | 0 | 0 | 0
STOG | 0 | 0 | 0 | 0 | 0 | 0
STWD | 0 | 0 | 0 | 0 | 0 | 0
WT | 0 | 0 | 0 | 0 | 0 | 0
IGCC | 0 | 0 | 0 | 0 | 0 | 0
DemandResponse | 0 | 0 | 0 | 0 | 0 | 0
IGCC-CCS | 0 | 0 | 0 | 0 | 0 | 0
WT_off | 0 | 0 | 0 | 0 | 0 | 0
PseudoUnit | 0 | 0 | 0 | 0 | 0 | 0
FixedInterchange | 0 | 0 | 0 | 0 | 0 | 0
Emission Cost by Reporting Type: AZ_NM_SNV_NucRenew
ReportingType | 2015 | 2020 | 2025 | 2030 | 2035 | 2040
BM | 0 | 0 | 0 | 0 | 0 | 0
CC | 0 | 0 | 0 | 0 | 0 | 0
CSP | 0 | 0 | 0 | 0 | 0 | 0
CT | 0 | 0 | 0 | 0 | 0 | 0
Coal | 0 | 0 | 0 | 0 | 0 | 0
Geo | 0 | 0 | 0 | 0 | 0 | 0
H | 0 | 0 | 0 | 0 | 0 | 0
LFG | 0 | 0 | 0 | 0 | 0 | 0
Nuc | 0 | 0 | 0 | 0 | 0 | 0
PS | 0 | 0 | 0 | 0 | 0 | 0
PV | 0 | 0 | 0 | 0 | 0 | 0
PeakG | 0 | 0 | 0 | 0 | 0 | 0
PeakO | 0 | 0 | 0 | 0 | 0 | 0
ST | 0 | 0 | 0 | 0 | 0 | 0
STOG | 0 | 0 | 0 | 0 | 0 | 0
STWD | 0 | 0 | 0 | 0 | 0 | 0
WT | 0 | 0 | 0 | 0 | 0 | 0
IGCC | 0 | 0 | 0 | 0 | 0 | 0
DemandResponse | 0 | 0 | 0 | 0 | 0 | 0
IGCC-CCS | 0 | 0 | 0 | 0 | 0 | 0
WT_off | 0 | 0 | 0 | 0 | 0 | 0
PseudoUnit | 0 | 0 | 0 | 0 | 0 | 0
FixedInterchange | 0 | 0 | 0 | 0 | 0 | 0
Emission Cost by Reporting Type: ERCOT
ReportingType | 2015 | 2020 | 2025 | 2030 | 2035 | 2040
BM | 0 | 0 | 0 | 0 | 0 | 0
CC | 0 | 0 | 0 | 0 | 0 | 0
CSP | 0 | 0 | 0 | 0 | 0 | 0
CT | 0 | 0 | 0 | 0 | 0 | 0
Coal | 0 | 0 | 0 | 0 | 0 | 0
Geo | 0 | 0 | 0 | 0 | 0 | 0
H | 0 | 0 | 0 | 0 | 0 | 0
LFG | 0 | 0 | 0 | 0 | 0 | 0
Nuc | 0 | 0 | 0 | 0 | 0 | 0
PS | 0 | 0 | 0 | 0 | 0 | 0
PV | 0 | 0 | 0 | 0 | 0 | 0
PeakG | 0 | 0 | 0 | 0 | 0 | 0
PeakO | 0 | 0 | 0 | 0 | 0 | 0
ST | 0 | 0 | 0 | 0 | 0 | 0
STOG | 0 | 0 | 0 | 0 | 0 | 0
STWD | 0 | 0 | 0 | 0 | 0 | 0
WT | 0 | 0 | 0 | 0 | 0 | 0
IGCC | 0 | 0 | 0 | 0 | 0 | 0
DemandResponse | 0 | 0 | 0 | 0 | 0 | 0
IGCC-CCS | 0 | 0 | 0 | 0 | 0 | 0
WT_off | 0 | 0 | 0 | 0 | 0 | 0
PseudoUnit | 0 | 0 | 0 | 0 | 0 | 0
FixedInterchange | 0 | 0 | 0 | 0 | 0 | 0
Emission Cost by Reporting Type: NP15
ReportingType | 2015 | 2020 | 2025 | 2030 | 2035 | 2040
BM | 0 | 0 | 0 | 0 | 0 | 0
CC | 0 | 0 | 0 | 0 | 0 | 0
CSP | 0 | 0 | 0 | 0 | 0 | 0
CT | 0 | 0 | 0 | 0 | 0 | 0
Coal | 0 | 0 | 0 | 0 | 0 | 0
Geo | 0 | 0 | 0 | 0 | 0 | 0
H | 0 | 0 | 0 | 0 | 0 | 0
LFG | 0 | 0 | 0 | 0 | 0 | 0
Nuc | 0 | 0 | 0 | 0 | 0 | 0
PS | 0 | 0 | 0 | 0 | 0 | 0
PV | 0 | 0 | 0 | 0 | 0 | 0
PeakG | 0 | 0 | 0 | 0 | 0 | 0
PeakO | 0 | 0 | 0 | 0 | 0 | 0
ST | 0 | 0 | 0 | 0 | 0 | 0
STOG | 0 | 0 | 0 | 0 | 0 | 0
STWD | 0 | 0 | 0 | 0 | 0 | 0
WT | 0 | 0 | 0 | 0 | 0 | 0
IGCC | 0 | 0 | 0 | 0 | 0 | 0
DemandResponse | 0 | 0 | 0 | 0 | 0 | 0
IGCC-CCS | 0 | 0 | 0 | 0 | 0 | 0
WT_off | 0 | 0 | 0 | 0 | 0 | 0
PseudoUnit | 0 | 0 | 0 | 0 | 0 | 0
FixedInterchange | 0 | 0 | 0 | 0 | 0 | 0
Emission Cost by Reporting Type: NWPP_Coal
ReportingType | 2015 | 2020 | 2025 | 2030 | 2035 | 2040
BM | 0 | 0 | 0 | 0 | 0 | 0
CC | 0 | 0 | 0 | 0 | 0 | 0
CSP | 0 | 0 | 0 | 0 | 0 | 0
CT | 0 | 0 | 0 | 0 | 0 | 0
Coal | 0 | 0 | 0 | 0 | 0 | 0
Geo | 0 | 0 | 0 | 0 | 0 | 0
H | 0 | 0 | 0 | 0 | 0 | 0
LFG | 0 | 0 | 0 | 0 | 0 | 0
Nuc | 0 | 0 | 0 | 0 | 0 | 0
PS | 0 | 0 | 0 | 0 | 0 | 0
PV | 0 | 0 | 0 | 0 | 0 | 0
PeakG | 0 | 0 | 0 | 0 | 0 | 0
PeakO | 0 | 0 | 0 | 0 | 0 | 0
ST | 0 | 0 | 0 | 0 | 0 | 0
STOG | 0 | 0 | 0 | 0 | 0 | 0
STWD | 0 | 0 | 0 | 0 | 0 | 0
WT | 0 | 0 | 0 | 0 | 0 | 0
IGCC | 0 | 0 | 0 | 0 | 0 | 0
DemandResponse | 0 | 0 | 0 | 0 | 0 | 0
IGCC-CCS | 0 | 0 | 0 | 0 | 0 | 0
WT_off | 0 | 0 | 0 | 0 | 0 | 0
PseudoUnit | 0 | 0 | 0 | 0 | 0 | 0
FixedInterchange | 0 | 0 | 0 | 0 | 0 | 0
Emission Cost by Reporting Type: NWPP_Gas
ReportingType | 2015 | 2020 | 2025 | 2030 | 2035 | 2040
BM | 0 | 0 | 0 | 0 | 0 | 0
CC | 0 | 0 | 0 | 0 | 0 | 0
CSP | 0 | 0 | 0 | 0 | 0 | 0
CT | 0 | 0 | 0 | 0 | 0 | 0
Coal | 0 | 0 | 0 | 0 | 0 | 0
Geo | 0 | 0 | 0 | 0 | 0 | 0
H | 0 | 0 | 0 | 0 | 0 | 0
LFG | 0 | 0 | 0 | 0 | 0 | 0
Nuc | 0 | 0 | 0 | 0 | 0 | 0
PS | 0 | 0 | 0 | 0 | 0 | 0
PV | 0 | 0 | 0 | 0 | 0 | 0
PeakG | 0 | 0 | 0 | 0 | 0 | 0
PeakO | 0 | 0 | 0 | 0 | 0 | 0
ST | 0 | 0 | 0 | 0 | 0 | 0
STOG | 0 | 0 | 0 | 0 | 0 | 0
STWD | 0 | 0 | 0 | 0 | 0 | 0
WT | 0 | 0 | 0 | 0 | 0 | 0
IGCC | 0 | 0 | 0 | 0 | 0 | 0
DemandResponse | 0 | 0 | 0 | 0 | 0 | 0
IGCC-CCS | 0 | 0 | 0 | 0 | 0 | 0
WT_off | 0 | 0 | 0 | 0 | 0 | 0
PseudoUnit | 0 | 0 | 0 | 0 | 0 | 0
FixedInterchange | 0 | 0 | 0 | 0 | 0 | 0
Emission Cost by Reporting Type: NWPP_NucRenew
ReportingType | 2015 | 2020 | 2025 | 2030 | 2035 | 2040
BM | 0 | 0 | 0 | 0 | 0 | 0
CC | 0 | 0 | 0 | 0 | 0 | 0
CSP | 0 | 0 | 0 | 0 | 0 | 0
CT | 0 | 0 | 0 | 0 | 0 | 0
Coal | 0 | 0 | 0 | 0 | 0 | 0
Geo | 0 | 0 | 0 | 0 | 0 | 0
H | 0 | 0 | 0 | 0 | 0 | 0
LFG | 0 | 0 | 0 | 0 | 0 | 0
Nuc | 0 | 0 | 0 | 0 | 0 | 0
PS | 0 | 0 | 0 | 0 | 0 | 0
PV | 0 | 0 | 0 | 0 | 0 | 0
PeakG | 0 | 0 | 0 | 0 | 0 | 0
PeakO | 0 | 0 | 0 | 0 | 0 | 0
ST | 0 | 0 | 0 | 0 | 0 | 0
STOG | 0 | 0 | 0 | 0 | 0 | 0
STWD | 0 | 0 | 0 | 0 | 0 | 0
WT | 0 | 0 | 0 | 0 | 0 | 0
IGCC | 0 | 0 | 0 | 0 | 0 | 0
DemandResponse | 0 | 0 | 0 | 0 | 0 | 0
IGCC-CCS | 0 | 0 | 0 | 0 | 0 | 0
WT_off | 0 | 0 | 0 | 0 | 0 | 0
PseudoUnit | 0 | 0 | 0 | 0 | 0 | 0
FixedInterchange | 0 | 0 | 0 | 0 | 0 | 0
Emission Cost by Reporting Type: RMPA
ReportingType | 2015 | 2020 | 2025 | 2030 | 2035 | 2040
BM | 0 | 0 | 0 | 0 | 0 | 0
CC | 0 | 0 | 0 | 0 | 0 | 0
CSP | 0 | 0 | 0 | 0 | 0 | 0
CT | 0 | 0 | 0 | 0 | 0 | 0
Coal | 0 | 0 | 0 | 0 | 0 | 0
Geo | 0 | 0 | 0 | 0 | 0 | 0
H | 0 | 0 | 0 | 0 | 0 | 0
LFG | 0 | 0 | 0 | 0 | 0 | 0
Nuc | 0 | 0 | 0 | 0 | 0 | 0
PS | 0 | 0 | 0 | 0 | 0 | 0
PV | 0 | 0 | 0 | 0 | 0 | 0
PeakG | 0 | 0 | 0 | 0 | 0 | 0
PeakO | 0 | 0 | 0 | 0 | 0 | 0
ST | 0 | 0 | 0 | 0 | 0 | 0
STOG | 0 | 0 | 0 | 0 | 0 | 0
STWD | 0 | 0 | 0 | 0 | 0 | 0
WT | 0 | 0 | 0 | 0 | 0 | 0
IGCC | 0 | 0 | 0 | 0 | 0 | 0
DemandResponse | 0 | 0 | 0 | 0 | 0 | 0
IGCC-CCS | 0 | 0 | 0 | 0 | 0 | 0
WT_off | 0 | 0 | 0 | 0 | 0 | 0
PseudoUnit | 0 | 0 | 0 | 0 | 0 | 0
FixedInterchange | 0 | 0 | 0 | 0 | 0 | 0
Emission Cost by Reporting Type: SP15
ReportingType | 2015 | 2020 | 2025 | 2030 | 2035 | 2040
BM | 0 | 0 | 0 | 0 | 0 | 0
CC | 0 | 0 | 0 | 0 | 0 | 0
CSP | 0 | 0 | 0 | 0 | 0 | 0
CT | 0 | 0 | 0 | 0 | 0 | 0
Coal | 0 | 0 | 0 | 0 | 0 | 0
Geo | 0 | 0 | 0 | 0 | 0 | 0
H | 0 | 0 | 0 | 0 | 0 | 0
LFG | 0 | 0 | 0 | 0 | 0 | 0
Nuc | 0 | 0 | 0 | 0 | 0 | 0
PS | 0 | 0 | 0 | 0 | 0 | 0
PV | 0 | 0 | 0 | 0 | 0 | 0
PeakG | 0 | 0 | 0 | 0 | 0 | 0
PeakO | 0 | 0 | 0 | 0 | 0 | 0
ST | 0 | 0 | 0 | 0 | 0 | 0
STOG | 0 | 0 | 0 | 0 | 0 | 0
STWD | 0 | 0 | 0 | 0 | 0 | 0
WT | 0 | 0 | 0 | 0 | 0 | 0
IGCC | 0 | 0 | 0 | 0 | 0 | 0
DemandResponse | 0 | 0 | 0 | 0 | 0 | 0
IGCC-CCS | 0 | 0 | 0 | 0 | 0 | 0
WT_off | 0 | 0 | 0 | 0 | 0 | 0
PseudoUnit | 0 | 0 | 0 | 0 | 0 | 0
FixedInterchange | 0 | 0 | 0 | 0 | 0 | 0
Emission Cost by Reporting Type: ALB
ReportingType | 2015 | 2020 | 2025 | 2030 | 2035 | 2040
BM | 0 | 0 | 0 | 0 | 0 | 0
CC | 0 | 0 | 0 | 0 | 0 | 0
CSP | 0 | 0 | 0 | 0 | 0 | 0
CT | 0 | 0 | 0 | 0 | 0 | 0
Coal | 0 | 0 | 0 | 0 | 0 | 0
Geo | 0 | 0 | 0 | 0 | 0 | 0
H | 0 | 0 | 0 | 0 | 0 | 0
LFG | 0 | 0 | 0 | 0 | 0 | 0
Nuc | 0 | 0 | 0 | 0 | 0 | 0
PS | 0 | 0 | 0 | 0 | 0 | 0
PV | 0 | 0 | 0 | 0 | 0 | 0
PeakG | 0 | 0 | 0 | 0 | 0 | 0
PeakO | 0 | 0 | 0 | 0 | 0 | 0
ST | 0 | 0 | 0 | 0 | 0 | 0
STOG | 0 | 0 | 0 | 0 | 0 | 0
STWD | 0 | 0 | 0 | 0 | 0 | 0
WT | 0 | 0 | 0 | 0 | 0 | 0
IGCC | 0 | 0 | 0 | 0 | 0 | 0
DemandResponse | 0 | 0 | 0 | 0 | 0 | 0
IGCC-CCS | 0 | 0 | 0 | 0 | 0 | 0
WT_off | 0 | 0 | 0 | 0 | 0 | 0
PseudoUnit | 0 | 0 | 0 | 0 | 0 | 0
FixedInterchange | 0 | 0 | 0 | 0 | 0 | 0
Emission Cost by Reporting Type: BC
ReportingType | 2015 | 2020 | 2025 | 2030 | 2035 | 2040
BM | 0 | 0 | 0 | 0 | 0 | 0
CC | 0 | 0 | 0 | 0 | 0 | 0
CSP | 0 | 0 | 0 | 0 | 0 | 0
CT | 0 | 0 | 0 | 0 | 0 | 0
Coal | 0 | 0 | 0 | 0 | 0 | 0
Geo | 0 | 0 | 0 | 0 | 0 | 0
H | 0 | 0 | 0 | 0 | 0 | 0
LFG | 0 | 0 | 0 | 0 | 0 | 0
Nuc | 0 | 0 | 0 | 0 | 0 | 0
PS | 0 | 0 | 0 | 0 | 0 | 0
PV | 0 | 0 | 0 | 0 | 0 | 0
PeakG | 0 | 0 | 0 | 0 | 0 | 0
PeakO | 0 | 0 | 0 | 0 | 0 | 0
ST | 0 | 0 | 0 | 0 | 0 | 0
STOG | 0 | 0 | 0 | 0 | 0 | 0
STWD | 0 | 0 | 0 | 0 | 0 | 0
WT | 0 | 0 | 0 | 0 | 0 | 0
IGCC | 0 | 0 | 0 | 0 | 0 | 0
DemandResponse | 0 | 0 | 0 | 0 | 0 | 0
IGCC-CCS | 0 | 0 | 0 | 0 | 0 | 0
WT_off | 0 | 0 | 0 | 0 | 0 | 0
PseudoUnit | 0 | 0 | 0 | 0 | 0 | 0
FixedInterchange | 0 | 0 | 0 | 0 | 0 | 0
Emission Cost by Reporting Type: HQ_IESO
ReportingType | 2015 | 2020 | 2025 | 2030 | 2035 | 2040
BM | 0 | 0 | 0 | 0 | 0 | 0
CC | 0 | 0 | 0 | 0 | 0 | 0
CSP | 0 | 0 | 0 | 0 | 0 | 0
CT | 0 | 0 | 0 | 0 | 0 | 0
Coal | 0 | 0 | 0 | 0 | 0 | 0
Geo | 0 | 0 | 0 | 0 | 0 | 0
H | 0 | 0 | 0 | 0 | 0 | 0
LFG | 0 | 0 | 0 | 0 | 0 | 0
Nuc | 0 | 0 | 0 | 0 | 0 | 0
PS | 0 | 0 | 0 | 0 | 0 | 0
PV | 0 | 0 | 0 | 0 | 0 | 0
PeakG | 0 | 0 | 0 | 0 | 0 | 0
PeakO | 0 | 0 | 0 | 0 | 0 | 0
ST | 0 | 0 | 0 | 0 | 0 | 0
STOG | 0 | 0 | 0 | 0 | 0 | 0
STWD | 0 | 0 | 0 | 0 | 0 | 0
WT | 0 | 0 | 0 | 0 | 0 | 0
IGCC | 0 | 0 | 0 | 0 | 0 | 0
DemandResponse | 0 | 0 | 0 | 0 | 0 | 0
IGCC-CCS | 0 | 0 | 0 | 0 | 0 | 0
WT_off | 0 | 0 | 0 | 0 | 0 | 0
PseudoUnit | 0 | 0 | 0 | 0 | 0 | 0
FixedInterchange | 0 | 0 | 0 | 0 | 0 | 0
Emission Cost by Reporting Type: HQ_NEISO
ReportingType | 2015 | 2020 | 2025 | 2030 | 2035 | 2040
BM | 0 | 0 | 0 | 0 | 0 | 0
CC | 0 | 0 | 0 | 0 | 0 | 0
CSP | 0 | 0 | 0 | 0 | 0 | 0
CT | 0 | 0 | 0 | 0 | 0 | 0
Coal | 0 | 0 | 0 | 0 | 0 | 0
Geo | 0 | 0 | 0 | 0 | 0 | 0
H | 0 | 0 | 0 | 0 | 0 | 0
LFG | 0 | 0 | 0 | 0 | 0 | 0
Nuc | 0 | 0 | 0 | 0 | 0 | 0
PS | 0 | 0 | 0 | 0 | 0 | 0
PV | 0 | 0 | 0 | 0 | 0 | 0
PeakG | 0 | 0 | 0 | 0 | 0 | 0
PeakO | 0 | 0 | 0 | 0 | 0 | 0
ST | 0 | 0 | 0 | 0 | 0 | 0
STOG | 0 | 0 | 0 | 0 | 0 | 0
STWD | 0 | 0 | 0 | 0 | 0 | 0
WT | 0 | 0 | 0 | 0 | 0 | 0
IGCC | 0 | 0 | 0 | 0 | 0 | 0
DemandResponse | 0 | 0 | 0 | 0 | 0 | 0
IGCC-CCS | 0 | 0 | 0 | 0 | 0 | 0
WT_off | 0 | 0 | 0 | 0 | 0 | 0
PseudoUnit | 0 | 0 | 0 | 0 | 0 | 0
FixedInterchange | 0 | 0 | 0 | 0 | 0 | 0
Emission Cost by Reporting Type: HQ_NY
ReportingType | 2015 | 2020 | 2025 | 2030 | 2035 | 2040
BM | 0 | 0 | 0 | 0 | 0 | 0
CC | 0 | 0 | 0 | 0 | 0 | 0
CSP | 0 | 0 | 0 | 0 | 0 | 0
CT | 0 | 0 | 0 | 0 | 0 | 0
Coal | 0 | 0 | 0 | 0 | 0 | 0
Geo | 0 | 0 | 0 | 0 | 0 | 0
H | 0 | 0 | 0 | 0 | 0 | 0
LFG | 0 | 0 | 0 | 0 | 0 | 0
Nuc | 0 | 0 | 0 | 0 | 0 | 0
PS | 0 | 0 | 0 | 0 | 0 | 0
PV | 0 | 0 | 0 | 0 | 0 | 0
PeakG | 0 | 0 | 0 | 0 | 0 | 0
PeakO | 0 | 0 | 0 | 0 | 0 | 0
ST | 0 | 0 | 0 | 0 | 0 | 0
STOG | 0 | 0 | 0 | 0 | 0 | 0
STWD | 0 | 0 | 0 | 0 | 0 | 0
WT | 0 | 0 | 0 | 0 | 0 | 0
IGCC | 0 | 0 | 0 | 0 | 0 | 0
DemandResponse | 0 | 0 | 0 | 0 | 0 | 0
IGCC-CCS | 0 | 0 | 0 | 0 | 0 | 0
WT_off | 0 | 0 | 0 | 0 | 0 | 0
PseudoUnit | 0 | 0 | 0 | 0 | 0 | 0
FixedInterchange | 0 | 0 | 0 | 0 | 0 | 0
Emission Cost by Reporting Type: MARITIMES
ReportingType | 2015 | 2020 | 2025 | 2030 | 2035 | 2040
BM | 0 | 0 | 0 | 0 | 0 | 0
CC | 0 | 0 | 0 | 0 | 0 | 0
CSP | 0 | 0 | 0 | 0 | 0 | 0
CT | 0 | 0 | 0 | 0 | 0 | 0
Coal | 0 | 0 | 0 | 0 | 0 | 0
Geo | 0 | 0 | 0 | 0 | 0 | 0
H | 0 | 0 | 0 | 0 | 0 | 0
LFG | 0 | 0 | 0 | 0 | 0 | 0
Nuc | 0 | 0 | 0 | 0 | 0 | 0
PS | 0 | 0 | 0 | 0 | 0 | 0
PV | 0 | 0 | 0 | 0 | 0 | 0
PeakG | 0 | 0 | 0 | 0 | 0 | 0
PeakO | 0 | 0 | 0 | 0 | 0 | 0
ST | 0 | 0 | 0 | 0 | 0 | 0
STOG | 0 | 0 | 0 | 0 | 0 | 0
STWD | 0 | 0 | 0 | 0 | 0 | 0
WT | 0 | 0 | 0 | 0 | 0 | 0
IGCC | 0 | 0 | 0 | 0 | 0 | 0
DemandResponse | 0 | 0 | 0 | 0 | 0 | 0
IGCC-CCS | 0 | 0 | 0 | 0 | 0 | 0
WT_off | 0 | 0 | 0 | 0 | 0 | 0
PseudoUnit | 0 | 0 | 0 | 0 | 0 | 0
FixedInterchange | 0 | 0 | 0 | 0 | 0 | 0
Emission Cost by Reporting Type: All
ReportingType | 2015 | 2020 | 2025 | 2030 | 2035 | 2040
BM | 0 | 0 | 0 | 0 | 0 | 0
CC | 0 | 0 | 0 | 0 | 0 | 0
CSP | 0 | 0 | 0 | 0 | 0 | 0
CT | 0 | 0 | 0 | 0 | 0 | 0
Coal | 0 | 0 | 0 | 0 | 0 | 0
Geo | 0 | 0 | 0 | 0 | 0 | 0
H | 0 | 0 | 0 | 0 | 0 | 0
LFG | 0 | 0 | 0 | 0 | 0 | 0
Nuc | 0 | 0 | 0 | 0 | 0 | 0
PS | 0 | 0 | 0 | 0 | 0 | 0
PV | 0 | 0 | 0 | 0 | 0 | 0
PeakG | 0 | 0 | 0 | 0 | 0 | 0
PeakO | 0 | 0 | 0 | 0 | 0 | 0
ST | 0 | 0 | 0 | 0 | 0 | 0
STOG | 0 | 0 | 0 | 0 | 0 | 0
STWD | 0 | 0 | 0 | 0 | 0 | 0
WT | 0 | 0 | 0 | 0 | 0 | 0
IGCC | 0 | 0 | 0 | 0 | 0 | 0
DemandResponse | 0 | 0 | 0 | 0 | 0 | 0
IGCC-CCS | 0 | 0 | 0 | 0 | 0 | 0
WT_off | 0 | 0 | 0 | 0 | 0 | 0
PseudoUnit | 0 | 0 | 0 | 0 | 0 | 0
FixedInterchange | 0 | 0 | 0 | 0 | 0 | 0
Emission Cost by Reporting Type: EI_US
ReportingType | 2015 | 2020 | 2025 | 2030 | 2035 | 2040
BM | 0 | 0 | 0 | 0 | 0 | 0
CC | 0 | 0 | 0 | 0 | 0 | 0
CSP | 0 | 0 | 0 | 0 | 0 | 0
CT | 0 | 0 | 0 | 0 | 0 | 0
Coal | 0 | 0 | 0 | 0 | 0 | 0
Geo | 0 | 0 | 0 | 0 | 0 | 0
H | 0 | 0 | 0 | 0 | 0 | 0
LFG | 0 | 0 | 0 | 0 | 0 | 0
Nuc | 0 | 0 | 0 | 0 | 0 | 0
PS | 0 | 0 | 0 | 0 | 0 | 0
PV | 0 | 0 | 0 | 0 | 0 | 0
PeakG | 0 | 0 | 0 | 0 | 0 | 0
PeakO | 0 | 0 | 0 | 0 | 0 | 0
ST | 0 | 0 | 0 | 0 | 0 | 0
STOG | 0 | 0 | 0 | 0 | 0 | 0
STWD | 0 | 0 | 0 | 0 | 0 | 0
WT | 0 | 0 | 0 | 0 | 0 | 0
IGCC | 0 | 0 | 0 | 0 | 0 | 0
DemandResponse | 0 | 0 | 0 | 0 | 0 | 0
IGCC-CCS | 0 | 0 | 0 | 0 | 0 | 0
WT_off | 0 | 0 | 0 | 0 | 0 | 0
PseudoUnit | 0 | 0 | 0 | 0 | 0 | 0
FixedInterchange | 0 | 0 | 0 | 0 | 0 | 0
Emission Cost by Reporting Type: EI_Canada
ReportingType | 2015 | 2020 | 2025 | 2030 | 2035 | 2040
BM | 0 | 0 | 0 | 0 | 0 | 0
CC | 0 | 0 | 0 | 0 | 0 | 0
CSP | 0 | 0 | 0 | 0 | 0 | 0
CT | 0 | 0 | 0 | 0 | 0 | 0
Coal | 0 | 0 | 0 | 0 | 0 | 0
Geo | 0 | 0 | 0 | 0 | 0 | 0
H | 0 | 0 | 0 | 0 | 0 | 0
LFG | 0 | 0 | 0 | 0 | 0 | 0
Nuc | 0 | 0 | 0 | 0 | 0 | 0
PS | 0 | 0 | 0 | 0 | 0 | 0
PV | 0 | 0 | 0 | 0 | 0 | 0
PeakG | 0 | 0 | 0 | 0 | 0 | 0
PeakO | 0 | 0 | 0 | 0 | 0 | 0
ST | 0 | 0 | 0 | 0 | 0 | 0
STOG | 0 | 0 | 0 | 0 | 0 | 0
STWD | 0 | 0 | 0 | 0 | 0 | 0
WT | 0 | 0 | 0 | 0 | 0 | 0
IGCC | 0 | 0 | 0 | 0 | 0 | 0
DemandResponse | 0 | 0 | 0 | 0 | 0 | 0
IGCC-CCS | 0 | 0 | 0 | 0 | 0 | 0
WT_off | 0 | 0 | 0 | 0 | 0 | 0
PseudoUnit | 0 | 0 | 0 | 0 | 0 | 0
FixedInterchange | 0 | 0 | 0 | 0 | 0 | 0
Emission Cost by Reporting Type: EI
ReportingType | 2015 | 2020 | 2025 | 2030 | 2035 | 2040
BM | 0 | 0 | 0 | 0 | 0 | 0
CC | 0 | 0 | 0 | 0 | 0 | 0
CSP | 0 | 0 | 0 | 0 | 0 | 0
CT | 0 | 0 | 0 | 0 | 0 | 0
Coal | 0 | 0 | 0 | 0 | 0 | 0
Geo | 0 | 0 | 0 | 0 | 0 | 0
H | 0 | 0 | 0 | 0 | 0 | 0
LFG | 0 | 0 | 0 | 0 | 0 | 0
Nuc | 0 | 0 | 0 | 0 | 0 | 0
PS | 0 | 0 | 0 | 0 | 0 | 0
PV | 0 | 0 | 0 | 0 | 0 | 0
PeakG | 0 | 0 | 0 | 0 | 0 | 0
PeakO | 0 | 0 | 0 | 0 | 0 | 0
ST | 0 | 0 | 0 | 0 | 0 | 0
STOG | 0 | 0 | 0 | 0 | 0 | 0
STWD | 0 | 0 | 0 | 0 | 0 | 0
WT | 0 | 0 | 0 | 0 | 0 | 0
IGCC | 0 | 0 | 0 | 0 | 0 | 0
DemandResponse | 0 | 0 | 0 | 0 | 0 | 0
IGCC-CCS | 0 | 0 | 0 | 0 | 0 | 0
WT_off | 0 | 0 | 0 | 0 | 0 | 0
PseudoUnit | 0 | 0 | 0 | 0 | 0 | 0
FixedInterchange | 0 | 0 | 0 | 0 | 0 | 0
Emission Cost by Reporting Type: Outside_EI
ReportingType | 2015 | 2020 | 2025 | 2030 | 2035 | 2040
BM | 0 | 0 | 0 | 0 | 0 | 0
CC | 0 | 0 | 0 | 0 | 0 | 0
CSP | 0 | 0 | 0 | 0 | 0 | 0
CT | 0 | 0 | 0 | 0 | 0 | 0
Coal | 0 | 0 | 0 | 0 | 0 | 0
Geo | 0 | 0 | 0 | 0 | 0 | 0
H | 0 | 0 | 0 | 0 | 0 | 0
LFG | 0 | 0 | 0 | 0 | 0 | 0
Nuc | 0 | 0 | 0 | 0 | 0 | 0
PS | 0 | 0 | 0 | 0 | 0 | 0
PV | 0 | 0 | 0 | 0 | 0 | 0
PeakG | 0 | 0 | 0 | 0 | 0 | 0
PeakO | 0 | 0 | 0 | 0 | 0 | 0
ST | 0 | 0 | 0 | 0 | 0 | 0
STOG | 0 | 0 | 0 | 0 | 0 | 0
STWD | 0 | 0 | 0 | 0 | 0 | 0
WT | 0 | 0 | 0 | 0 | 0 | 0
IGCC | 0 | 0 | 0 | 0 | 0 | 0
DemandResponse | 0 | 0 | 0 | 0 | 0 | 0
IGCC-CCS | 0 | 0 | 0 | 0 | 0 | 0
WT_off | 0 | 0 | 0 | 0 | 0 | 0
PseudoUnit | 0 | 0 | 0 | 0 | 0 | 0
FixedInterchange | 0 | 0 | 0 | 0 | 0 | 0
==== Emission Program: CAMR : (Hg) ====
Emission Cost by Reporting Type: Entergy
ReportingType | 2015 | 2020 | 2025 | 2030 | 2035 | 2040
BM | 0 | 0 | 0 | 0 | 0 | 0
CC | 0 | 0 | 0 | 0 | 0 | 0
CSP | 0 | 0 | 0 | 0 | 0 | 0
CT | 0 | 0 | 0 | 0 | 0 | 0
Coal | 0 | 0 | 0 | 0 | 0 | 0
Geo | 0 | 0 | 0 | 0 | 0 | 0
H | 0 | 0 | 0 | 0 | 0 | 0
LFG | 0 | 0 | 0 | 0 | 0 | 0
Nuc | 0 | 0 | 0 | 0 | 0 | 0
PS | 0 | 0 | 0 | 0 | 0 | 0
PV | 0 | 0 | 0 | 0 | 0 | 0
PeakG | 0 | 0 | 0 | 0 | 0 | 0
PeakO | 0 | 0 | 0 | 0 | 0 | 0
ST | 0 | 0 | 0 | 0 | 0 | 0
STOG | 0 | 0 | 0 | 0 | 0 | 0
STWD | 0 | 0 | 0 | 0 | 0 | 0
WT | 0 | 0 | 0 | 0 | 0 | 0
IGCC | 0 | 0 | 0 | 0 | 0 | 0
DemandResponse | 0 | 0 | 0 | 0 | 0 | 0
IGCC-CCS | 0 | 0 | 0 | 0 | 0 | 0
WT_off | 0 | 0 | 0 | 0 | 0 | 0
PseudoUnit | 0 | 0 | 0 | 0 | 0 | 0
FixedInterchange | 0 | 0 | 0 | 0 | 0 | 0
Emission Cost by Reporting Type: FRCC
ReportingType | 2015 | 2020 | 2025 | 2030 | 2035 | 2040
BM | 0 | 0 | 0 | 0 | 0 | 0
CC | 0 | 0 | 0 | 0 | 0 | 0
CSP | 0 | 0 | 0 | 0 | 0 | 0
CT | 0 | 0 | 0 | 0 | 0 | 0
Coal | 0 | 0 | 0 | 0 | 0 | 0
Geo | 0 | 0 | 0 | 0 | 0 | 0
H | 0 | 0 | 0 | 0 | 0 | 0
LFG | 0 | 0 | 0 | 0 | 0 | 0
Nuc | 0 | 0 | 0 | 0 | 0 | 0
PS | 0 | 0 | 0 | 0 | 0 | 0
PV | 0 | 0 | 0 | 0 | 0 | 0
PeakG | 0 | 0 | 0 | 0 | 0 | 0
PeakO | 0 | 0 | 0 | 0 | 0 | 0
ST | 0 | 0 | 0 | 0 | 0 | 0
STOG | 0 | 0 | 0 | 0 | 0 | 0
STWD | 0 | 0 | 0 | 0 | 0 | 0
WT | 0 | 0 | 0 | 0 | 0 | 0
IGCC | 0 | 0 | 0 | 0 | 0 | 0
DemandResponse | 0 | 0 | 0 | 0 | 0 | 0
IGCC-CCS | 0 | 0 | 0 | 0 | 0 | 0
WT_off | 0 | 0 | 0 | 0 | 0 | 0
PseudoUnit | 0 | 0 | 0 | 0 | 0 | 0
FixedInterchange | 0 | 0 | 0 | 0 | 0 | 0
Emission Cost by Reporting Type: MAPP_US
ReportingType | 2015 | 2020 | 2025 | 2030 | 2035 | 2040
BM | 0 | 0 | 0 | 0 | 0 | 0
CC | 0 | 0 | 0 | 0 | 0 | 0
CSP | 0 | 0 | 0 | 0 | 0 | 0
CT | 0 | 0 | 0 | 0 | 0 | 0
Coal | 0 | 0 | 0 | 0 | 0 | 0
Geo | 0 | 0 | 0 | 0 | 0 | 0
H | 0 | 0 | 0 | 0 | 0 | 0
LFG | 0 | 0 | 0 | 0 | 0 | 0
Nuc | 0 | 0 | 0 | 0 | 0 | 0
PS | 0 | 0 | 0 | 0 | 0 | 0
PV | 0 | 0 | 0 | 0 | 0 | 0
PeakG | 0 | 0 | 0 | 0 | 0 | 0
PeakO | 0 | 0 | 0 | 0 | 0 | 0
ST | 0 | 0 | 0 | 0 | 0 | 0
STOG | 0 | 0 | 0 | 0 | 0 | 0
STWD | 0 | 0 | 0 | 0 | 0 | 0
WT | 0 | 0 | 0 | 0 | 0 | 0
IGCC | 0 | 0 | 0 | 0 | 0 | 0
DemandResponse | 0 | 0 | 0 | 0 | 0 | 0
IGCC-CCS | 0 | 0 | 0 | 0 | 0 | 0
WT_off | 0 | 0 | 0 | 0 | 0 | 0
PseudoUnit | 0 | 0 | 0 | 0 | 0 | 0
FixedInterchange | 0 | 0 | 0 | 0 | 0 | 0
Emission Cost by Reporting Type: MISO_IN
ReportingType | 2015 | 2020 | 2025 | 2030 | 2035 | 2040
BM | 0 | 0 | 0 | 0 | 0 | 0
CC | 0 | 0 | 0 | 0 | 0 | 0
CSP | 0 | 0 | 0 | 0 | 0 | 0
CT | 0 | 0 | 0 | 0 | 0 | 0
Coal | 0 | 0 | 0 | 0 | 0 | 0
Geo | 0 | 0 | 0 | 0 | 0 | 0
H | 0 | 0 | 0 | 0 | 0 | 0
LFG | 0 | 0 | 0 | 0 | 0 | 0
Nuc | 0 | 0 | 0 | 0 | 0 | 0
PS | 0 | 0 | 0 | 0 | 0 | 0
PV | 0 | 0 | 0 | 0 | 0 | 0
PeakG | 0 | 0 | 0 | 0 | 0 | 0
PeakO | 0 | 0 | 0 | 0 | 0 | 0
ST | 0 | 0 | 0 | 0 | 0 | 0
STOG | 0 | 0 | 0 | 0 | 0 | 0
STWD | 0 | 0 | 0 | 0 | 0 | 0
WT | 0 | 0 | 0 | 0 | 0 | 0
IGCC | 0 | 0 | 0 | 0 | 0 | 0
DemandResponse | 0 | 0 | 0 | 0 | 0 | 0
IGCC-CCS | 0 | 0 | 0 | 0 | 0 | 0
WT_off | 0 | 0 | 0 | 0 | 0 | 0
PseudoUnit | 0 | 0 | 0 | 0 | 0 | 0
FixedInterchange | 0 | 0 | 0 | 0 | 0 | 0
Emission Cost by Reporting Type: MISO_MI
ReportingType | 2015 | 2020 | 2025 | 2030 | 2035 | 2040
BM | 0 | 0 | 0 | 0 | 0 | 0
CC | 0 | 0 | 0 | 0 | 0 | 0
CSP | 0 | 0 | 0 | 0 | 0 | 0
CT | 0 | 0 | 0 | 0 | 0 | 0
Coal | 0 | 0 | 0 | 0 | 0 | 0
Geo | 0 | 0 | 0 | 0 | 0 | 0
H | 0 | 0 | 0 | 0 | 0 | 0
LFG | 0 | 0 | 0 | 0 | 0 | 0
Nuc | 0 | 0 | 0 | 0 | 0 | 0
PS | 0 | 0 | 0 | 0 | 0 | 0
PV | 0 | 0 | 0 | 0 | 0 | 0
PeakG | 0 | 0 | 0 | 0 | 0 | 0
PeakO | 0 | 0 | 0 | 0 | 0 | 0
ST | 0 | 0 | 0 | 0 | 0 | 0
STOG | 0 | 0 | 0 | 0 | 0 | 0
STWD | 0 | 0 | 0 | 0 | 0 | 0
WT | 0 | 0 | 0 | 0 | 0 | 0
IGCC | 0 | 0 | 0 | 0 | 0 | 0
DemandResponse | 0 | 0 | 0 | 0 | 0 | 0
IGCC-CCS | 0 | 0 | 0 | 0 | 0 | 0
WT_off | 0 | 0 | 0 | 0 | 0 | 0
PseudoUnit | 0 | 0 | 0 | 0 | 0 | 0
FixedInterchange | 0 | 0 | 0 | 0 | 0 | 0
Emission Cost by Reporting Type: MISO_MO-IL
ReportingType | 2015 | 2020 | 2025 | 2030 | 2035 | 2040
BM | 0 | 0 | 0 | 0 | 0 | 0
CC | 0 | 0 | 0 | 0 | 0 | 0
CSP | 0 | 0 | 0 | 0 | 0 | 0
CT | 0 | 0 | 0 | 0 | 0 | 0
Coal | 0 | 0 | 0 | 0 | 0 | 0
Geo | 0 | 0 | 0 | 0 | 0 | 0
H | 0 | 0 | 0 | 0 | 0 | 0
LFG | 0 | 0 | 0 | 0 | 0 | 0
Nuc | 0 | 0 | 0 | 0 | 0 | 0
PS | 0 | 0 | 0 | 0 | 0 | 0
PV | 0 | 0 | 0 | 0 | 0 | 0
PeakG | 0 | 0 | 0 | 0 | 0 | 0
PeakO | 0 | 0 | 0 | 0 | 0 | 0
ST | 0 | 0 | 0 | 0 | 0 | 0
STOG | 0 | 0 | 0 | 0 | 0 | 0
STWD | 0 | 0 | 0 | 0 | 0 | 0
WT | 0 | 0 | 0 | 0 | 0 | 0
IGCC | 0 | 0 | 0 | 0 | 0 | 0
DemandResponse | 0 | 0 | 0 | 0 | 0 | 0
IGCC-CCS | 0 | 0 | 0 | 0 | 0 | 0
WT_off | 0 | 0 | 0 | 0 | 0 | 0
PseudoUnit | 0 | 0 | 0 | 0 | 0 | 0
FixedInterchange | 0 | 0 | 0 | 0 | 0 | 0
Emission Cost by Reporting Type: MISO_W
ReportingType | 2015 | 2020 | 2025 | 2030 | 2035 | 2040
BM | 0 | 0 | 0 | 0 | 0 | 0
CC | 0 | 0 | 0 | 0 | 0 | 0
CSP | 0 | 0 | 0 | 0 | 0 | 0
CT | 0 | 0 | 0 | 0 | 0 | 0
Coal | 0 | 0 | 0 | 0 | 0 | 0
Geo | 0 | 0 | 0 | 0 | 0 | 0
H | 0 | 0 | 0 | 0 | 0 | 0
LFG | 0 | 0 | 0 | 0 | 0 | 0
Nuc | 0 | 0 | 0 | 0 | 0 | 0
PS | 0 | 0 | 0 | 0 | 0 | 0
PV | 0 | 0 | 0 | 0 | 0 | 0
PeakG | 0 | 0 | 0 | 0 | 0 | 0
PeakO | 0 | 0 | 0 | 0 | 0 | 0
ST | 0 | 0 | 0 | 0 | 0 | 0
STOG | 0 | 0 | 0 | 0 | 0 | 0
STWD | 0 | 0 | 0 | 0 | 0 | 0
WT | 0 | 0 | 0 | 0 | 0 | 0
IGCC | 0 | 0 | 0 | 0 | 0 | 0
DemandResponse | 0 | 0 | 0 | 0 | 0 | 0
IGCC-CCS | 0 | 0 | 0 | 0 | 0 | 0
WT_off | 0 | 0 | 0 | 0 | 0 | 0
PseudoUnit | 0 | 0 | 0 | 0 | 0 | 0
FixedInterchange | 0 | 0 | 0 | 0 | 0 | 0
Emission Cost by Reporting Type: MISO_WUMS
ReportingType | 2015 | 2020 | 2025 | 2030 | 2035 | 2040
BM | 0 | 0 | 0 | 0 | 0 | 0
CC | 0 | 0 | 0 | 0 | 0 | 0
CSP | 0 | 0 | 0 | 0 | 0 | 0
CT | 0 | 0 | 0 | 0 | 0 | 0
Coal | 0 | 0 | 0 | 0 | 0 | 0
Geo | 0 | 0 | 0 | 0 | 0 | 0
H | 0 | 0 | 0 | 0 | 0 | 0
LFG | 0 | 0 | 0 | 0 | 0 | 0
Nuc | 0 | 0 | 0 | 0 | 0 | 0
PS | 0 | 0 | 0 | 0 | 0 | 0
PV | 0 | 0 | 0 | 0 | 0 | 0
PeakG | 0 | 0 | 0 | 0 | 0 | 0
PeakO | 0 | 0 | 0 | 0 | 0 | 0
ST | 0 | 0 | 0 | 0 | 0 | 0
STOG | 0 | 0 | 0 | 0 | 0 | 0
STWD | 0 | 0 | 0 | 0 | 0 | 0
WT | 0 | 0 | 0 | 0 | 0 | 0
IGCC | 0 | 0 | 0 | 0 | 0 | 0
DemandResponse | 0 | 0 | 0 | 0 | 0 | 0
IGCC-CCS | 0 | 0 | 0 | 0 | 0 | 0
WT_off | 0 | 0 | 0 | 0 | 0 | 0
PseudoUnit | 0 | 0 | 0 | 0 | 0 | 0
FixedInterchange | 0 | 0 | 0 | 0 | 0 | 0
Emission Cost by Reporting Type: Nebraska
ReportingType | 2015 | 2020 | 2025 | 2030 | 2035 | 2040
BM | 0 | 0 | 0 | 0 | 0 | 0
CC | 0 | 0 | 0 | 0 | 0 | 0
CSP | 0 | 0 | 0 | 0 | 0 | 0
CT | 0 | 0 | 0 | 0 | 0 | 0
Coal | 0 | 0 | 0 | 0 | 0 | 0
Geo | 0 | 0 | 0 | 0 | 0 | 0
H | 0 | 0 | 0 | 0 | 0 | 0
LFG | 0 | 0 | 0 | 0 | 0 | 0
Nuc | 0 | 0 | 0 | 0 | 0 | 0
PS | 0 | 0 | 0 | 0 | 0 | 0
PV | 0 | 0 | 0 | 0 | 0 | 0
PeakG | 0 | 0 | 0 | 0 | 0 | 0
PeakO | 0 | 0 | 0 | 0 | 0 | 0
ST | 0 | 0 | 0 | 0 | 0 | 0
STOG | 0 | 0 | 0 | 0 | 0 | 0
STWD | 0 | 0 | 0 | 0 | 0 | 0
WT | 0 | 0 | 0 | 0 | 0 | 0
IGCC | 0 | 0 | 0 | 0 | 0 | 0
DemandResponse | 0 | 0 | 0 | 0 | 0 | 0
IGCC-CCS | 0 | 0 | 0 | 0 | 0 | 0
WT_off | 0 | 0 | 0 | 0 | 0 | 0
PseudoUnit | 0 | 0 | 0 | 0 | 0 | 0
FixedInterchange | 0 | 0 | 0 | 0 | 0 | 0
Emission Cost by Reporting Type: NEISO
ReportingType | 2015 | 2020 | 2025 | 2030 | 2035 | 2040
BM | 0 | 0 | 0 | 0 | 0 | 0
CC | 0 | 0 | 0 | 0 | 0 | 0
CSP | 0 | 0 | 0 | 0 | 0 | 0
CT | 0 | 0 | 0 | 0 | 0 | 0
Coal | 0 | 0 | 0 | 0 | 0 | 0
Geo | 0 | 0 | 0 | 0 | 0 | 0
H | 0 | 0 | 0 | 0 | 0 | 0
LFG | 0 | 0 | 0 | 0 | 0 | 0
Nuc | 0 | 0 | 0 | 0 | 0 | 0
PS | 0 | 0 | 0 | 0 | 0 | 0
PV | 0 | 0 | 0 | 0 | 0 | 0
PeakG | 0 | 0 | 0 | 0 | 0 | 0
PeakO | 0 | 0 | 0 | 0 | 0 | 0
ST | 0 | 0 | 0 | 0 | 0 | 0
STOG | 0 | 0 | 0 | 0 | 0 | 0
STWD | 0 | 0 | 0 | 0 | 0 | 0
WT | 0 | 0 | 0 | 0 | 0 | 0
IGCC | 0 | 0 | 0 | 0 | 0 | 0
DemandResponse | 0 | 0 | 0 | 0 | 0 | 0
IGCC-CCS | 0 | 0 | 0 | 0 | 0 | 0
WT_off | 0 | 0 | 0 | 0 | 0 | 0
PseudoUnit | 0 | 0 | 0 | 0 | 0 | 0
FixedInterchange | 0 | 0 | 0 | 0 | 0 | 0
Emission Cost by Reporting Type: NonRTO_Midwest
ReportingType | 2015 | 2020 | 2025 | 2030 | 2035 | 2040
BM | 0 | 0 | 0 | 0 | 0 | 0
CC | 0 | 0 | 0 | 0 | 0 | 0
CSP | 0 | 0 | 0 | 0 | 0 | 0
CT | 0 | 0 | 0 | 0 | 0 | 0
Coal | 0 | 0 | 0 | 0 | 0 | 0
Geo | 0 | 0 | 0 | 0 | 0 | 0
H | 0 | 0 | 0 | 0 | 0 | 0
LFG | 0 | 0 | 0 | 0 | 0 | 0
Nuc | 0 | 0 | 0 | 0 | 0 | 0
PS | 0 | 0 | 0 | 0 | 0 | 0
PV | 0 | 0 | 0 | 0 | 0 | 0
PeakG | 0 | 0 | 0 | 0 | 0 | 0
PeakO | 0 | 0 | 0 | 0 | 0 | 0
ST | 0 | 0 | 0 | 0 | 0 | 0
STOG | 0 | 0 | 0 | 0 | 0 | 0
STWD | 0 | 0 | 0 | 0 | 0 | 0
WT | 0 | 0 | 0 | 0 | 0 | 0
IGCC | 0 | 0 | 0 | 0 | 0 | 0
DemandResponse | 0 | 0 | 0 | 0 | 0 | 0
IGCC-CCS | 0 | 0 | 0 | 0 | 0 | 0
WT_off | 0 | 0 | 0 | 0 | 0 | 0
PseudoUnit | 0 | 0 | 0 | 0 | 0 | 0
FixedInterchange | 0 | 0 | 0 | 0 | 0 | 0
Emission Cost by Reporting Type: NYISO_A-F
ReportingType | 2015 | 2020 | 2025 | 2030 | 2035 | 2040
BM | 0 | 0 | 0 | 0 | 0 | 0
CC | 0 | 0 | 0 | 0 | 0 | 0
CSP | 0 | 0 | 0 | 0 | 0 | 0
CT | 0 | 0 | 0 | 0 | 0 | 0
Coal | 0 | 0 | 0 | 0 | 0 | 0
Geo | 0 | 0 | 0 | 0 | 0 | 0
H | 0 | 0 | 0 | 0 | 0 | 0
LFG | 0 | 0 | 0 | 0 | 0 | 0
Nuc | 0 | 0 | 0 | 0 | 0 | 0
PS | 0 | 0 | 0 | 0 | 0 | 0
PV | 0 | 0 | 0 | 0 | 0 | 0
PeakG | 0 | 0 | 0 | 0 | 0 | 0
PeakO | 0 | 0 | 0 | 0 | 0 | 0
ST | 0 | 0 | 0 | 0 | 0 | 0
STOG | 0 | 0 | 0 | 0 | 0 | 0
STWD | 0 | 0 | 0 | 0 | 0 | 0
WT | 0 | 0 | 0 | 0 | 0 | 0
IGCC | 0 | 0 | 0 | 0 | 0 | 0
DemandResponse | 0 | 0 | 0 | 0 | 0 | 0
IGCC-CCS | 0 | 0 | 0 | 0 | 0 | 0
WT_off | 0 | 0 | 0 | 0 | 0 | 0
PseudoUnit | 0 | 0 | 0 | 0 | 0 | 0
FixedInterchange | 0 | 0 | 0 | 0 | 0 | 0
Emission Cost by Reporting Type: NYISO_G-I
ReportingType | 2015 | 2020 | 2025 | 2030 | 2035 | 2040
BM | 0 | 0 | 0 | 0 | 0 | 0
CC | 0 | 0 | 0 | 0 | 0 | 0
CSP | 0 | 0 | 0 | 0 | 0 | 0
CT | 0 | 0 | 0 | 0 | 0 | 0
Coal | 0 | 0 | 0 | 0 | 0 | 0
Geo | 0 | 0 | 0 | 0 | 0 | 0
H | 0 | 0 | 0 | 0 | 0 | 0
LFG | 0 | 0 | 0 | 0 | 0 | 0
Nuc | 0 | 0 | 0 | 0 | 0 | 0
PS | 0 | 0 | 0 | 0 | 0 | 0
PV | 0 | 0 | 0 | 0 | 0 | 0
PeakG | 0 | 0 | 0 | 0 | 0 | 0
PeakO | 0 | 0 | 0 | 0 | 0 | 0
ST | 0 | 0 | 0 | 0 | 0 | 0
STOG | 0 | 0 | 0 | 0 | 0 | 0
STWD | 0 | 0 | 0 | 0 | 0 | 0
WT | 0 | 0 | 0 | 0 | 0 | 0
IGCC | 0 | 0 | 0 | 0 | 0 | 0
DemandResponse | 0 | 0 | 0 | 0 | 0 | 0
IGCC-CCS | 0 | 0 | 0 | 0 | 0 | 0
WT_off | 0 | 0 | 0 | 0 | 0 | 0
PseudoUnit | 0 | 0 | 0 | 0 | 0 | 0
FixedInterchange | 0 | 0 | 0 | 0 | 0 | 0
Emission Cost by Reporting Type: NYISO_J-K
ReportingType | 2015 | 2020 | 2025 | 2030 | 2035 | 2040
BM | 0 | 0 | 0 | 0 | 0 | 0
CC | 0 | 0 | 0 | 0 | 0 | 0
CSP | 0 | 0 | 0 | 0 | 0 | 0
CT | 0 | 0 | 0 | 0 | 0 | 0
Coal | 0 | 0 | 0 | 0 | 0 | 0
Geo | 0 | 0 | 0 | 0 | 0 | 0
H | 0 | 0 | 0 | 0 | 0 | 0
LFG | 0 | 0 | 0 | 0 | 0 | 0
Nuc | 0 | 0 | 0 | 0 | 0 | 0
PS | 0 | 0 | 0 | 0 | 0 | 0
PV | 0 | 0 | 0 | 0 | 0 | 0
PeakG | 0 | 0 | 0 | 0 | 0 | 0
PeakO | 0 | 0 | 0 | 0 | 0 | 0
ST | 0 | 0 | 0 | 0 | 0 | 0
STOG | 0 | 0 | 0 | 0 | 0 | 0
STWD | 0 | 0 | 0 | 0 | 0 | 0
WT | 0 | 0 | 0 | 0 | 0 | 0
IGCC | 0 | 0 | 0 | 0 | 0 | 0
DemandResponse | 0 | 0 | 0 | 0 | 0 | 0
IGCC-CCS | 0 | 0 | 0 | 0 | 0 | 0
WT_off | 0 | 0 | 0 | 0 | 0 | 0
PseudoUnit | 0 | 0 | 0 | 0 | 0 | 0
FixedInterchange | 0 | 0 | 0 | 0 | 0 | 0
Emission Cost by Reporting Type: PJM_E
ReportingType | 2015 | 2020 | 2025 | 2030 | 2035 | 2040
BM | 0 | 0 | 0 | 0 | 0 | 0
CC | 0 | 0 | 0 | 0 | 0 | 0
CSP | 0 | 0 | 0 | 0 | 0 | 0
CT | 0 | 0 | 0 | 0 | 0 | 0
Coal | 0 | 0 | 0 | 0 | 0 | 0
Geo | 0 | 0 | 0 | 0 | 0 | 0
H | 0 | 0 | 0 | 0 | 0 | 0
LFG | 0 | 0 | 0 | 0 | 0 | 0
Nuc | 0 | 0 | 0 | 0 | 0 | 0
PS | 0 | 0 | 0 | 0 | 0 | 0
PV | 0 | 0 | 0 | 0 | 0 | 0
PeakG | 0 | 0 | 0 | 0 | 0 | 0
PeakO | 0 | 0 | 0 | 0 | 0 | 0
ST | 0 | 0 | 0 | 0 | 0 | 0
STOG | 0 | 0 | 0 | 0 | 0 | 0
STWD | 0 | 0 | 0 | 0 | 0 | 0
WT | 0 | 0 | 0 | 0 | 0 | 0
IGCC | 0 | 0 | 0 | 0 | 0 | 0
DemandResponse | 0 | 0 | 0 | 0 | 0 | 0
IGCC-CCS | 0 | 0 | 0 | 0 | 0 | 0
WT_off | 0 | 0 | 0 | 0 | 0 | 0
PseudoUnit | 0 | 0 | 0 | 0 | 0 | 0
FixedInterchange | 0 | 0 | 0 | 0 | 0 | 0
Emission Cost by Reporting Type: PJM_ROM
ReportingType | 2015 | 2020 | 2025 | 2030 | 2035 | 2040
BM | 0 | 0 | 0 | 0 | 0 | 0
CC | 0 | 0 | 0 | 0 | 0 | 0
CSP | 0 | 0 | 0 | 0 | 0 | 0
CT | 0 | 0 | 0 | 0 | 0 | 0
Coal | 0 | 0 | 0 | 0 | 0 | 0
Geo | 0 | 0 | 0 | 0 | 0 | 0
H | 0 | 0 | 0 | 0 | 0 | 0
LFG | 0 | 0 | 0 | 0 | 0 | 0
Nuc | 0 | 0 | 0 | 0 | 0 | 0
PS | 0 | 0 | 0 | 0 | 0 | 0
PV | 0 | 0 | 0 | 0 | 0 | 0
PeakG | 0 | 0 | 0 | 0 | 0 | 0
PeakO | 0 | 0 | 0 | 0 | 0 | 0
ST | 0 | 0 | 0 | 0 | 0 | 0
STOG | 0 | 0 | 0 | 0 | 0 | 0
STWD | 0 | 0 | 0 | 0 | 0 | 0
WT | 0 | 0 | 0 | 0 | 0 | 0
IGCC | 0 | 0 | 0 | 0 | 0 | 0
DemandResponse | 0 | 0 | 0 | 0 | 0 | 0
IGCC-CCS | 0 | 0 | 0 | 0 | 0 | 0
WT_off | 0 | 0 | 0 | 0 | 0 | 0
PseudoUnit | 0 | 0 | 0 | 0 | 0 | 0
FixedInterchange | 0 | 0 | 0 | 0 | 0 | 0
Emission Cost by Reporting Type: PJM_ROR
ReportingType | 2015 | 2020 | 2025 | 2030 | 2035 | 2040
BM | 0 | 0 | 0 | 0 | 0 | 0
CC | 0 | 0 | 0 | 0 | 0 | 0
CSP | 0 | 0 | 0 | 0 | 0 | 0
CT | 0 | 0 | 0 | 0 | 0 | 0
Coal | 0 | 0 | 0 | 0 | 0 | 0
Geo | 0 | 0 | 0 | 0 | 0 | 0
H | 0 | 0 | 0 | 0 | 0 | 0
LFG | 0 | 0 | 0 | 0 | 0 | 0
Nuc | 0 | 0 | 0 | 0 | 0 | 0
PS | 0 | 0 | 0 | 0 | 0 | 0
PV | 0 | 0 | 0 | 0 | 0 | 0
PeakG | 0 | 0 | 0 | 0 | 0 | 0
PeakO | 0 | 0 | 0 | 0 | 0 | 0
ST | 0 | 0 | 0 | 0 | 0 | 0
STOG | 0 | 0 | 0 | 0 | 0 | 0
STWD | 0 | 0 | 0 | 0 | 0 | 0
WT | 0 | 0 | 0 | 0 | 0 | 0
IGCC | 0 | 0 | 0 | 0 | 0 | 0
DemandResponse | 0 | 0 | 0 | 0 | 0 | 0
IGCC-CCS | 0 | 0 | 0 | 0 | 0 | 0
WT_off | 0 | 0 | 0 | 0 | 0 | 0
PseudoUnit | 0 | 0 | 0 | 0 | 0 | 0
FixedInterchange | 0 | 0 | 0 | 0 | 0 | 0
Emission Cost by Reporting Type: SOCO
ReportingType | 2015 | 2020 | 2025 | 2030 | 2035 | 2040
BM | 0 | 0 | 0 | 0 | 0 | 0
CC | 0 | 0 | 0 | 0 | 0 | 0
CSP | 0 | 0 | 0 | 0 | 0 | 0
CT | 0 | 0 | 0 | 0 | 0 | 0
Coal | 0 | 0 | 0 | 0 | 0 | 0
Geo | 0 | 0 | 0 | 0 | 0 | 0
H | 0 | 0 | 0 | 0 | 0 | 0
LFG | 0 | 0 | 0 | 0 | 0 | 0
Nuc | 0 | 0 | 0 | 0 | 0 | 0
PS | 0 | 0 | 0 | 0 | 0 | 0
PV | 0 | 0 | 0 | 0 | 0 | 0
PeakG | 0 | 0 | 0 | 0 | 0 | 0
PeakO | 0 | 0 | 0 | 0 | 0 | 0
ST | 0 | 0 | 0 | 0 | 0 | 0
STOG | 0 | 0 | 0 | 0 | 0 | 0
STWD | 0 | 0 | 0 | 0 | 0 | 0
WT | 0 | 0 | 0 | 0 | 0 | 0
IGCC | 0 | 0 | 0 | 0 | 0 | 0
DemandResponse | 0 | 0 | 0 | 0 | 0 | 0
IGCC-CCS | 0 | 0 | 0 | 0 | 0 | 0
WT_off | 0 | 0 | 0 | 0 | 0 | 0
PseudoUnit | 0 | 0 | 0 | 0 | 0 | 0
FixedInterchange | 0 | 0 | 0 | 0 | 0 | 0
Emission Cost by Reporting Type: SPP_N
ReportingType | 2015 | 2020 | 2025 | 2030 | 2035 | 2040
BM | 0 | 0 | 0 | 0 | 0 | 0
CC | 0 | 0 | 0 | 0 | 0 | 0
CSP | 0 | 0 | 0 | 0 | 0 | 0
CT | 0 | 0 | 0 | 0 | 0 | 0
Coal | 0 | 0 | 0 | 0 | 0 | 0
Geo | 0 | 0 | 0 | 0 | 0 | 0
H | 0 | 0 | 0 | 0 | 0 | 0
LFG | 0 | 0 | 0 | 0 | 0 | 0
Nuc | 0 | 0 | 0 | 0 | 0 | 0
PS | 0 | 0 | 0 | 0 | 0 | 0
PV | 0 | 0 | 0 | 0 | 0 | 0
PeakG | 0 | 0 | 0 | 0 | 0 | 0
PeakO | 0 | 0 | 0 | 0 | 0 | 0
ST | 0 | 0 | 0 | 0 | 0 | 0
STOG | 0 | 0 | 0 | 0 | 0 | 0
STWD | 0 | 0 | 0 | 0 | 0 | 0
WT | 0 | 0 | 0 | 0 | 0 | 0
IGCC | 0 | 0 | 0 | 0 | 0 | 0
DemandResponse | 0 | 0 | 0 | 0 | 0 | 0
IGCC-CCS | 0 | 0 | 0 | 0 | 0 | 0
WT_off | 0 | 0 | 0 | 0 | 0 | 0
PseudoUnit | 0 | 0 | 0 | 0 | 0 | 0
FixedInterchange | 0 | 0 | 0 | 0 | 0 | 0
Emission Cost by Reporting Type: SPP_S
ReportingType | 2015 | 2020 | 2025 | 2030 | 2035 | 2040
BM | 0 | 0 | 0 | 0 | 0 | 0
CC | 0 | 0 | 0 | 0 | 0 | 0
CSP | 0 | 0 | 0 | 0 | 0 | 0
CT | 0 | 0 | 0 | 0 | 0 | 0
Coal | 0 | 0 | 0 | 0 | 0 | 0
Geo | 0 | 0 | 0 | 0 | 0 | 0
H | 0 | 0 | 0 | 0 | 0 | 0
LFG | 0 | 0 | 0 | 0 | 0 | 0
Nuc | 0 | 0 | 0 | 0 | 0 | 0
PS | 0 | 0 | 0 | 0 | 0 | 0
PV | 0 | 0 | 0 | 0 | 0 | 0
PeakG | 0 | 0 | 0 | 0 | 0 | 0
PeakO | 0 | 0 | 0 | 0 | 0 | 0
ST | 0 | 0 | 0 | 0 | 0 | 0
STOG | 0 | 0 | 0 | 0 | 0 | 0
STWD | 0 | 0 | 0 | 0 | 0 | 0
WT | 0 | 0 | 0 | 0 | 0 | 0
IGCC | 0 | 0 | 0 | 0 | 0 | 0
DemandResponse | 0 | 0 | 0 | 0 | 0 | 0
IGCC-CCS | 0 | 0 | 0 | 0 | 0 | 0
WT_off | 0 | 0 | 0 | 0 | 0 | 0
PseudoUnit | 0 | 0 | 0 | 0 | 0 | 0
FixedInterchange | 0 | 0 | 0 | 0 | 0 | 0
Emission Cost by Reporting Type: TVA
ReportingType | 2015 | 2020 | 2025 | 2030 | 2035 | 2040
BM | 0 | 0 | 0 | 0 | 0 | 0
CC | 0 | 0 | 0 | 0 | 0 | 0
CSP | 0 | 0 | 0 | 0 | 0 | 0
CT | 0 | 0 | 0 | 0 | 0 | 0
Coal | 0 | 0 | 0 | 0 | 0 | 0
Geo | 0 | 0 | 0 | 0 | 0 | 0
H | 0 | 0 | 0 | 0 | 0 | 0
LFG | 0 | 0 | 0 | 0 | 0 | 0
Nuc | 0 | 0 | 0 | 0 | 0 | 0
PS | 0 | 0 | 0 | 0 | 0 | 0
PV | 0 | 0 | 0 | 0 | 0 | 0
PeakG | 0 | 0 | 0 | 0 | 0 | 0
PeakO | 0 | 0 | 0 | 0 | 0 | 0
ST | 0 | 0 | 0 | 0 | 0 | 0
STOG | 0 | 0 | 0 | 0 | 0 | 0
STWD | 0 | 0 | 0 | 0 | 0 | 0
WT | 0 | 0 | 0 | 0 | 0 | 0
IGCC | 0 | 0 | 0 | 0 | 0 | 0
DemandResponse | 0 | 0 | 0 | 0 | 0 | 0
IGCC-CCS | 0 | 0 | 0 | 0 | 0 | 0
WT_off | 0 | 0 | 0 | 0 | 0 | 0
PseudoUnit | 0 | 0 | 0 | 0 | 0 | 0
FixedInterchange | 0 | 0 | 0 | 0 | 0 | 0
Emission Cost by Reporting Type: TVA_Transmission
ReportingType | 2015 | 2020 | 2025 | 2030 | 2035 | 2040
BM | 0 | 0 | 0 | 0 | 0 | 0
CC | 0 | 0 | 0 | 0 | 0 | 0
CSP | 0 | 0 | 0 | 0 | 0 | 0
CT | 0 | 0 | 0 | 0 | 0 | 0
Coal | 0 | 0 | 0 | 0 | 0 | 0
Geo | 0 | 0 | 0 | 0 | 0 | 0
H | 0 | 0 | 0 | 0 | 0 | 0
LFG | 0 | 0 | 0 | 0 | 0 | 0
Nuc | 0 | 0 | 0 | 0 | 0 | 0
PS | 0 | 0 | 0 | 0 | 0 | 0
PV | 0 | 0 | 0 | 0 | 0 | 0
PeakG | 0 | 0 | 0 | 0 | 0 | 0
PeakO | 0 | 0 | 0 | 0 | 0 | 0
ST | 0 | 0 | 0 | 0 | 0 | 0
STOG | 0 | 0 | 0 | 0 | 0 | 0
STWD | 0 | 0 | 0 | 0 | 0 | 0
WT | 0 | 0 | 0 | 0 | 0 | 0
IGCC | 0 | 0 | 0 | 0 | 0 | 0
DemandResponse | 0 | 0 | 0 | 0 | 0 | 0
IGCC-CCS | 0 | 0 | 0 | 0 | 0 | 0
WT_off | 0 | 0 | 0 | 0 | 0 | 0
PseudoUnit | 0 | 0 | 0 | 0 | 0 | 0
FixedInterchange | 0 | 0 | 0 | 0 | 0 | 0
Emission Cost by Reporting Type: VACAR
ReportingType | 2015 | 2020 | 2025 | 2030 | 2035 | 2040
BM | 0 | 0 | 0 | 0 | 0 | 0
CC | 0 | 0 | 0 | 0 | 0 | 0
CSP | 0 | 0 | 0 | 0 | 0 | 0
CT | 0 | 0 | 0 | 0 | 0 | 0
Coal | 0 | 0 | 0 | 0 | 0 | 0
Geo | 0 | 0 | 0 | 0 | 0 | 0
H | 0 | 0 | 0 | 0 | 0 | 0
LFG | 0 | 0 | 0 | 0 | 0 | 0
Nuc | 0 | 0 | 0 | 0 | 0 | 0
PS | 0 | 0 | 0 | 0 | 0 | 0
PV | 0 | 0 | 0 | 0 | 0 | 0
PeakG | 0 | 0 | 0 | 0 | 0 | 0
PeakO | 0 | 0 | 0 | 0 | 0 | 0
ST | 0 | 0 | 0 | 0 | 0 | 0
STOG | 0 | 0 | 0 | 0 | 0 | 0
STWD | 0 | 0 | 0 | 0 | 0 | 0
WT | 0 | 0 | 0 | 0 | 0 | 0
IGCC | 0 | 0 | 0 | 0 | 0 | 0
DemandResponse | 0 | 0 | 0 | 0 | 0 | 0
IGCC-CCS | 0 | 0 | 0 | 0 | 0 | 0
WT_off | 0 | 0 | 0 | 0 | 0 | 0
PseudoUnit | 0 | 0 | 0 | 0 | 0 | 0
FixedInterchange | 0 | 0 | 0 | 0 | 0 | 0
Emission Cost by Reporting Type: IESO
ReportingType | 2015 | 2020 | 2025 | 2030 | 2035 | 2040
BM | 0 | 0 | 0 | 0 | 0 | 0
CC | 0 | 0 | 0 | 0 | 0 | 0
CSP | 0 | 0 | 0 | 0 | 0 | 0
CT | 0 | 0 | 0 | 0 | 0 | 0
Coal | 0 | 0 | 0 | 0 | 0 | 0
Geo | 0 | 0 | 0 | 0 | 0 | 0
H | 0 | 0 | 0 | 0 | 0 | 0
LFG | 0 | 0 | 0 | 0 | 0 | 0
Nuc | 0 | 0 | 0 | 0 | 0 | 0
PS | 0 | 0 | 0 | 0 | 0 | 0
PV | 0 | 0 | 0 | 0 | 0 | 0
PeakG | 0 | 0 | 0 | 0 | 0 | 0
PeakO | 0 | 0 | 0 | 0 | 0 | 0
ST | 0 | 0 | 0 | 0 | 0 | 0
STOG | 0 | 0 | 0 | 0 | 0 | 0
STWD | 0 | 0 | 0 | 0 | 0 | 0
WT | 0 | 0 | 0 | 0 | 0 | 0
IGCC | 0 | 0 | 0 | 0 | 0 | 0
DemandResponse | 0 | 0 | 0 | 0 | 0 | 0
IGCC-CCS | 0 | 0 | 0 | 0 | 0 | 0
WT_off | 0 | 0 | 0 | 0 | 0 | 0
PseudoUnit | 0 | 0 | 0 | 0 | 0 | 0
FixedInterchange | 0 | 0 | 0 | 0 | 0 | 0
Emission Cost by Reporting Type: MAPP_CA
ReportingType | 2015 | 2020 | 2025 | 2030 | 2035 | 2040
BM | 0 | 0 | 0 | 0 | 0 | 0
CC | 0 | 0 | 0 | 0 | 0 | 0
CSP | 0 | 0 | 0 | 0 | 0 | 0
CT | 0 | 0 | 0 | 0 | 0 | 0
Coal | 0 | 0 | 0 | 0 | 0 | 0
Geo | 0 | 0 | 0 | 0 | 0 | 0
H | 0 | 0 | 0 | 0 | 0 | 0
LFG | 0 | 0 | 0 | 0 | 0 | 0
Nuc | 0 | 0 | 0 | 0 | 0 | 0
PS | 0 | 0 | 0 | 0 | 0 | 0
PV | 0 | 0 | 0 | 0 | 0 | 0
PeakG | 0 | 0 | 0 | 0 | 0 | 0
PeakO | 0 | 0 | 0 | 0 | 0 | 0
ST | 0 | 0 | 0 | 0 | 0 | 0
STOG | 0 | 0 | 0 | 0 | 0 | 0
STWD | 0 | 0 | 0 | 0 | 0 | 0
WT | 0 | 0 | 0 | 0 | 0 | 0
IGCC | 0 | 0 | 0 | 0 | 0 | 0
DemandResponse | 0 | 0 | 0 | 0 | 0 | 0
IGCC-CCS | 0 | 0 | 0 | 0 | 0 | 0
WT_off | 0 | 0 | 0 | 0 | 0 | 0
PseudoUnit | 0 | 0 | 0 | 0 | 0 | 0
FixedInterchange | 0 | 0 | 0 | 0 | 0 | 0
Emission Cost by Reporting Type: AZ_NM_SNV_Coal
ReportingType | 2015 | 2020 | 2025 | 2030 | 2035 | 2040
BM | 0 | 0 | 0 | 0 | 0 | 0
CC | 0 | 0 | 0 | 0 | 0 | 0
CSP | 0 | 0 | 0 | 0 | 0 | 0
CT | 0 | 0 | 0 | 0 | 0 | 0
Coal | 0 | 0 | 0 | 0 | 0 | 0
Geo | 0 | 0 | 0 | 0 | 0 | 0
H | 0 | 0 | 0 | 0 | 0 | 0
LFG | 0 | 0 | 0 | 0 | 0 | 0
Nuc | 0 | 0 | 0 | 0 | 0 | 0
PS | 0 | 0 | 0 | 0 | 0 | 0
PV | 0 | 0 | 0 | 0 | 0 | 0
PeakG | 0 | 0 | 0 | 0 | 0 | 0
PeakO | 0 | 0 | 0 | 0 | 0 | 0
ST | 0 | 0 | 0 | 0 | 0 | 0
STOG | 0 | 0 | 0 | 0 | 0 | 0
STWD | 0 | 0 | 0 | 0 | 0 | 0
WT | 0 | 0 | 0 | 0 | 0 | 0
IGCC | 0 | 0 | 0 | 0 | 0 | 0
DemandResponse | 0 | 0 | 0 | 0 | 0 | 0
IGCC-CCS | 0 | 0 | 0 | 0 | 0 | 0
WT_off | 0 | 0 | 0 | 0 | 0 | 0
PseudoUnit | 0 | 0 | 0 | 0 | 0 | 0
FixedInterchange | 0 | 0 | 0 | 0 | 0 | 0
Emission Cost by Reporting Type: AZ_NM_SNV_Gas
ReportingType | 2015 | 2020 | 2025 | 2030 | 2035 | 2040
BM | 0 | 0 | 0 | 0 | 0 | 0
CC | 0 | 0 | 0 | 0 | 0 | 0
CSP | 0 | 0 | 0 | 0 | 0 | 0
CT | 0 | 0 | 0 | 0 | 0 | 0
Coal | 0 | 0 | 0 | 0 | 0 | 0
Geo | 0 | 0 | 0 | 0 | 0 | 0
H | 0 | 0 | 0 | 0 | 0 | 0
LFG | 0 | 0 | 0 | 0 | 0 | 0
Nuc | 0 | 0 | 0 | 0 | 0 | 0
PS | 0 | 0 | 0 | 0 | 0 | 0
PV | 0 | 0 | 0 | 0 | 0 | 0
PeakG | 0 | 0 | 0 | 0 | 0 | 0
PeakO | 0 | 0 | 0 | 0 | 0 | 0
ST | 0 | 0 | 0 | 0 | 0 | 0
STOG | 0 | 0 | 0 | 0 | 0 | 0
STWD | 0 | 0 | 0 | 0 | 0 | 0
WT | 0 | 0 | 0 | 0 | 0 | 0
IGCC | 0 | 0 | 0 | 0 | 0 | 0
DemandResponse | 0 | 0 | 0 | 0 | 0 | 0
IGCC-CCS | 0 | 0 | 0 | 0 | 0 | 0
WT_off | 0 | 0 | 0 | 0 | 0 | 0
PseudoUnit | 0 | 0 | 0 | 0 | 0 | 0
FixedInterchange | 0 | 0 | 0 | 0 | 0 | 0
Emission Cost by Reporting Type: AZ_NM_SNV_NucRenew
ReportingType | 2015 | 2020 | 2025 | 2030 | 2035 | 2040
BM | 0 | 0 | 0 | 0 | 0 | 0
CC | 0 | 0 | 0 | 0 | 0 | 0
CSP | 0 | 0 | 0 | 0 | 0 | 0
CT | 0 | 0 | 0 | 0 | 0 | 0
Coal | 0 | 0 | 0 | 0 | 0 | 0
Geo | 0 | 0 | 0 | 0 | 0 | 0
H | 0 | 0 | 0 | 0 | 0 | 0
LFG | 0 | 0 | 0 | 0 | 0 | 0
Nuc | 0 | 0 | 0 | 0 | 0 | 0
PS | 0 | 0 | 0 | 0 | 0 | 0
PV | 0 | 0 | 0 | 0 | 0 | 0
PeakG | 0 | 0 | 0 | 0 | 0 | 0
PeakO | 0 | 0 | 0 | 0 | 0 | 0
ST | 0 | 0 | 0 | 0 | 0 | 0
STOG | 0 | 0 | 0 | 0 | 0 | 0
STWD | 0 | 0 | 0 | 0 | 0 | 0
WT | 0 | 0 | 0 | 0 | 0 | 0
IGCC | 0 | 0 | 0 | 0 | 0 | 0
DemandResponse | 0 | 0 | 0 | 0 | 0 | 0
IGCC-CCS | 0 | 0 | 0 | 0 | 0 | 0
WT_off | 0 | 0 | 0 | 0 | 0 | 0
PseudoUnit | 0 | 0 | 0 | 0 | 0 | 0
FixedInterchange | 0 | 0 | 0 | 0 | 0 | 0
Emission Cost by Reporting Type: ERCOT
ReportingType | 2015 | 2020 | 2025 | 2030 | 2035 | 2040
BM | 0 | 0 | 0 | 0 | 0 | 0
CC | 0 | 0 | 0 | 0 | 0 | 0
CSP | 0 | 0 | 0 | 0 | 0 | 0
CT | 0 | 0 | 0 | 0 | 0 | 0
Coal | 0 | 0 | 0 | 0 | 0 | 0
Geo | 0 | 0 | 0 | 0 | 0 | 0
H | 0 | 0 | 0 | 0 | 0 | 0
LFG | 0 | 0 | 0 | 0 | 0 | 0
Nuc | 0 | 0 | 0 | 0 | 0 | 0
PS | 0 | 0 | 0 | 0 | 0 | 0
PV | 0 | 0 | 0 | 0 | 0 | 0
PeakG | 0 | 0 | 0 | 0 | 0 | 0
PeakO | 0 | 0 | 0 | 0 | 0 | 0
ST | 0 | 0 | 0 | 0 | 0 | 0
STOG | 0 | 0 | 0 | 0 | 0 | 0
STWD | 0 | 0 | 0 | 0 | 0 | 0
WT | 0 | 0 | 0 | 0 | 0 | 0
IGCC | 0 | 0 | 0 | 0 | 0 | 0
DemandResponse | 0 | 0 | 0 | 0 | 0 | 0
IGCC-CCS | 0 | 0 | 0 | 0 | 0 | 0
WT_off | 0 | 0 | 0 | 0 | 0 | 0
PseudoUnit | 0 | 0 | 0 | 0 | 0 | 0
FixedInterchange | 0 | 0 | 0 | 0 | 0 | 0
Emission Cost by Reporting Type: NP15
ReportingType | 2015 | 2020 | 2025 | 2030 | 2035 | 2040
BM | 0 | 0 | 0 | 0 | 0 | 0
CC | 0 | 0 | 0 | 0 | 0 | 0
CSP | 0 | 0 | 0 | 0 | 0 | 0
CT | 0 | 0 | 0 | 0 | 0 | 0
Coal | 0 | 0 | 0 | 0 | 0 | 0
Geo | 0 | 0 | 0 | 0 | 0 | 0
H | 0 | 0 | 0 | 0 | 0 | 0
LFG | 0 | 0 | 0 | 0 | 0 | 0
Nuc | 0 | 0 | 0 | 0 | 0 | 0
PS | 0 | 0 | 0 | 0 | 0 | 0
PV | 0 | 0 | 0 | 0 | 0 | 0
PeakG | 0 | 0 | 0 | 0 | 0 | 0
PeakO | 0 | 0 | 0 | 0 | 0 | 0
ST | 0 | 0 | 0 | 0 | 0 | 0
STOG | 0 | 0 | 0 | 0 | 0 | 0
STWD | 0 | 0 | 0 | 0 | 0 | 0
WT | 0 | 0 | 0 | 0 | 0 | 0
IGCC | 0 | 0 | 0 | 0 | 0 | 0
DemandResponse | 0 | 0 | 0 | 0 | 0 | 0
IGCC-CCS | 0 | 0 | 0 | 0 | 0 | 0
WT_off | 0 | 0 | 0 | 0 | 0 | 0
PseudoUnit | 0 | 0 | 0 | 0 | 0 | 0
FixedInterchange | 0 | 0 | 0 | 0 | 0 | 0
Emission Cost by Reporting Type: NWPP_Coal
ReportingType | 2015 | 2020 | 2025 | 2030 | 2035 | 2040
BM | 0 | 0 | 0 | 0 | 0 | 0
CC | 0 | 0 | 0 | 0 | 0 | 0
CSP | 0 | 0 | 0 | 0 | 0 | 0
CT | 0 | 0 | 0 | 0 | 0 | 0
Coal | 0 | 0 | 0 | 0 | 0 | 0
Geo | 0 | 0 | 0 | 0 | 0 | 0
H | 0 | 0 | 0 | 0 | 0 | 0
LFG | 0 | 0 | 0 | 0 | 0 | 0
Nuc | 0 | 0 | 0 | 0 | 0 | 0
PS | 0 | 0 | 0 | 0 | 0 | 0
PV | 0 | 0 | 0 | 0 | 0 | 0
PeakG | 0 | 0 | 0 | 0 | 0 | 0
PeakO | 0 | 0 | 0 | 0 | 0 | 0
ST | 0 | 0 | 0 | 0 | 0 | 0
STOG | 0 | 0 | 0 | 0 | 0 | 0
STWD | 0 | 0 | 0 | 0 | 0 | 0
WT | 0 | 0 | 0 | 0 | 0 | 0
IGCC | 0 | 0 | 0 | 0 | 0 | 0
DemandResponse | 0 | 0 | 0 | 0 | 0 | 0
IGCC-CCS | 0 | 0 | 0 | 0 | 0 | 0
WT_off | 0 | 0 | 0 | 0 | 0 | 0
PseudoUnit | 0 | 0 | 0 | 0 | 0 | 0
FixedInterchange | 0 | 0 | 0 | 0 | 0 | 0
Emission Cost by Reporting Type: NWPP_Gas
ReportingType | 2015 | 2020 | 2025 | 2030 | 2035 | 2040
BM | 0 | 0 | 0 | 0 | 0 | 0
CC | 0 | 0 | 0 | 0 | 0 | 0
CSP | 0 | 0 | 0 | 0 | 0 | 0
CT | 0 | 0 | 0 | 0 | 0 | 0
Coal | 0 | 0 | 0 | 0 | 0 | 0
Geo | 0 | 0 | 0 | 0 | 0 | 0
H | 0 | 0 | 0 | 0 | 0 | 0
LFG | 0 | 0 | 0 | 0 | 0 | 0
Nuc | 0 | 0 | 0 | 0 | 0 | 0
PS | 0 | 0 | 0 | 0 | 0 | 0
PV | 0 | 0 | 0 | 0 | 0 | 0
PeakG | 0 | 0 | 0 | 0 | 0 | 0
PeakO | 0 | 0 | 0 | 0 | 0 | 0
ST | 0 | 0 | 0 | 0 | 0 | 0
STOG | 0 | 0 | 0 | 0 | 0 | 0
STWD | 0 | 0 | 0 | 0 | 0 | 0
WT | 0 | 0 | 0 | 0 | 0 | 0
IGCC | 0 | 0 | 0 | 0 | 0 | 0
DemandResponse | 0 | 0 | 0 | 0 | 0 | 0
IGCC-CCS | 0 | 0 | 0 | 0 | 0 | 0
WT_off | 0 | 0 | 0 | 0 | 0 | 0
PseudoUnit | 0 | 0 | 0 | 0 | 0 | 0
FixedInterchange | 0 | 0 | 0 | 0 | 0 | 0
Emission Cost by Reporting Type: NWPP_NucRenew
ReportingType | 2015 | 2020 | 2025 | 2030 | 2035 | 2040
BM | 0 | 0 | 0 | 0 | 0 | 0
CC | 0 | 0 | 0 | 0 | 0 | 0
CSP | 0 | 0 | 0 | 0 | 0 | 0
CT | 0 | 0 | 0 | 0 | 0 | 0
Coal | 0 | 0 | 0 | 0 | 0 | 0
Geo | 0 | 0 | 0 | 0 | 0 | 0
H | 0 | 0 | 0 | 0 | 0 | 0
LFG | 0 | 0 | 0 | 0 | 0 | 0
Nuc | 0 | 0 | 0 | 0 | 0 | 0
PS | 0 | 0 | 0 | 0 | 0 | 0
PV | 0 | 0 | 0 | 0 | 0 | 0
PeakG | 0 | 0 | 0 | 0 | 0 | 0
PeakO | 0 | 0 | 0 | 0 | 0 | 0
ST | 0 | 0 | 0 | 0 | 0 | 0
STOG | 0 | 0 | 0 | 0 | 0 | 0
STWD | 0 | 0 | 0 | 0 | 0 | 0
WT | 0 | 0 | 0 | 0 | 0 | 0
IGCC | 0 | 0 | 0 | 0 | 0 | 0
DemandResponse | 0 | 0 | 0 | 0 | 0 | 0
IGCC-CCS | 0 | 0 | 0 | 0 | 0 | 0
WT_off | 0 | 0 | 0 | 0 | 0 | 0
PseudoUnit | 0 | 0 | 0 | 0 | 0 | 0
FixedInterchange | 0 | 0 | 0 | 0 | 0 | 0
Emission Cost by Reporting Type: RMPA
ReportingType | 2015 | 2020 | 2025 | 2030 | 2035 | 2040
BM | 0 | 0 | 0 | 0 | 0 | 0
CC | 0 | 0 | 0 | 0 | 0 | 0
CSP | 0 | 0 | 0 | 0 | 0 | 0
CT | 0 | 0 | 0 | 0 | 0 | 0
Coal | 0 | 0 | 0 | 0 | 0 | 0
Geo | 0 | 0 | 0 | 0 | 0 | 0
H | 0 | 0 | 0 | 0 | 0 | 0
LFG | 0 | 0 | 0 | 0 | 0 | 0
Nuc | 0 | 0 | 0 | 0 | 0 | 0
PS | 0 | 0 | 0 | 0 | 0 | 0
PV | 0 | 0 | 0 | 0 | 0 | 0
PeakG | 0 | 0 | 0 | 0 | 0 | 0
PeakO | 0 | 0 | 0 | 0 | 0 | 0
ST | 0 | 0 | 0 | 0 | 0 | 0
STOG | 0 | 0 | 0 | 0 | 0 | 0
STWD | 0 | 0 | 0 | 0 | 0 | 0
WT | 0 | 0 | 0 | 0 | 0 | 0
IGCC | 0 | 0 | 0 | 0 | 0 | 0
DemandResponse | 0 | 0 | 0 | 0 | 0 | 0
IGCC-CCS | 0 | 0 | 0 | 0 | 0 | 0
WT_off | 0 | 0 | 0 | 0 | 0 | 0
PseudoUnit | 0 | 0 | 0 | 0 | 0 | 0
FixedInterchange | 0 | 0 | 0 | 0 | 0 | 0
Emission Cost by Reporting Type: SP15
ReportingType | 2015 | 2020 | 2025 | 2030 | 2035 | 2040
BM | 0 | 0 | 0 | 0 | 0 | 0
CC | 0 | 0 | 0 | 0 | 0 | 0
CSP | 0 | 0 | 0 | 0 | 0 | 0
CT | 0 | 0 | 0 | 0 | 0 | 0
Coal | 0 | 0 | 0 | 0 | 0 | 0
Geo | 0 | 0 | 0 | 0 | 0 | 0
H | 0 | 0 | 0 | 0 | 0 | 0
LFG | 0 | 0 | 0 | 0 | 0 | 0
Nuc | 0 | 0 | 0 | 0 | 0 | 0
PS | 0 | 0 | 0 | 0 | 0 | 0
PV | 0 | 0 | 0 | 0 | 0 | 0
PeakG | 0 | 0 | 0 | 0 | 0 | 0
PeakO | 0 | 0 | 0 | 0 | 0 | 0
ST | 0 | 0 | 0 | 0 | 0 | 0
STOG | 0 | 0 | 0 | 0 | 0 | 0
STWD | 0 | 0 | 0 | 0 | 0 | 0
WT | 0 | 0 | 0 | 0 | 0 | 0
IGCC | 0 | 0 | 0 | 0 | 0 | 0
DemandResponse | 0 | 0 | 0 | 0 | 0 | 0
IGCC-CCS | 0 | 0 | 0 | 0 | 0 | 0
WT_off | 0 | 0 | 0 | 0 | 0 | 0
PseudoUnit | 0 | 0 | 0 | 0 | 0 | 0
FixedInterchange | 0 | 0 | 0 | 0 | 0 | 0
Emission Cost by Reporting Type: ALB
ReportingType | 2015 | 2020 | 2025 | 2030 | 2035 | 2040
BM | 0 | 0 | 0 | 0 | 0 | 0
CC | 0 | 0 | 0 | 0 | 0 | 0
CSP | 0 | 0 | 0 | 0 | 0 | 0
CT | 0 | 0 | 0 | 0 | 0 | 0
Coal | 0 | 0 | 0 | 0 | 0 | 0
Geo | 0 | 0 | 0 | 0 | 0 | 0
H | 0 | 0 | 0 | 0 | 0 | 0
LFG | 0 | 0 | 0 | 0 | 0 | 0
Nuc | 0 | 0 | 0 | 0 | 0 | 0
PS | 0 | 0 | 0 | 0 | 0 | 0
PV | 0 | 0 | 0 | 0 | 0 | 0
PeakG | 0 | 0 | 0 | 0 | 0 | 0
PeakO | 0 | 0 | 0 | 0 | 0 | 0
ST | 0 | 0 | 0 | 0 | 0 | 0
STOG | 0 | 0 | 0 | 0 | 0 | 0
STWD | 0 | 0 | 0 | 0 | 0 | 0
WT | 0 | 0 | 0 | 0 | 0 | 0
IGCC | 0 | 0 | 0 | 0 | 0 | 0
DemandResponse | 0 | 0 | 0 | 0 | 0 | 0
IGCC-CCS | 0 | 0 | 0 | 0 | 0 | 0
WT_off | 0 | 0 | 0 | 0 | 0 | 0
PseudoUnit | 0 | 0 | 0 | 0 | 0 | 0
FixedInterchange | 0 | 0 | 0 | 0 | 0 | 0
Emission Cost by Reporting Type: BC
ReportingType | 2015 | 2020 | 2025 | 2030 | 2035 | 2040
BM | 0 | 0 | 0 | 0 | 0 | 0
CC | 0 | 0 | 0 | 0 | 0 | 0
CSP | 0 | 0 | 0 | 0 | 0 | 0
CT | 0 | 0 | 0 | 0 | 0 | 0
Coal | 0 | 0 | 0 | 0 | 0 | 0
Geo | 0 | 0 | 0 | 0 | 0 | 0
H | 0 | 0 | 0 | 0 | 0 | 0
LFG | 0 | 0 | 0 | 0 | 0 | 0
Nuc | 0 | 0 | 0 | 0 | 0 | 0
PS | 0 | 0 | 0 | 0 | 0 | 0
PV | 0 | 0 | 0 | 0 | 0 | 0
PeakG | 0 | 0 | 0 | 0 | 0 | 0
PeakO | 0 | 0 | 0 | 0 | 0 | 0
ST | 0 | 0 | 0 | 0 | 0 | 0
STOG | 0 | 0 | 0 | 0 | 0 | 0
STWD | 0 | 0 | 0 | 0 | 0 | 0
WT | 0 | 0 | 0 | 0 | 0 | 0
IGCC | 0 | 0 | 0 | 0 | 0 | 0
DemandResponse | 0 | 0 | 0 | 0 | 0 | 0
IGCC-CCS | 0 | 0 | 0 | 0 | 0 | 0
WT_off | 0 | 0 | 0 | 0 | 0 | 0
PseudoUnit | 0 | 0 | 0 | 0 | 0 | 0
FixedInterchange | 0 | 0 | 0 | 0 | 0 | 0
Emission Cost by Reporting Type: HQ_IESO
ReportingType | 2015 | 2020 | 2025 | 2030 | 2035 | 2040
BM | 0 | 0 | 0 | 0 | 0 | 0
CC | 0 | 0 | 0 | 0 | 0 | 0
CSP | 0 | 0 | 0 | 0 | 0 | 0
CT | 0 | 0 | 0 | 0 | 0 | 0
Coal | 0 | 0 | 0 | 0 | 0 | 0
Geo | 0 | 0 | 0 | 0 | 0 | 0
H | 0 | 0 | 0 | 0 | 0 | 0
LFG | 0 | 0 | 0 | 0 | 0 | 0
Nuc | 0 | 0 | 0 | 0 | 0 | 0
PS | 0 | 0 | 0 | 0 | 0 | 0
PV | 0 | 0 | 0 | 0 | 0 | 0
PeakG | 0 | 0 | 0 | 0 | 0 | 0
PeakO | 0 | 0 | 0 | 0 | 0 | 0
ST | 0 | 0 | 0 | 0 | 0 | 0
STOG | 0 | 0 | 0 | 0 | 0 | 0
STWD | 0 | 0 | 0 | 0 | 0 | 0
WT | 0 | 0 | 0 | 0 | 0 | 0
IGCC | 0 | 0 | 0 | 0 | 0 | 0
DemandResponse | 0 | 0 | 0 | 0 | 0 | 0
IGCC-CCS | 0 | 0 | 0 | 0 | 0 | 0
WT_off | 0 | 0 | 0 | 0 | 0 | 0
PseudoUnit | 0 | 0 | 0 | 0 | 0 | 0
FixedInterchange | 0 | 0 | 0 | 0 | 0 | 0
Emission Cost by Reporting Type: HQ_NEISO
ReportingType | 2015 | 2020 | 2025 | 2030 | 2035 | 2040
BM | 0 | 0 | 0 | 0 | 0 | 0
CC | 0 | 0 | 0 | 0 | 0 | 0
CSP | 0 | 0 | 0 | 0 | 0 | 0
CT | 0 | 0 | 0 | 0 | 0 | 0
Coal | 0 | 0 | 0 | 0 | 0 | 0
Geo | 0 | 0 | 0 | 0 | 0 | 0
H | 0 | 0 | 0 | 0 | 0 | 0
LFG | 0 | 0 | 0 | 0 | 0 | 0
Nuc | 0 | 0 | 0 | 0 | 0 | 0
PS | 0 | 0 | 0 | 0 | 0 | 0
PV | 0 | 0 | 0 | 0 | 0 | 0
PeakG | 0 | 0 | 0 | 0 | 0 | 0
PeakO | 0 | 0 | 0 | 0 | 0 | 0
ST | 0 | 0 | 0 | 0 | 0 | 0
STOG | 0 | 0 | 0 | 0 | 0 | 0
STWD | 0 | 0 | 0 | 0 | 0 | 0
WT | 0 | 0 | 0 | 0 | 0 | 0
IGCC | 0 | 0 | 0 | 0 | 0 | 0
DemandResponse | 0 | 0 | 0 | 0 | 0 | 0
IGCC-CCS | 0 | 0 | 0 | 0 | 0 | 0
WT_off | 0 | 0 | 0 | 0 | 0 | 0
PseudoUnit | 0 | 0 | 0 | 0 | 0 | 0
FixedInterchange | 0 | 0 | 0 | 0 | 0 | 0
Emission Cost by Reporting Type: HQ_NY
ReportingType | 2015 | 2020 | 2025 | 2030 | 2035 | 2040
BM | 0 | 0 | 0 | 0 | 0 | 0
CC | 0 | 0 | 0 | 0 | 0 | 0
CSP | 0 | 0 | 0 | 0 | 0 | 0
CT | 0 | 0 | 0 | 0 | 0 | 0
Coal | 0 | 0 | 0 | 0 | 0 | 0
Geo | 0 | 0 | 0 | 0 | 0 | 0
H | 0 | 0 | 0 | 0 | 0 | 0
LFG | 0 | 0 | 0 | 0 | 0 | 0
Nuc | 0 | 0 | 0 | 0 | 0 | 0
PS | 0 | 0 | 0 | 0 | 0 | 0
PV | 0 | 0 | 0 | 0 | 0 | 0
PeakG | 0 | 0 | 0 | 0 | 0 | 0
PeakO | 0 | 0 | 0 | 0 | 0 | 0
ST | 0 | 0 | 0 | 0 | 0 | 0
STOG | 0 | 0 | 0 | 0 | 0 | 0
STWD | 0 | 0 | 0 | 0 | 0 | 0
WT | 0 | 0 | 0 | 0 | 0 | 0
IGCC | 0 | 0 | 0 | 0 | 0 | 0
DemandResponse | 0 | 0 | 0 | 0 | 0 | 0
IGCC-CCS | 0 | 0 | 0 | 0 | 0 | 0
WT_off | 0 | 0 | 0 | 0 | 0 | 0
PseudoUnit | 0 | 0 | 0 | 0 | 0 | 0
FixedInterchange | 0 | 0 | 0 | 0 | 0 | 0
Emission Cost by Reporting Type: MARITIMES
ReportingType | 2015 | 2020 | 2025 | 2030 | 2035 | 2040
BM | 0 | 0 | 0 | 0 | 0 | 0
CC | 0 | 0 | 0 | 0 | 0 | 0
CSP | 0 | 0 | 0 | 0 | 0 | 0
CT | 0 | 0 | 0 | 0 | 0 | 0
Coal | 0 | 0 | 0 | 0 | 0 | 0
Geo | 0 | 0 | 0 | 0 | 0 | 0
H | 0 | 0 | 0 | 0 | 0 | 0
LFG | 0 | 0 | 0 | 0 | 0 | 0
Nuc | 0 | 0 | 0 | 0 | 0 | 0
PS | 0 | 0 | 0 | 0 | 0 | 0
PV | 0 | 0 | 0 | 0 | 0 | 0
PeakG | 0 | 0 | 0 | 0 | 0 | 0
PeakO | 0 | 0 | 0 | 0 | 0 | 0
ST | 0 | 0 | 0 | 0 | 0 | 0
STOG | 0 | 0 | 0 | 0 | 0 | 0
STWD | 0 | 0 | 0 | 0 | 0 | 0
WT | 0 | 0 | 0 | 0 | 0 | 0
IGCC | 0 | 0 | 0 | 0 | 0 | 0
DemandResponse | 0 | 0 | 0 | 0 | 0 | 0
IGCC-CCS | 0 | 0 | 0 | 0 | 0 | 0
WT_off | 0 | 0 | 0 | 0 | 0 | 0
PseudoUnit | 0 | 0 | 0 | 0 | 0 | 0
FixedInterchange | 0 | 0 | 0 | 0 | 0 | 0
Emission Cost by Reporting Type: All
ReportingType | 2015 | 2020 | 2025 | 2030 | 2035 | 2040
BM | 0 | 0 | 0 | 0 | 0 | 0
CC | 0 | 0 | 0 | 0 | 0 | 0
CSP | 0 | 0 | 0 | 0 | 0 | 0
CT | 0 | 0 | 0 | 0 | 0 | 0
Coal | 0 | 0 | 0 | 0 | 0 | 0
Geo | 0 | 0 | 0 | 0 | 0 | 0
H | 0 | 0 | 0 | 0 | 0 | 0
LFG | 0 | 0 | 0 | 0 | 0 | 0
Nuc | 0 | 0 | 0 | 0 | 0 | 0
PS | 0 | 0 | 0 | 0 | 0 | 0
PV | 0 | 0 | 0 | 0 | 0 | 0
PeakG | 0 | 0 | 0 | 0 | 0 | 0
PeakO | 0 | 0 | 0 | 0 | 0 | 0
ST | 0 | 0 | 0 | 0 | 0 | 0
STOG | 0 | 0 | 0 | 0 | 0 | 0
STWD | 0 | 0 | 0 | 0 | 0 | 0
WT | 0 | 0 | 0 | 0 | 0 | 0
IGCC | 0 | 0 | 0 | 0 | 0 | 0
DemandResponse | 0 | 0 | 0 | 0 | 0 | 0
IGCC-CCS | 0 | 0 | 0 | 0 | 0 | 0
WT_off | 0 | 0 | 0 | 0 | 0 | 0
PseudoUnit | 0 | 0 | 0 | 0 | 0 | 0
FixedInterchange | 0 | 0 | 0 | 0 | 0 | 0
Emission Cost by Reporting Type: EI_US
ReportingType | 2015 | 2020 | 2025 | 2030 | 2035 | 2040
BM | 0 | 0 | 0 | 0 | 0 | 0
CC | 0 | 0 | 0 | 0 | 0 | 0
CSP | 0 | 0 | 0 | 0 | 0 | 0
CT | 0 | 0 | 0 | 0 | 0 | 0
Coal | 0 | 0 | 0 | 0 | 0 | 0
Geo | 0 | 0 | 0 | 0 | 0 | 0
H | 0 | 0 | 0 | 0 | 0 | 0
LFG | 0 | 0 | 0 | 0 | 0 | 0
Nuc | 0 | 0 | 0 | 0 | 0 | 0
PS | 0 | 0 | 0 | 0 | 0 | 0
PV | 0 | 0 | 0 | 0 | 0 | 0
PeakG | 0 | 0 | 0 | 0 | 0 | 0
PeakO | 0 | 0 | 0 | 0 | 0 | 0
ST | 0 | 0 | 0 | 0 | 0 | 0
STOG | 0 | 0 | 0 | 0 | 0 | 0
STWD | 0 | 0 | 0 | 0 | 0 | 0
WT | 0 | 0 | 0 | 0 | 0 | 0
IGCC | 0 | 0 | 0 | 0 | 0 | 0
DemandResponse | 0 | 0 | 0 | 0 | 0 | 0
IGCC-CCS | 0 | 0 | 0 | 0 | 0 | 0
WT_off | 0 | 0 | 0 | 0 | 0 | 0
PseudoUnit | 0 | 0 | 0 | 0 | 0 | 0
FixedInterchange | 0 | 0 | 0 | 0 | 0 | 0
Emission Cost by Reporting Type: EI_Canada
ReportingType | 2015 | 2020 | 2025 | 2030 | 2035 | 2040
BM | 0 | 0 | 0 | 0 | 0 | 0
CC | 0 | 0 | 0 | 0 | 0 | 0
CSP | 0 | 0 | 0 | 0 | 0 | 0
CT | 0 | 0 | 0 | 0 | 0 | 0
Coal | 0 | 0 | 0 | 0 | 0 | 0
Geo | 0 | 0 | 0 | 0 | 0 | 0
H | 0 | 0 | 0 | 0 | 0 | 0
LFG | 0 | 0 | 0 | 0 | 0 | 0
Nuc | 0 | 0 | 0 | 0 | 0 | 0
PS | 0 | 0 | 0 | 0 | 0 | 0
PV | 0 | 0 | 0 | 0 | 0 | 0
PeakG | 0 | 0 | 0 | 0 | 0 | 0
PeakO | 0 | 0 | 0 | 0 | 0 | 0
ST | 0 | 0 | 0 | 0 | 0 | 0
STOG | 0 | 0 | 0 | 0 | 0 | 0
STWD | 0 | 0 | 0 | 0 | 0 | 0
WT | 0 | 0 | 0 | 0 | 0 | 0
IGCC | 0 | 0 | 0 | 0 | 0 | 0
DemandResponse | 0 | 0 | 0 | 0 | 0 | 0
IGCC-CCS | 0 | 0 | 0 | 0 | 0 | 0
WT_off | 0 | 0 | 0 | 0 | 0 | 0
PseudoUnit | 0 | 0 | 0 | 0 | 0 | 0
FixedInterchange | 0 | 0 | 0 | 0 | 0 | 0
Emission Cost by Reporting Type: EI
ReportingType | 2015 | 2020 | 2025 | 2030 | 2035 | 2040
BM | 0 | 0 | 0 | 0 | 0 | 0
CC | 0 | 0 | 0 | 0 | 0 | 0
CSP | 0 | 0 | 0 | 0 | 0 | 0
CT | 0 | 0 | 0 | 0 | 0 | 0
Coal | 0 | 0 | 0 | 0 | 0 | 0
Geo | 0 | 0 | 0 | 0 | 0 | 0
H | 0 | 0 | 0 | 0 | 0 | 0
LFG | 0 | 0 | 0 | 0 | 0 | 0
Nuc | 0 | 0 | 0 | 0 | 0 | 0
PS | 0 | 0 | 0 | 0 | 0 | 0
PV | 0 | 0 | 0 | 0 | 0 | 0
PeakG | 0 | 0 | 0 | 0 | 0 | 0
PeakO | 0 | 0 | 0 | 0 | 0 | 0
ST | 0 | 0 | 0 | 0 | 0 | 0
STOG | 0 | 0 | 0 | 0 | 0 | 0
STWD | 0 | 0 | 0 | 0 | 0 | 0
WT | 0 | 0 | 0 | 0 | 0 | 0
IGCC | 0 | 0 | 0 | 0 | 0 | 0
DemandResponse | 0 | 0 | 0 | 0 | 0 | 0
IGCC-CCS | 0 | 0 | 0 | 0 | 0 | 0
WT_off | 0 | 0 | 0 | 0 | 0 | 0
PseudoUnit | 0 | 0 | 0 | 0 | 0 | 0
FixedInterchange | 0 | 0 | 0 | 0 | 0 | 0
Emission Cost by Reporting Type: Outside_EI
ReportingType | 2015 | 2020 | 2025 | 2030 | 2035 | 2040
BM | 0 | 0 | 0 | 0 | 0 | 0
CC | 0 | 0 | 0 | 0 | 0 | 0
CSP | 0 | 0 | 0 | 0 | 0 | 0
CT | 0 | 0 | 0 | 0 | 0 | 0
Coal | 0 | 0 | 0 | 0 | 0 | 0
Geo | 0 | 0 | 0 | 0 | 0 | 0
H | 0 | 0 | 0 | 0 | 0 | 0
LFG | 0 | 0 | 0 | 0 | 0 | 0
Nuc | 0 | 0 | 0 | 0 | 0 | 0
PS | 0 | 0 | 0 | 0 | 0 | 0
PV | 0 | 0 | 0 | 0 | 0 | 0
PeakG | 0 | 0 | 0 | 0 | 0 | 0
PeakO | 0 | 0 | 0 | 0 | 0 | 0
ST | 0 | 0 | 0 | 0 | 0 | 0
STOG | 0 | 0 | 0 | 0 | 0 | 0
STWD | 0 | 0 | 0 | 0 | 0 | 0
WT | 0 | 0 | 0 | 0 | 0 | 0
IGCC | 0 | 0 | 0 | 0 | 0 | 0
DemandResponse | 0 | 0 | 0 | 0 | 0 | 0
IGCC-CCS | 0 | 0 | 0 | 0 | 0 | 0
WT_off | 0 | 0 | 0 | 0 | 0 | 0
PseudoUnit | 0 | 0 | 0 | 0 | 0 | 0
FixedInterchange | 0 | 0 | 0 | 0 | 0 | 0
==== Emission Program: CAIRNOxAnnual : (NOx) ====
Emission Cost by Reporting Type: Entergy
ReportingType | 2015 | 2020 | 2025 | 2030 | 2035 | 2040
BM | 0 | 0 | 0 | 0 | 0 | 0
CC | 0 | 0 | 0 | 0 | 0 | 0
CSP | 0 | 0 | 0 | 0 | 0 | 0
CT | 0 | 0 | 0 | 0 | 0 | 0
Coal | 0 | 0 | 0 | 0 | 0 | 0
Geo | 0 | 0 | 0 | 0 | 0 | 0
H | 0 | 0 | 0 | 0 | 0 | 0
LFG | 0 | 0 | 0 | 0 | 0 | 0
Nuc | 0 | 0 | 0 | 0 | 0 | 0
PS | 0 | 0 | 0 | 0 | 0 | 0
PV | 0 | 0 | 0 | 0 | 0 | 0
PeakG | 0 | 0 | 0 | 0 | 0 | 0
PeakO | 0 | 0 | 0 | 0 | 0 | 0
ST | 0 | 0 | 0 | 0 | 0 | 0
STOG | 0 | 0 | 0 | 0 | 0 | 0
STWD | 0 | 0 | 0 | 0 | 0 | 0
WT | 0 | 0 | 0 | 0 | 0 | 0
IGCC | 0 | 0 | 0 | 0 | 0 | 0
DemandResponse | 0 | 0 | 0 | 0 | 0 | 0
IGCC-CCS | 0 | 0 | 0 | 0 | 0 | 0
WT_off | 0 | 0 | 0 | 0 | 0 | 0
PseudoUnit | 0 | 0 | 0 | 0 | 0 | 0
FixedInterchange | 0 | 0 | 0 | 0 | 0 | 0
Emission Cost by Reporting Type: FRCC
ReportingType | 2015 | 2020 | 2025 | 2030 | 2035 | 2040
BM | 0 | 0 | 0 | 0 | 0 | 0
CC | 0 | 0 | 0 | 0 | 0 | 0
CSP | 0 | 0 | 0 | 0 | 0 | 0
CT | 0 | 0 | 0 | 0 | 0 | 0
Coal | 0 | 0 | 0 | 0 | 0 | 0
Geo | 0 | 0 | 0 | 0 | 0 | 0
H | 0 | 0 | 0 | 0 | 0 | 0
LFG | 0 | 0 | 0 | 0 | 0 | 0
Nuc | 0 | 0 | 0 | 0 | 0 | 0
PS | 0 | 0 | 0 | 0 | 0 | 0
PV | 0 | 0 | 0 | 0 | 0 | 0
PeakG | 0 | 0 | 0 | 0 | 0 | 0
PeakO | 0 | 0 | 0 | 0 | 0 | 0
ST | 0 | 0 | 0 | 0 | 0 | 0
STOG | 0 | 0 | 0 | 0 | 0 | 0
STWD | 0 | 0 | 0 | 0 | 0 | 0
WT | 0 | 0 | 0 | 0 | 0 | 0
IGCC | 0 | 0 | 0 | 0 | 0 | 0
DemandResponse | 0 | 0 | 0 | 0 | 0 | 0
IGCC-CCS | 0 | 0 | 0 | 0 | 0 | 0
WT_off | 0 | 0 | 0 | 0 | 0 | 0
PseudoUnit | 0 | 0 | 0 | 0 | 0 | 0
FixedInterchange | 0 | 0 | 0 | 0 | 0 | 0
Emission Cost by Reporting Type: MAPP_US
ReportingType | 2015 | 2020 | 2025 | 2030 | 2035 | 2040
BM | 0 | 0 | 0 | 0 | 0 | 0
CC | 0 | 0 | 0 | 0 | 0 | 0
CSP | 0 | 0 | 0 | 0 | 0 | 0
CT | 0 | 0 | 0 | 0 | 0 | 0
Coal | 0 | 0 | 0 | 0 | 0 | 0
Geo | 0 | 0 | 0 | 0 | 0 | 0
H | 0 | 0 | 0 | 0 | 0 | 0
LFG | 0 | 0 | 0 | 0 | 0 | 0
Nuc | 0 | 0 | 0 | 0 | 0 | 0
PS | 0 | 0 | 0 | 0 | 0 | 0
PV | 0 | 0 | 0 | 0 | 0 | 0
PeakG | 0 | 0 | 0 | 0 | 0 | 0
PeakO | 0 | 0 | 0 | 0 | 0 | 0
ST | 0 | 0 | 0 | 0 | 0 | 0
STOG | 0 | 0 | 0 | 0 | 0 | 0
STWD | 0 | 0 | 0 | 0 | 0 | 0
WT | 0 | 0 | 0 | 0 | 0 | 0
IGCC | 0 | 0 | 0 | 0 | 0 | 0
DemandResponse | 0 | 0 | 0 | 0 | 0 | 0
IGCC-CCS | 0 | 0 | 0 | 0 | 0 | 0
WT_off | 0 | 0 | 0 | 0 | 0 | 0
PseudoUnit | 0 | 0 | 0 | 0 | 0 | 0
FixedInterchange | 0 | 0 | 0 | 0 | 0 | 0
Emission Cost by Reporting Type: MISO_IN
ReportingType | 2015 | 2020 | 2025 | 2030 | 2035 | 2040
BM | 0 | 0 | 0 | 0 | 0 | 0
CC | 0 | 0 | 0 | 0 | 0 | 0
CSP | 0 | 0 | 0 | 0 | 0 | 0
CT | 0 | 0 | 0 | 0 | 0 | 0
Coal | 0 | 0 | 0 | 0 | 0 | 0
Geo | 0 | 0 | 0 | 0 | 0 | 0
H | 0 | 0 | 0 | 0 | 0 | 0
LFG | 0 | 0 | 0 | 0 | 0 | 0
Nuc | 0 | 0 | 0 | 0 | 0 | 0
PS | 0 | 0 | 0 | 0 | 0 | 0
PV | 0 | 0 | 0 | 0 | 0 | 0
PeakG | 0 | 0 | 0 | 0 | 0 | 0
PeakO | 0 | 0 | 0 | 0 | 0 | 0
ST | 0 | 0 | 0 | 0 | 0 | 0
STOG | 0 | 0 | 0 | 0 | 0 | 0
STWD | 0 | 0 | 0 | 0 | 0 | 0
WT | 0 | 0 | 0 | 0 | 0 | 0
IGCC | 0 | 0 | 0 | 0 | 0 | 0
DemandResponse | 0 | 0 | 0 | 0 | 0 | 0
IGCC-CCS | 0 | 0 | 0 | 0 | 0 | 0
WT_off | 0 | 0 | 0 | 0 | 0 | 0
PseudoUnit | 0 | 0 | 0 | 0 | 0 | 0
FixedInterchange | 0 | 0 | 0 | 0 | 0 | 0
Emission Cost by Reporting Type: MISO_MI
ReportingType | 2015 | 2020 | 2025 | 2030 | 2035 | 2040
BM | 0 | 0 | 0 | 0 | 0 | 0
CC | 0 | 0 | 0 | 0 | 0 | 0
CSP | 0 | 0 | 0 | 0 | 0 | 0
CT | 0 | 0 | 0 | 0 | 0 | 0
Coal | 0 | 0 | 0 | 0 | 0 | 0
Geo | 0 | 0 | 0 | 0 | 0 | 0
H | 0 | 0 | 0 | 0 | 0 | 0
LFG | 0 | 0 | 0 | 0 | 0 | 0
Nuc | 0 | 0 | 0 | 0 | 0 | 0
PS | 0 | 0 | 0 | 0 | 0 | 0
PV | 0 | 0 | 0 | 0 | 0 | 0
PeakG | 0 | 0 | 0 | 0 | 0 | 0
PeakO | 0 | 0 | 0 | 0 | 0 | 0
ST | 0 | 0 | 0 | 0 | 0 | 0
STOG | 0 | 0 | 0 | 0 | 0 | 0
STWD | 0 | 0 | 0 | 0 | 0 | 0
WT | 0 | 0 | 0 | 0 | 0 | 0
IGCC | 0 | 0 | 0 | 0 | 0 | 0
DemandResponse | 0 | 0 | 0 | 0 | 0 | 0
IGCC-CCS | 0 | 0 | 0 | 0 | 0 | 0
WT_off | 0 | 0 | 0 | 0 | 0 | 0
PseudoUnit | 0 | 0 | 0 | 0 | 0 | 0
FixedInterchange | 0 | 0 | 0 | 0 | 0 | 0
Emission Cost by Reporting Type: MISO_MO-IL
ReportingType | 2015 | 2020 | 2025 | 2030 | 2035 | 2040
BM | 0 | 0 | 0 | 0 | 0 | 0
CC | 0 | 0 | 0 | 0 | 0 | 0
CSP | 0 | 0 | 0 | 0 | 0 | 0
CT | 0 | 0 | 0 | 0 | 0 | 0
Coal | 0 | 0 | 0 | 0 | 0 | 0
Geo | 0 | 0 | 0 | 0 | 0 | 0
H | 0 | 0 | 0 | 0 | 0 | 0
LFG | 0 | 0 | 0 | 0 | 0 | 0
Nuc | 0 | 0 | 0 | 0 | 0 | 0
PS | 0 | 0 | 0 | 0 | 0 | 0
PV | 0 | 0 | 0 | 0 | 0 | 0
PeakG | 0 | 0 | 0 | 0 | 0 | 0
PeakO | 0 | 0 | 0 | 0 | 0 | 0
ST | 0 | 0 | 0 | 0 | 0 | 0
STOG | 0 | 0 | 0 | 0 | 0 | 0
STWD | 0 | 0 | 0 | 0 | 0 | 0
WT | 0 | 0 | 0 | 0 | 0 | 0
IGCC | 0 | 0 | 0 | 0 | 0 | 0
DemandResponse | 0 | 0 | 0 | 0 | 0 | 0
IGCC-CCS | 0 | 0 | 0 | 0 | 0 | 0
WT_off | 0 | 0 | 0 | 0 | 0 | 0
PseudoUnit | 0 | 0 | 0 | 0 | 0 | 0
FixedInterchange | 0 | 0 | 0 | 0 | 0 | 0
Emission Cost by Reporting Type: MISO_W
ReportingType | 2015 | 2020 | 2025 | 2030 | 2035 | 2040
BM | 0 | 0 | 0 | 0 | 0 | 0
CC | 0 | 0 | 0 | 0 | 0 | 0
CSP | 0 | 0 | 0 | 0 | 0 | 0
CT | 0 | 0 | 0 | 0 | 0 | 0
Coal | 0 | 0 | 0 | 0 | 0 | 0
Geo | 0 | 0 | 0 | 0 | 0 | 0
H | 0 | 0 | 0 | 0 | 0 | 0
LFG | 0 | 0 | 0 | 0 | 0 | 0
Nuc | 0 | 0 | 0 | 0 | 0 | 0
PS | 0 | 0 | 0 | 0 | 0 | 0
PV | 0 | 0 | 0 | 0 | 0 | 0
PeakG | 0 | 0 | 0 | 0 | 0 | 0
PeakO | 0 | 0 | 0 | 0 | 0 | 0
ST | 0 | 0 | 0 | 0 | 0 | 0
STOG | 0 | 0 | 0 | 0 | 0 | 0
STWD | 0 | 0 | 0 | 0 | 0 | 0
WT | 0 | 0 | 0 | 0 | 0 | 0
IGCC | 0 | 0 | 0 | 0 | 0 | 0
DemandResponse | 0 | 0 | 0 | 0 | 0 | 0
IGCC-CCS | 0 | 0 | 0 | 0 | 0 | 0
WT_off | 0 | 0 | 0 | 0 | 0 | 0
PseudoUnit | 0 | 0 | 0 | 0 | 0 | 0
FixedInterchange | 0 | 0 | 0 | 0 | 0 | 0
Emission Cost by Reporting Type: MISO_WUMS
ReportingType | 2015 | 2020 | 2025 | 2030 | 2035 | 2040
BM | 0 | 0 | 0 | 0 | 0 | 0
CC | 0 | 0 | 0 | 0 | 0 | 0
CSP | 0 | 0 | 0 | 0 | 0 | 0
CT | 0 | 0 | 0 | 0 | 0 | 0
Coal | 0 | 0 | 0 | 0 | 0 | 0
Geo | 0 | 0 | 0 | 0 | 0 | 0
H | 0 | 0 | 0 | 0 | 0 | 0
LFG | 0 | 0 | 0 | 0 | 0 | 0
Nuc | 0 | 0 | 0 | 0 | 0 | 0
PS | 0 | 0 | 0 | 0 | 0 | 0
PV | 0 | 0 | 0 | 0 | 0 | 0
PeakG | 0 | 0 | 0 | 0 | 0 | 0
PeakO | 0 | 0 | 0 | 0 | 0 | 0
ST | 0 | 0 | 0 | 0 | 0 | 0
STOG | 0 | 0 | 0 | 0 | 0 | 0
STWD | 0 | 0 | 0 | 0 | 0 | 0
WT | 0 | 0 | 0 | 0 | 0 | 0
IGCC | 0 | 0 | 0 | 0 | 0 | 0
DemandResponse | 0 | 0 | 0 | 0 | 0 | 0
IGCC-CCS | 0 | 0 | 0 | 0 | 0 | 0
WT_off | 0 | 0 | 0 | 0 | 0 | 0
PseudoUnit | 0 | 0 | 0 | 0 | 0 | 0
FixedInterchange | 0 | 0 | 0 | 0 | 0 | 0
Emission Cost by Reporting Type: Nebraska
ReportingType | 2015 | 2020 | 2025 | 2030 | 2035 | 2040
BM | 0 | 0 | 0 | 0 | 0 | 0
CC | 0 | 0 | 0 | 0 | 0 | 0
CSP | 0 | 0 | 0 | 0 | 0 | 0
CT | 0 | 0 | 0 | 0 | 0 | 0
Coal | 0 | 0 | 0 | 0 | 0 | 0
Geo | 0 | 0 | 0 | 0 | 0 | 0
H | 0 | 0 | 0 | 0 | 0 | 0
LFG | 0 | 0 | 0 | 0 | 0 | 0
Nuc | 0 | 0 | 0 | 0 | 0 | 0
PS | 0 | 0 | 0 | 0 | 0 | 0
PV | 0 | 0 | 0 | 0 | 0 | 0
PeakG | 0 | 0 | 0 | 0 | 0 | 0
PeakO | 0 | 0 | 0 | 0 | 0 | 0
ST | 0 | 0 | 0 | 0 | 0 | 0
STOG | 0 | 0 | 0 | 0 | 0 | 0
STWD | 0 | 0 | 0 | 0 | 0 | 0
WT | 0 | 0 | 0 | 0 | 0 | 0
IGCC | 0 | 0 | 0 | 0 | 0 | 0
DemandResponse | 0 | 0 | 0 | 0 | 0 | 0
IGCC-CCS | 0 | 0 | 0 | 0 | 0 | 0
WT_off | 0 | 0 | 0 | 0 | 0 | 0
PseudoUnit | 0 | 0 | 0 | 0 | 0 | 0
FixedInterchange | 0 | 0 | 0 | 0 | 0 | 0
Emission Cost by Reporting Type: NEISO
ReportingType | 2015 | 2020 | 2025 | 2030 | 2035 | 2040
BM | 0 | 0 | 0 | 0 | 0 | 0
CC | 0 | 0 | 0 | 0 | 0 | 0
CSP | 0 | 0 | 0 | 0 | 0 | 0
CT | 0 | 0 | 0 | 0 | 0 | 0
Coal | 0 | 0 | 0 | 0 | 0 | 0
Geo | 0 | 0 | 0 | 0 | 0 | 0
H | 0 | 0 | 0 | 0 | 0 | 0
LFG | 0 | 0 | 0 | 0 | 0 | 0
Nuc | 0 | 0 | 0 | 0 | 0 | 0
PS | 0 | 0 | 0 | 0 | 0 | 0
PV | 0 | 0 | 0 | 0 | 0 | 0
PeakG | 0 | 0 | 0 | 0 | 0 | 0
PeakO | 0 | 0 | 0 | 0 | 0 | 0
ST | 0 | 0 | 0 | 0 | 0 | 0
STOG | 0 | 0 | 0 | 0 | 0 | 0
STWD | 0 | 0 | 0 | 0 | 0 | 0
WT | 0 | 0 | 0 | 0 | 0 | 0
IGCC | 0 | 0 | 0 | 0 | 0 | 0
DemandResponse | 0 | 0 | 0 | 0 | 0 | 0
IGCC-CCS | 0 | 0 | 0 | 0 | 0 | 0
WT_off | 0 | 0 | 0 | 0 | 0 | 0
PseudoUnit | 0 | 0 | 0 | 0 | 0 | 0
FixedInterchange | 0 | 0 | 0 | 0 | 0 | 0
Emission Cost by Reporting Type: NonRTO_Midwest
ReportingType | 2015 | 2020 | 2025 | 2030 | 2035 | 2040
BM | 0 | 0 | 0 | 0 | 0 | 0
CC | 0 | 0 | 0 | 0 | 0 | 0
CSP | 0 | 0 | 0 | 0 | 0 | 0
CT | 0 | 0 | 0 | 0 | 0 | 0
Coal | 0 | 0 | 0 | 0 | 0 | 0
Geo | 0 | 0 | 0 | 0 | 0 | 0
H | 0 | 0 | 0 | 0 | 0 | 0
LFG | 0 | 0 | 0 | 0 | 0 | 0
Nuc | 0 | 0 | 0 | 0 | 0 | 0
PS | 0 | 0 | 0 | 0 | 0 | 0
PV | 0 | 0 | 0 | 0 | 0 | 0
PeakG | 0 | 0 | 0 | 0 | 0 | 0
PeakO | 0 | 0 | 0 | 0 | 0 | 0
ST | 0 | 0 | 0 | 0 | 0 | 0
STOG | 0 | 0 | 0 | 0 | 0 | 0
STWD | 0 | 0 | 0 | 0 | 0 | 0
WT | 0 | 0 | 0 | 0 | 0 | 0
IGCC | 0 | 0 | 0 | 0 | 0 | 0
DemandResponse | 0 | 0 | 0 | 0 | 0 | 0
IGCC-CCS | 0 | 0 | 0 | 0 | 0 | 0
WT_off | 0 | 0 | 0 | 0 | 0 | 0
PseudoUnit | 0 | 0 | 0 | 0 | 0 | 0
FixedInterchange | 0 | 0 | 0 | 0 | 0 | 0
Emission Cost by Reporting Type: NYISO_A-F
ReportingType | 2015 | 2020 | 2025 | 2030 | 2035 | 2040
BM | 0 | 0 | 0 | 0 | 0 | 0
CC | 0 | 0 | 0 | 0 | 0 | 0
CSP | 0 | 0 | 0 | 0 | 0 | 0
CT | 0 | 0 | 0 | 0 | 0 | 0
Coal | 0 | 0 | 0 | 0 | 0 | 0
Geo | 0 | 0 | 0 | 0 | 0 | 0
H | 0 | 0 | 0 | 0 | 0 | 0
LFG | 0 | 0 | 0 | 0 | 0 | 0
Nuc | 0 | 0 | 0 | 0 | 0 | 0
PS | 0 | 0 | 0 | 0 | 0 | 0
PV | 0 | 0 | 0 | 0 | 0 | 0
PeakG | 0 | 0 | 0 | 0 | 0 | 0
PeakO | 0 | 0 | 0 | 0 | 0 | 0
ST | 0 | 0 | 0 | 0 | 0 | 0
STOG | 0 | 0 | 0 | 0 | 0 | 0
STWD | 0 | 0 | 0 | 0 | 0 | 0
WT | 0 | 0 | 0 | 0 | 0 | 0
IGCC | 0 | 0 | 0 | 0 | 0 | 0
DemandResponse | 0 | 0 | 0 | 0 | 0 | 0
IGCC-CCS | 0 | 0 | 0 | 0 | 0 | 0
WT_off | 0 | 0 | 0 | 0 | 0 | 0
PseudoUnit | 0 | 0 | 0 | 0 | 0 | 0
FixedInterchange | 0 | 0 | 0 | 0 | 0 | 0
Emission Cost by Reporting Type: NYISO_G-I
ReportingType | 2015 | 2020 | 2025 | 2030 | 2035 | 2040
BM | 0 | 0 | 0 | 0 | 0 | 0
CC | 0 | 0 | 0 | 0 | 0 | 0
CSP | 0 | 0 | 0 | 0 | 0 | 0
CT | 0 | 0 | 0 | 0 | 0 | 0
Coal | 0 | 0 | 0 | 0 | 0 | 0
Geo | 0 | 0 | 0 | 0 | 0 | 0
H | 0 | 0 | 0 | 0 | 0 | 0
LFG | 0 | 0 | 0 | 0 | 0 | 0
Nuc | 0 | 0 | 0 | 0 | 0 | 0
PS | 0 | 0 | 0 | 0 | 0 | 0
PV | 0 | 0 | 0 | 0 | 0 | 0
PeakG | 0 | 0 | 0 | 0 | 0 | 0
PeakO | 0 | 0 | 0 | 0 | 0 | 0
ST | 0 | 0 | 0 | 0 | 0 | 0
STOG | 0 | 0 | 0 | 0 | 0 | 0
STWD | 0 | 0 | 0 | 0 | 0 | 0
WT | 0 | 0 | 0 | 0 | 0 | 0
IGCC | 0 | 0 | 0 | 0 | 0 | 0
DemandResponse | 0 | 0 | 0 | 0 | 0 | 0
IGCC-CCS | 0 | 0 | 0 | 0 | 0 | 0
WT_off | 0 | 0 | 0 | 0 | 0 | 0
PseudoUnit | 0 | 0 | 0 | 0 | 0 | 0
FixedInterchange | 0 | 0 | 0 | 0 | 0 | 0
Emission Cost by Reporting Type: NYISO_J-K
ReportingType | 2015 | 2020 | 2025 | 2030 | 2035 | 2040
BM | 0 | 0 | 0 | 0 | 0 | 0
CC | 0 | 0 | 0 | 0 | 0 | 0
CSP | 0 | 0 | 0 | 0 | 0 | 0
CT | 0 | 0 | 0 | 0 | 0 | 0
Coal | 0 | 0 | 0 | 0 | 0 | 0
Geo | 0 | 0 | 0 | 0 | 0 | 0
H | 0 | 0 | 0 | 0 | 0 | 0
LFG | 0 | 0 | 0 | 0 | 0 | 0
Nuc | 0 | 0 | 0 | 0 | 0 | 0
PS | 0 | 0 | 0 | 0 | 0 | 0
PV | 0 | 0 | 0 | 0 | 0 | 0
PeakG | 0 | 0 | 0 | 0 | 0 | 0
PeakO | 0 | 0 | 0 | 0 | 0 | 0
ST | 0 | 0 | 0 | 0 | 0 | 0
STOG | 0 | 0 | 0 | 0 | 0 | 0
STWD | 0 | 0 | 0 | 0 | 0 | 0
WT | 0 | 0 | 0 | 0 | 0 | 0
IGCC | 0 | 0 | 0 | 0 | 0 | 0
DemandResponse | 0 | 0 | 0 | 0 | 0 | 0
IGCC-CCS | 0 | 0 | 0 | 0 | 0 | 0
WT_off | 0 | 0 | 0 | 0 | 0 | 0
PseudoUnit | 0 | 0 | 0 | 0 | 0 | 0
FixedInterchange | 0 | 0 | 0 | 0 | 0 | 0
Emission Cost by Reporting Type: PJM_E
ReportingType | 2015 | 2020 | 2025 | 2030 | 2035 | 2040
BM | 0 | 0 | 0 | 0 | 0 | 0
CC | 0 | 0 | 0 | 0 | 0 | 0
CSP | 0 | 0 | 0 | 0 | 0 | 0
CT | 0 | 0 | 0 | 0 | 0 | 0
Coal | 0 | 0 | 0 | 0 | 0 | 0
Geo | 0 | 0 | 0 | 0 | 0 | 0
H | 0 | 0 | 0 | 0 | 0 | 0
LFG | 0 | 0 | 0 | 0 | 0 | 0
Nuc | 0 | 0 | 0 | 0 | 0 | 0
PS | 0 | 0 | 0 | 0 | 0 | 0
PV | 0 | 0 | 0 | 0 | 0 | 0
PeakG | 0 | 0 | 0 | 0 | 0 | 0
PeakO | 0 | 0 | 0 | 0 | 0 | 0
ST | 0 | 0 | 0 | 0 | 0 | 0
STOG | 0 | 0 | 0 | 0 | 0 | 0
STWD | 0 | 0 | 0 | 0 | 0 | 0
WT | 0 | 0 | 0 | 0 | 0 | 0
IGCC | 0 | 0 | 0 | 0 | 0 | 0
DemandResponse | 0 | 0 | 0 | 0 | 0 | 0
IGCC-CCS | 0 | 0 | 0 | 0 | 0 | 0
WT_off | 0 | 0 | 0 | 0 | 0 | 0
PseudoUnit | 0 | 0 | 0 | 0 | 0 | 0
FixedInterchange | 0 | 0 | 0 | 0 | 0 | 0
Emission Cost by Reporting Type: PJM_ROM
ReportingType | 2015 | 2020 | 2025 | 2030 | 2035 | 2040
BM | 0 | 0 | 0 | 0 | 0 | 0
CC | 0 | 0 | 0 | 0 | 0 | 0
CSP | 0 | 0 | 0 | 0 | 0 | 0
CT | 0 | 0 | 0 | 0 | 0 | 0
Coal | 0 | 0 | 0 | 0 | 0 | 0
Geo | 0 | 0 | 0 | 0 | 0 | 0
H | 0 | 0 | 0 | 0 | 0 | 0
LFG | 0 | 0 | 0 | 0 | 0 | 0
Nuc | 0 | 0 | 0 | 0 | 0 | 0
PS | 0 | 0 | 0 | 0 | 0 | 0
PV | 0 | 0 | 0 | 0 | 0 | 0
PeakG | 0 | 0 | 0 | 0 | 0 | 0
PeakO | 0 | 0 | 0 | 0 | 0 | 0
ST | 0 | 0 | 0 | 0 | 0 | 0
STOG | 0 | 0 | 0 | 0 | 0 | 0
STWD | 0 | 0 | 0 | 0 | 0 | 0
WT | 0 | 0 | 0 | 0 | 0 | 0
IGCC | 0 | 0 | 0 | 0 | 0 | 0
DemandResponse | 0 | 0 | 0 | 0 | 0 | 0
IGCC-CCS | 0 | 0 | 0 | 0 | 0 | 0
WT_off | 0 | 0 | 0 | 0 | 0 | 0
PseudoUnit | 0 | 0 | 0 | 0 | 0 | 0
FixedInterchange | 0 | 0 | 0 | 0 | 0 | 0
Emission Cost by Reporting Type: PJM_ROR
ReportingType | 2015 | 2020 | 2025 | 2030 | 2035 | 2040
BM | 0 | 0 | 0 | 0 | 0 | 0
CC | 0 | 0 | 0 | 0 | 0 | 0
CSP | 0 | 0 | 0 | 0 | 0 | 0
CT | 0 | 0 | 0 | 0 | 0 | 0
Coal | 0 | 0 | 0 | 0 | 0 | 0
Geo | 0 | 0 | 0 | 0 | 0 | 0
H | 0 | 0 | 0 | 0 | 0 | 0
LFG | 0 | 0 | 0 | 0 | 0 | 0
Nuc | 0 | 0 | 0 | 0 | 0 | 0
PS | 0 | 0 | 0 | 0 | 0 | 0
PV | 0 | 0 | 0 | 0 | 0 | 0
PeakG | 0 | 0 | 0 | 0 | 0 | 0
PeakO | 0 | 0 | 0 | 0 | 0 | 0
ST | 0 | 0 | 0 | 0 | 0 | 0
STOG | 0 | 0 | 0 | 0 | 0 | 0
STWD | 0 | 0 | 0 | 0 | 0 | 0
WT | 0 | 0 | 0 | 0 | 0 | 0
IGCC | 0 | 0 | 0 | 0 | 0 | 0
DemandResponse | 0 | 0 | 0 | 0 | 0 | 0
IGCC-CCS | 0 | 0 | 0 | 0 | 0 | 0
WT_off | 0 | 0 | 0 | 0 | 0 | 0
PseudoUnit | 0 | 0 | 0 | 0 | 0 | 0
FixedInterchange | 0 | 0 | 0 | 0 | 0 | 0
Emission Cost by Reporting Type: SOCO
ReportingType | 2015 | 2020 | 2025 | 2030 | 2035 | 2040
BM | 0 | 0 | 0 | 0 | 0 | 0
CC | 0 | 0 | 0 | 0 | 0 | 0
CSP | 0 | 0 | 0 | 0 | 0 | 0
CT | 0 | 0 | 0 | 0 | 0 | 0
Coal | 0 | 0 | 0 | 0 | 0 | 0
Geo | 0 | 0 | 0 | 0 | 0 | 0
H | 0 | 0 | 0 | 0 | 0 | 0
LFG | 0 | 0 | 0 | 0 | 0 | 0
Nuc | 0 | 0 | 0 | 0 | 0 | 0
PS | 0 | 0 | 0 | 0 | 0 | 0
PV | 0 | 0 | 0 | 0 | 0 | 0
PeakG | 0 | 0 | 0 | 0 | 0 | 0
PeakO | 0 | 0 | 0 | 0 | 0 | 0
ST | 0 | 0 | 0 | 0 | 0 | 0
STOG | 0 | 0 | 0 | 0 | 0 | 0
STWD | 0 | 0 | 0 | 0 | 0 | 0
WT | 0 | 0 | 0 | 0 | 0 | 0
IGCC | 0 | 0 | 0 | 0 | 0 | 0
DemandResponse | 0 | 0 | 0 | 0 | 0 | 0
IGCC-CCS | 0 | 0 | 0 | 0 | 0 | 0
WT_off | 0 | 0 | 0 | 0 | 0 | 0
PseudoUnit | 0 | 0 | 0 | 0 | 0 | 0
FixedInterchange | 0 | 0 | 0 | 0 | 0 | 0
Emission Cost by Reporting Type: SPP_N
ReportingType | 2015 | 2020 | 2025 | 2030 | 2035 | 2040
BM | 0 | 0 | 0 | 0 | 0 | 0
CC | 0 | 0 | 0 | 0 | 0 | 0
CSP | 0 | 0 | 0 | 0 | 0 | 0
CT | 0 | 0 | 0 | 0 | 0 | 0
Coal | 0 | 0 | 0 | 0 | 0 | 0
Geo | 0 | 0 | 0 | 0 | 0 | 0
H | 0 | 0 | 0 | 0 | 0 | 0
LFG | 0 | 0 | 0 | 0 | 0 | 0
Nuc | 0 | 0 | 0 | 0 | 0 | 0
PS | 0 | 0 | 0 | 0 | 0 | 0
PV | 0 | 0 | 0 | 0 | 0 | 0
PeakG | 0 | 0 | 0 | 0 | 0 | 0
PeakO | 0 | 0 | 0 | 0 | 0 | 0
ST | 0 | 0 | 0 | 0 | 0 | 0
STOG | 0 | 0 | 0 | 0 | 0 | 0
STWD | 0 | 0 | 0 | 0 | 0 | 0
WT | 0 | 0 | 0 | 0 | 0 | 0
IGCC | 0 | 0 | 0 | 0 | 0 | 0
DemandResponse | 0 | 0 | 0 | 0 | 0 | 0
IGCC-CCS | 0 | 0 | 0 | 0 | 0 | 0
WT_off | 0 | 0 | 0 | 0 | 0 | 0
PseudoUnit | 0 | 0 | 0 | 0 | 0 | 0
FixedInterchange | 0 | 0 | 0 | 0 | 0 | 0
Emission Cost by Reporting Type: SPP_S
ReportingType | 2015 | 2020 | 2025 | 2030 | 2035 | 2040
BM | 0 | 0 | 0 | 0 | 0 | 0
CC | 0 | 0 | 0 | 0 | 0 | 0
CSP | 0 | 0 | 0 | 0 | 0 | 0
CT | 0 | 0 | 0 | 0 | 0 | 0
Coal | 0 | 0 | 0 | 0 | 0 | 0
Geo | 0 | 0 | 0 | 0 | 0 | 0
H | 0 | 0 | 0 | 0 | 0 | 0
LFG | 0 | 0 | 0 | 0 | 0 | 0
Nuc | 0 | 0 | 0 | 0 | 0 | 0
PS | 0 | 0 | 0 | 0 | 0 | 0
PV | 0 | 0 | 0 | 0 | 0 | 0
PeakG | 0 | 0 | 0 | 0 | 0 | 0
PeakO | 0 | 0 | 0 | 0 | 0 | 0
ST | 0 | 0 | 0 | 0 | 0 | 0
STOG | 0 | 0 | 0 | 0 | 0 | 0
STWD | 0 | 0 | 0 | 0 | 0 | 0
WT | 0 | 0 | 0 | 0 | 0 | 0
IGCC | 0 | 0 | 0 | 0 | 0 | 0
DemandResponse | 0 | 0 | 0 | 0 | 0 | 0
IGCC-CCS | 0 | 0 | 0 | 0 | 0 | 0
WT_off | 0 | 0 | 0 | 0 | 0 | 0
PseudoUnit | 0 | 0 | 0 | 0 | 0 | 0
FixedInterchange | 0 | 0 | 0 | 0 | 0 | 0
Emission Cost by Reporting Type: TVA
ReportingType | 2015 | 2020 | 2025 | 2030 | 2035 | 2040
BM | 0 | 0 | 0 | 0 | 0 | 0
CC | 0 | 0 | 0 | 0 | 0 | 0
CSP | 0 | 0 | 0 | 0 | 0 | 0
CT | 0 | 0 | 0 | 0 | 0 | 0
Coal | 0 | 0 | 0 | 0 | 0 | 0
Geo | 0 | 0 | 0 | 0 | 0 | 0
H | 0 | 0 | 0 | 0 | 0 | 0
LFG | 0 | 0 | 0 | 0 | 0 | 0
Nuc | 0 | 0 | 0 | 0 | 0 | 0
PS | 0 | 0 | 0 | 0 | 0 | 0
PV | 0 | 0 | 0 | 0 | 0 | 0
PeakG | 0 | 0 | 0 | 0 | 0 | 0
PeakO | 0 | 0 | 0 | 0 | 0 | 0
ST | 0 | 0 | 0 | 0 | 0 | 0
STOG | 0 | 0 | 0 | 0 | 0 | 0
STWD | 0 | 0 | 0 | 0 | 0 | 0
WT | 0 | 0 | 0 | 0 | 0 | 0
IGCC | 0 | 0 | 0 | 0 | 0 | 0
DemandResponse | 0 | 0 | 0 | 0 | 0 | 0
IGCC-CCS | 0 | 0 | 0 | 0 | 0 | 0
WT_off | 0 | 0 | 0 | 0 | 0 | 0
PseudoUnit | 0 | 0 | 0 | 0 | 0 | 0
FixedInterchange | 0 | 0 | 0 | 0 | 0 | 0
Emission Cost by Reporting Type: TVA_Transmission
ReportingType | 2015 | 2020 | 2025 | 2030 | 2035 | 2040
BM | 0 | 0 | 0 | 0 | 0 | 0
CC | 0 | 0 | 0 | 0 | 0 | 0
CSP | 0 | 0 | 0 | 0 | 0 | 0
CT | 0 | 0 | 0 | 0 | 0 | 0
Coal | 0 | 0 | 0 | 0 | 0 | 0
Geo | 0 | 0 | 0 | 0 | 0 | 0
H | 0 | 0 | 0 | 0 | 0 | 0
LFG | 0 | 0 | 0 | 0 | 0 | 0
Nuc | 0 | 0 | 0 | 0 | 0 | 0
PS | 0 | 0 | 0 | 0 | 0 | 0
PV | 0 | 0 | 0 | 0 | 0 | 0
PeakG | 0 | 0 | 0 | 0 | 0 | 0
PeakO | 0 | 0 | 0 | 0 | 0 | 0
ST | 0 | 0 | 0 | 0 | 0 | 0
STOG | 0 | 0 | 0 | 0 | 0 | 0
STWD | 0 | 0 | 0 | 0 | 0 | 0
WT | 0 | 0 | 0 | 0 | 0 | 0
IGCC | 0 | 0 | 0 | 0 | 0 | 0
DemandResponse | 0 | 0 | 0 | 0 | 0 | 0
IGCC-CCS | 0 | 0 | 0 | 0 | 0 | 0
WT_off | 0 | 0 | 0 | 0 | 0 | 0
PseudoUnit | 0 | 0 | 0 | 0 | 0 | 0
FixedInterchange | 0 | 0 | 0 | 0 | 0 | 0
Emission Cost by Reporting Type: VACAR
ReportingType | 2015 | 2020 | 2025 | 2030 | 2035 | 2040
BM | 0 | 0 | 0 | 0 | 0 | 0
CC | 0 | 0 | 0 | 0 | 0 | 0
CSP | 0 | 0 | 0 | 0 | 0 | 0
CT | 0 | 0 | 0 | 0 | 0 | 0
Coal | 0 | 0 | 0 | 0 | 0 | 0
Geo | 0 | 0 | 0 | 0 | 0 | 0
H | 0 | 0 | 0 | 0 | 0 | 0
LFG | 0 | 0 | 0 | 0 | 0 | 0
Nuc | 0 | 0 | 0 | 0 | 0 | 0
PS | 0 | 0 | 0 | 0 | 0 | 0
PV | 0 | 0 | 0 | 0 | 0 | 0
PeakG | 0 | 0 | 0 | 0 | 0 | 0
PeakO | 0 | 0 | 0 | 0 | 0 | 0
ST | 0 | 0 | 0 | 0 | 0 | 0
STOG | 0 | 0 | 0 | 0 | 0 | 0
STWD | 0 | 0 | 0 | 0 | 0 | 0
WT | 0 | 0 | 0 | 0 | 0 | 0
IGCC | 0 | 0 | 0 | 0 | 0 | 0
DemandResponse | 0 | 0 | 0 | 0 | 0 | 0
IGCC-CCS | 0 | 0 | 0 | 0 | 0 | 0
WT_off | 0 | 0 | 0 | 0 | 0 | 0
PseudoUnit | 0 | 0 | 0 | 0 | 0 | 0
FixedInterchange | 0 | 0 | 0 | 0 | 0 | 0
Emission Cost by Reporting Type: IESO
ReportingType | 2015 | 2020 | 2025 | 2030 | 2035 | 2040
BM | 0 | 0 | 0 | 0 | 0 | 0
CC | 0 | 0 | 0 | 0 | 0 | 0
CSP | 0 | 0 | 0 | 0 | 0 | 0
CT | 0 | 0 | 0 | 0 | 0 | 0
Coal | 0 | 0 | 0 | 0 | 0 | 0
Geo | 0 | 0 | 0 | 0 | 0 | 0
H | 0 | 0 | 0 | 0 | 0 | 0
LFG | 0 | 0 | 0 | 0 | 0 | 0
Nuc | 0 | 0 | 0 | 0 | 0 | 0
PS | 0 | 0 | 0 | 0 | 0 | 0
PV | 0 | 0 | 0 | 0 | 0 | 0
PeakG | 0 | 0 | 0 | 0 | 0 | 0
PeakO | 0 | 0 | 0 | 0 | 0 | 0
ST | 0 | 0 | 0 | 0 | 0 | 0
STOG | 0 | 0 | 0 | 0 | 0 | 0
STWD | 0 | 0 | 0 | 0 | 0 | 0
WT | 0 | 0 | 0 | 0 | 0 | 0
IGCC | 0 | 0 | 0 | 0 | 0 | 0
DemandResponse | 0 | 0 | 0 | 0 | 0 | 0
IGCC-CCS | 0 | 0 | 0 | 0 | 0 | 0
WT_off | 0 | 0 | 0 | 0 | 0 | 0
PseudoUnit | 0 | 0 | 0 | 0 | 0 | 0
FixedInterchange | 0 | 0 | 0 | 0 | 0 | 0
Emission Cost by Reporting Type: MAPP_CA
ReportingType | 2015 | 2020 | 2025 | 2030 | 2035 | 2040
BM | 0 | 0 | 0 | 0 | 0 | 0
CC | 0 | 0 | 0 | 0 | 0 | 0
CSP | 0 | 0 | 0 | 0 | 0 | 0
CT | 0 | 0 | 0 | 0 | 0 | 0
Coal | 0 | 0 | 0 | 0 | 0 | 0
Geo | 0 | 0 | 0 | 0 | 0 | 0
H | 0 | 0 | 0 | 0 | 0 | 0
LFG | 0 | 0 | 0 | 0 | 0 | 0
Nuc | 0 | 0 | 0 | 0 | 0 | 0
PS | 0 | 0 | 0 | 0 | 0 | 0
PV | 0 | 0 | 0 | 0 | 0 | 0
PeakG | 0 | 0 | 0 | 0 | 0 | 0
PeakO | 0 | 0 | 0 | 0 | 0 | 0
ST | 0 | 0 | 0 | 0 | 0 | 0
STOG | 0 | 0 | 0 | 0 | 0 | 0
STWD | 0 | 0 | 0 | 0 | 0 | 0
WT | 0 | 0 | 0 | 0 | 0 | 0
IGCC | 0 | 0 | 0 | 0 | 0 | 0
DemandResponse | 0 | 0 | 0 | 0 | 0 | 0
IGCC-CCS | 0 | 0 | 0 | 0 | 0 | 0
WT_off | 0 | 0 | 0 | 0 | 0 | 0
PseudoUnit | 0 | 0 | 0 | 0 | 0 | 0
FixedInterchange | 0 | 0 | 0 | 0 | 0 | 0
Emission Cost by Reporting Type: AZ_NM_SNV_Coal
ReportingType | 2015 | 2020 | 2025 | 2030 | 2035 | 2040
BM | 0 | 0 | 0 | 0 | 0 | 0
CC | 0 | 0 | 0 | 0 | 0 | 0
CSP | 0 | 0 | 0 | 0 | 0 | 0
CT | 0 | 0 | 0 | 0 | 0 | 0
Coal | 0 | 0 | 0 | 0 | 0 | 0
Geo | 0 | 0 | 0 | 0 | 0 | 0
H | 0 | 0 | 0 | 0 | 0 | 0
LFG | 0 | 0 | 0 | 0 | 0 | 0
Nuc | 0 | 0 | 0 | 0 | 0 | 0
PS | 0 | 0 | 0 | 0 | 0 | 0
PV | 0 | 0 | 0 | 0 | 0 | 0
PeakG | 0 | 0 | 0 | 0 | 0 | 0
PeakO | 0 | 0 | 0 | 0 | 0 | 0
ST | 0 | 0 | 0 | 0 | 0 | 0
STOG | 0 | 0 | 0 | 0 | 0 | 0
STWD | 0 | 0 | 0 | 0 | 0 | 0
WT | 0 | 0 | 0 | 0 | 0 | 0
IGCC | 0 | 0 | 0 | 0 | 0 | 0
DemandResponse | 0 | 0 | 0 | 0 | 0 | 0
IGCC-CCS | 0 | 0 | 0 | 0 | 0 | 0
WT_off | 0 | 0 | 0 | 0 | 0 | 0
PseudoUnit | 0 | 0 | 0 | 0 | 0 | 0
FixedInterchange | 0 | 0 | 0 | 0 | 0 | 0
Emission Cost by Reporting Type: AZ_NM_SNV_Gas
ReportingType | 2015 | 2020 | 2025 | 2030 | 2035 | 2040
BM | 0 | 0 | 0 | 0 | 0 | 0
CC | 0 | 0 | 0 | 0 | 0 | 0
CSP | 0 | 0 | 0 | 0 | 0 | 0
CT | 0 | 0 | 0 | 0 | 0 | 0
Coal | 0 | 0 | 0 | 0 | 0 | 0
Geo | 0 | 0 | 0 | 0 | 0 | 0
H | 0 | 0 | 0 | 0 | 0 | 0
LFG | 0 | 0 | 0 | 0 | 0 | 0
Nuc | 0 | 0 | 0 | 0 | 0 | 0
PS | 0 | 0 | 0 | 0 | 0 | 0
PV | 0 | 0 | 0 | 0 | 0 | 0
PeakG | 0 | 0 | 0 | 0 | 0 | 0
PeakO | 0 | 0 | 0 | 0 | 0 | 0
ST | 0 | 0 | 0 | 0 | 0 | 0
STOG | 0 | 0 | 0 | 0 | 0 | 0
STWD | 0 | 0 | 0 | 0 | 0 | 0
WT | 0 | 0 | 0 | 0 | 0 | 0
IGCC | 0 | 0 | 0 | 0 | 0 | 0
DemandResponse | 0 | 0 | 0 | 0 | 0 | 0
IGCC-CCS | 0 | 0 | 0 | 0 | 0 | 0
WT_off | 0 | 0 | 0 | 0 | 0 | 0
PseudoUnit | 0 | 0 | 0 | 0 | 0 | 0
FixedInterchange | 0 | 0 | 0 | 0 | 0 | 0
Emission Cost by Reporting Type: AZ_NM_SNV_NucRenew
ReportingType | 2015 | 2020 | 2025 | 2030 | 2035 | 2040
BM | 0 | 0 | 0 | 0 | 0 | 0
CC | 0 | 0 | 0 | 0 | 0 | 0
CSP | 0 | 0 | 0 | 0 | 0 | 0
CT | 0 | 0 | 0 | 0 | 0 | 0
Coal | 0 | 0 | 0 | 0 | 0 | 0
Geo | 0 | 0 | 0 | 0 | 0 | 0
H | 0 | 0 | 0 | 0 | 0 | 0
LFG | 0 | 0 | 0 | 0 | 0 | 0
Nuc | 0 | 0 | 0 | 0 | 0 | 0
PS | 0 | 0 | 0 | 0 | 0 | 0
PV | 0 | 0 | 0 | 0 | 0 | 0
PeakG | 0 | 0 | 0 | 0 | 0 | 0
PeakO | 0 | 0 | 0 | 0 | 0 | 0
ST | 0 | 0 | 0 | 0 | 0 | 0
STOG | 0 | 0 | 0 | 0 | 0 | 0
STWD | 0 | 0 | 0 | 0 | 0 | 0
WT | 0 | 0 | 0 | 0 | 0 | 0
IGCC | 0 | 0 | 0 | 0 | 0 | 0
DemandResponse | 0 | 0 | 0 | 0 | 0 | 0
IGCC-CCS | 0 | 0 | 0 | 0 | 0 | 0
WT_off | 0 | 0 | 0 | 0 | 0 | 0
PseudoUnit | 0 | 0 | 0 | 0 | 0 | 0
FixedInterchange | 0 | 0 | 0 | 0 | 0 | 0
Emission Cost by Reporting Type: ERCOT
ReportingType | 2015 | 2020 | 2025 | 2030 | 2035 | 2040
BM | 0 | 0 | 0 | 0 | 0 | 0
CC | 0 | 0 | 0 | 0 | 0 | 0
CSP | 0 | 0 | 0 | 0 | 0 | 0
CT | 0 | 0 | 0 | 0 | 0 | 0
Coal | 0 | 0 | 0 | 0 | 0 | 0
Geo | 0 | 0 | 0 | 0 | 0 | 0
H | 0 | 0 | 0 | 0 | 0 | 0
LFG | 0 | 0 | 0 | 0 | 0 | 0
Nuc | 0 | 0 | 0 | 0 | 0 | 0
PS | 0 | 0 | 0 | 0 | 0 | 0
PV | 0 | 0 | 0 | 0 | 0 | 0
PeakG | 0 | 0 | 0 | 0 | 0 | 0
PeakO | 0 | 0 | 0 | 0 | 0 | 0
ST | 0 | 0 | 0 | 0 | 0 | 0
STOG | 0 | 0 | 0 | 0 | 0 | 0
STWD | 0 | 0 | 0 | 0 | 0 | 0
WT | 0 | 0 | 0 | 0 | 0 | 0
IGCC | 0 | 0 | 0 | 0 | 0 | 0
DemandResponse | 0 | 0 | 0 | 0 | 0 | 0
IGCC-CCS | 0 | 0 | 0 | 0 | 0 | 0
WT_off | 0 | 0 | 0 | 0 | 0 | 0
PseudoUnit | 0 | 0 | 0 | 0 | 0 | 0
FixedInterchange | 0 | 0 | 0 | 0 | 0 | 0
Emission Cost by Reporting Type: NP15
ReportingType | 2015 | 2020 | 2025 | 2030 | 2035 | 2040
BM | 0 | 0 | 0 | 0 | 0 | 0
CC | 0 | 0 | 0 | 0 | 0 | 0
CSP | 0 | 0 | 0 | 0 | 0 | 0
CT | 0 | 0 | 0 | 0 | 0 | 0
Coal | 0 | 0 | 0 | 0 | 0 | 0
Geo | 0 | 0 | 0 | 0 | 0 | 0
H | 0 | 0 | 0 | 0 | 0 | 0
LFG | 0 | 0 | 0 | 0 | 0 | 0
Nuc | 0 | 0 | 0 | 0 | 0 | 0
PS | 0 | 0 | 0 | 0 | 0 | 0
PV | 0 | 0 | 0 | 0 | 0 | 0
PeakG | 0 | 0 | 0 | 0 | 0 | 0
PeakO | 0 | 0 | 0 | 0 | 0 | 0
ST | 0 | 0 | 0 | 0 | 0 | 0
STOG | 0 | 0 | 0 | 0 | 0 | 0
STWD | 0 | 0 | 0 | 0 | 0 | 0
WT | 0 | 0 | 0 | 0 | 0 | 0
IGCC | 0 | 0 | 0 | 0 | 0 | 0
DemandResponse | 0 | 0 | 0 | 0 | 0 | 0
IGCC-CCS | 0 | 0 | 0 | 0 | 0 | 0
WT_off | 0 | 0 | 0 | 0 | 0 | 0
PseudoUnit | 0 | 0 | 0 | 0 | 0 | 0
FixedInterchange | 0 | 0 | 0 | 0 | 0 | 0
Emission Cost by Reporting Type: NWPP_Coal
ReportingType | 2015 | 2020 | 2025 | 2030 | 2035 | 2040
BM | 0 | 0 | 0 | 0 | 0 | 0
CC | 0 | 0 | 0 | 0 | 0 | 0
CSP | 0 | 0 | 0 | 0 | 0 | 0
CT | 0 | 0 | 0 | 0 | 0 | 0
Coal | 0 | 0 | 0 | 0 | 0 | 0
Geo | 0 | 0 | 0 | 0 | 0 | 0
H | 0 | 0 | 0 | 0 | 0 | 0
LFG | 0 | 0 | 0 | 0 | 0 | 0
Nuc | 0 | 0 | 0 | 0 | 0 | 0
PS | 0 | 0 | 0 | 0 | 0 | 0
PV | 0 | 0 | 0 | 0 | 0 | 0
PeakG | 0 | 0 | 0 | 0 | 0 | 0
PeakO | 0 | 0 | 0 | 0 | 0 | 0
ST | 0 | 0 | 0 | 0 | 0 | 0
STOG | 0 | 0 | 0 | 0 | 0 | 0
STWD | 0 | 0 | 0 | 0 | 0 | 0
WT | 0 | 0 | 0 | 0 | 0 | 0
IGCC | 0 | 0 | 0 | 0 | 0 | 0
DemandResponse | 0 | 0 | 0 | 0 | 0 | 0
IGCC-CCS | 0 | 0 | 0 | 0 | 0 | 0
WT_off | 0 | 0 | 0 | 0 | 0 | 0
PseudoUnit | 0 | 0 | 0 | 0 | 0 | 0
FixedInterchange | 0 | 0 | 0 | 0 | 0 | 0
Emission Cost by Reporting Type: NWPP_Gas
ReportingType | 2015 | 2020 | 2025 | 2030 | 2035 | 2040
BM | 0 | 0 | 0 | 0 | 0 | 0
CC | 0 | 0 | 0 | 0 | 0 | 0
CSP | 0 | 0 | 0 | 0 | 0 | 0
CT | 0 | 0 | 0 | 0 | 0 | 0
Coal | 0 | 0 | 0 | 0 | 0 | 0
Geo | 0 | 0 | 0 | 0 | 0 | 0
H | 0 | 0 | 0 | 0 | 0 | 0
LFG | 0 | 0 | 0 | 0 | 0 | 0
Nuc | 0 | 0 | 0 | 0 | 0 | 0
PS | 0 | 0 | 0 | 0 | 0 | 0
PV | 0 | 0 | 0 | 0 | 0 | 0
PeakG | 0 | 0 | 0 | 0 | 0 | 0
PeakO | 0 | 0 | 0 | 0 | 0 | 0
ST | 0 | 0 | 0 | 0 | 0 | 0
STOG | 0 | 0 | 0 | 0 | 0 | 0
STWD | 0 | 0 | 0 | 0 | 0 | 0
WT | 0 | 0 | 0 | 0 | 0 | 0
IGCC | 0 | 0 | 0 | 0 | 0 | 0
DemandResponse | 0 | 0 | 0 | 0 | 0 | 0
IGCC-CCS | 0 | 0 | 0 | 0 | 0 | 0
WT_off | 0 | 0 | 0 | 0 | 0 | 0
PseudoUnit | 0 | 0 | 0 | 0 | 0 | 0
FixedInterchange | 0 | 0 | 0 | 0 | 0 | 0
Emission Cost by Reporting Type: NWPP_NucRenew
ReportingType | 2015 | 2020 | 2025 | 2030 | 2035 | 2040
BM | 0 | 0 | 0 | 0 | 0 | 0
CC | 0 | 0 | 0 | 0 | 0 | 0
CSP | 0 | 0 | 0 | 0 | 0 | 0
CT | 0 | 0 | 0 | 0 | 0 | 0
Coal | 0 | 0 | 0 | 0 | 0 | 0
Geo | 0 | 0 | 0 | 0 | 0 | 0
H | 0 | 0 | 0 | 0 | 0 | 0
LFG | 0 | 0 | 0 | 0 | 0 | 0
Nuc | 0 | 0 | 0 | 0 | 0 | 0
PS | 0 | 0 | 0 | 0 | 0 | 0
PV | 0 | 0 | 0 | 0 | 0 | 0
PeakG | 0 | 0 | 0 | 0 | 0 | 0
PeakO | 0 | 0 | 0 | 0 | 0 | 0
ST | 0 | 0 | 0 | 0 | 0 | 0
STOG | 0 | 0 | 0 | 0 | 0 | 0
STWD | 0 | 0 | 0 | 0 | 0 | 0
WT | 0 | 0 | 0 | 0 | 0 | 0
IGCC | 0 | 0 | 0 | 0 | 0 | 0
DemandResponse | 0 | 0 | 0 | 0 | 0 | 0
IGCC-CCS | 0 | 0 | 0 | 0 | 0 | 0
WT_off | 0 | 0 | 0 | 0 | 0 | 0
PseudoUnit | 0 | 0 | 0 | 0 | 0 | 0
FixedInterchange | 0 | 0 | 0 | 0 | 0 | 0
Emission Cost by Reporting Type: RMPA
ReportingType | 2015 | 2020 | 2025 | 2030 | 2035 | 2040
BM | 0 | 0 | 0 | 0 | 0 | 0
CC | 0 | 0 | 0 | 0 | 0 | 0
CSP | 0 | 0 | 0 | 0 | 0 | 0
CT | 0 | 0 | 0 | 0 | 0 | 0
Coal | 0 | 0 | 0 | 0 | 0 | 0
Geo | 0 | 0 | 0 | 0 | 0 | 0
H | 0 | 0 | 0 | 0 | 0 | 0
LFG | 0 | 0 | 0 | 0 | 0 | 0
Nuc | 0 | 0 | 0 | 0 | 0 | 0
PS | 0 | 0 | 0 | 0 | 0 | 0
PV | 0 | 0 | 0 | 0 | 0 | 0
PeakG | 0 | 0 | 0 | 0 | 0 | 0
PeakO | 0 | 0 | 0 | 0 | 0 | 0
ST | 0 | 0 | 0 | 0 | 0 | 0
STOG | 0 | 0 | 0 | 0 | 0 | 0
STWD | 0 | 0 | 0 | 0 | 0 | 0
WT | 0 | 0 | 0 | 0 | 0 | 0
IGCC | 0 | 0 | 0 | 0 | 0 | 0
DemandResponse | 0 | 0 | 0 | 0 | 0 | 0
IGCC-CCS | 0 | 0 | 0 | 0 | 0 | 0
WT_off | 0 | 0 | 0 | 0 | 0 | 0
PseudoUnit | 0 | 0 | 0 | 0 | 0 | 0
FixedInterchange | 0 | 0 | 0 | 0 | 0 | 0
Emission Cost by Reporting Type: SP15
ReportingType | 2015 | 2020 | 2025 | 2030 | 2035 | 2040
BM | 0 | 0 | 0 | 0 | 0 | 0
CC | 0 | 0 | 0 | 0 | 0 | 0
CSP | 0 | 0 | 0 | 0 | 0 | 0
CT | 0 | 0 | 0 | 0 | 0 | 0
Coal | 0 | 0 | 0 | 0 | 0 | 0
Geo | 0 | 0 | 0 | 0 | 0 | 0
H | 0 | 0 | 0 | 0 | 0 | 0
LFG | 0 | 0 | 0 | 0 | 0 | 0
Nuc | 0 | 0 | 0 | 0 | 0 | 0
PS | 0 | 0 | 0 | 0 | 0 | 0
PV | 0 | 0 | 0 | 0 | 0 | 0
PeakG | 0 | 0 | 0 | 0 | 0 | 0
PeakO | 0 | 0 | 0 | 0 | 0 | 0
ST | 0 | 0 | 0 | 0 | 0 | 0
STOG | 0 | 0 | 0 | 0 | 0 | 0
STWD | 0 | 0 | 0 | 0 | 0 | 0
WT | 0 | 0 | 0 | 0 | 0 | 0
IGCC | 0 | 0 | 0 | 0 | 0 | 0
DemandResponse | 0 | 0 | 0 | 0 | 0 | 0
IGCC-CCS | 0 | 0 | 0 | 0 | 0 | 0
WT_off | 0 | 0 | 0 | 0 | 0 | 0
PseudoUnit | 0 | 0 | 0 | 0 | 0 | 0
FixedInterchange | 0 | 0 | 0 | 0 | 0 | 0
Emission Cost by Reporting Type: ALB
ReportingType | 2015 | 2020 | 2025 | 2030 | 2035 | 2040
BM | 0 | 0 | 0 | 0 | 0 | 0
CC | 0 | 0 | 0 | 0 | 0 | 0
CSP | 0 | 0 | 0 | 0 | 0 | 0
CT | 0 | 0 | 0 | 0 | 0 | 0
Coal | 0 | 0 | 0 | 0 | 0 | 0
Geo | 0 | 0 | 0 | 0 | 0 | 0
H | 0 | 0 | 0 | 0 | 0 | 0
LFG | 0 | 0 | 0 | 0 | 0 | 0
Nuc | 0 | 0 | 0 | 0 | 0 | 0
PS | 0 | 0 | 0 | 0 | 0 | 0
PV | 0 | 0 | 0 | 0 | 0 | 0
PeakG | 0 | 0 | 0 | 0 | 0 | 0
PeakO | 0 | 0 | 0 | 0 | 0 | 0
ST | 0 | 0 | 0 | 0 | 0 | 0
STOG | 0 | 0 | 0 | 0 | 0 | 0
STWD | 0 | 0 | 0 | 0 | 0 | 0
WT | 0 | 0 | 0 | 0 | 0 | 0
IGCC | 0 | 0 | 0 | 0 | 0 | 0
DemandResponse | 0 | 0 | 0 | 0 | 0 | 0
IGCC-CCS | 0 | 0 | 0 | 0 | 0 | 0
WT_off | 0 | 0 | 0 | 0 | 0 | 0
PseudoUnit | 0 | 0 | 0 | 0 | 0 | 0
FixedInterchange | 0 | 0 | 0 | 0 | 0 | 0
Emission Cost by Reporting Type: BC
ReportingType | 2015 | 2020 | 2025 | 2030 | 2035 | 2040
BM | 0 | 0 | 0 | 0 | 0 | 0
CC | 0 | 0 | 0 | 0 | 0 | 0
CSP | 0 | 0 | 0 | 0 | 0 | 0
CT | 0 | 0 | 0 | 0 | 0 | 0
Coal | 0 | 0 | 0 | 0 | 0 | 0
Geo | 0 | 0 | 0 | 0 | 0 | 0
H | 0 | 0 | 0 | 0 | 0 | 0
LFG | 0 | 0 | 0 | 0 | 0 | 0
Nuc | 0 | 0 | 0 | 0 | 0 | 0
PS | 0 | 0 | 0 | 0 | 0 | 0
PV | 0 | 0 | 0 | 0 | 0 | 0
PeakG | 0 | 0 | 0 | 0 | 0 | 0
PeakO | 0 | 0 | 0 | 0 | 0 | 0
ST | 0 | 0 | 0 | 0 | 0 | 0
STOG | 0 | 0 | 0 | 0 | 0 | 0
STWD | 0 | 0 | 0 | 0 | 0 | 0
WT | 0 | 0 | 0 | 0 | 0 | 0
IGCC | 0 | 0 | 0 | 0 | 0 | 0
DemandResponse | 0 | 0 | 0 | 0 | 0 | 0
IGCC-CCS | 0 | 0 | 0 | 0 | 0 | 0
WT_off | 0 | 0 | 0 | 0 | 0 | 0
PseudoUnit | 0 | 0 | 0 | 0 | 0 | 0
FixedInterchange | 0 | 0 | 0 | 0 | 0 | 0
Emission Cost by Reporting Type: HQ_IESO
ReportingType | 2015 | 2020 | 2025 | 2030 | 2035 | 2040
BM | 0 | 0 | 0 | 0 | 0 | 0
CC | 0 | 0 | 0 | 0 | 0 | 0
CSP | 0 | 0 | 0 | 0 | 0 | 0
CT | 0 | 0 | 0 | 0 | 0 | 0
Coal | 0 | 0 | 0 | 0 | 0 | 0
Geo | 0 | 0 | 0 | 0 | 0 | 0
H | 0 | 0 | 0 | 0 | 0 | 0
LFG | 0 | 0 | 0 | 0 | 0 | 0
Nuc | 0 | 0 | 0 | 0 | 0 | 0
PS | 0 | 0 | 0 | 0 | 0 | 0
PV | 0 | 0 | 0 | 0 | 0 | 0
PeakG | 0 | 0 | 0 | 0 | 0 | 0
PeakO | 0 | 0 | 0 | 0 | 0 | 0
ST | 0 | 0 | 0 | 0 | 0 | 0
STOG | 0 | 0 | 0 | 0 | 0 | 0
STWD | 0 | 0 | 0 | 0 | 0 | 0
WT | 0 | 0 | 0 | 0 | 0 | 0
IGCC | 0 | 0 | 0 | 0 | 0 | 0
DemandResponse | 0 | 0 | 0 | 0 | 0 | 0
IGCC-CCS | 0 | 0 | 0 | 0 | 0 | 0
WT_off | 0 | 0 | 0 | 0 | 0 | 0
PseudoUnit | 0 | 0 | 0 | 0 | 0 | 0
FixedInterchange | 0 | 0 | 0 | 0 | 0 | 0
Emission Cost by Reporting Type: HQ_NEISO
ReportingType | 2015 | 2020 | 2025 | 2030 | 2035 | 2040
BM | 0 | 0 | 0 | 0 | 0 | 0
CC | 0 | 0 | 0 | 0 | 0 | 0
CSP | 0 | 0 | 0 | 0 | 0 | 0
CT | 0 | 0 | 0 | 0 | 0 | 0
Coal | 0 | 0 | 0 | 0 | 0 | 0
Geo | 0 | 0 | 0 | 0 | 0 | 0
H | 0 | 0 | 0 | 0 | 0 | 0
LFG | 0 | 0 | 0 | 0 | 0 | 0
Nuc | 0 | 0 | 0 | 0 | 0 | 0
PS | 0 | 0 | 0 | 0 | 0 | 0
PV | 0 | 0 | 0 | 0 | 0 | 0
PeakG | 0 | 0 | 0 | 0 | 0 | 0
PeakO | 0 | 0 | 0 | 0 | 0 | 0
ST | 0 | 0 | 0 | 0 | 0 | 0
STOG | 0 | 0 | 0 | 0 | 0 | 0
STWD | 0 | 0 | 0 | 0 | 0 | 0
WT | 0 | 0 | 0 | 0 | 0 | 0
IGCC | 0 | 0 | 0 | 0 | 0 | 0
DemandResponse | 0 | 0 | 0 | 0 | 0 | 0
IGCC-CCS | 0 | 0 | 0 | 0 | 0 | 0
WT_off | 0 | 0 | 0 | 0 | 0 | 0
PseudoUnit | 0 | 0 | 0 | 0 | 0 | 0
FixedInterchange | 0 | 0 | 0 | 0 | 0 | 0
Emission Cost by Reporting Type: HQ_NY
ReportingType | 2015 | 2020 | 2025 | 2030 | 2035 | 2040
BM | 0 | 0 | 0 | 0 | 0 | 0
CC | 0 | 0 | 0 | 0 | 0 | 0
CSP | 0 | 0 | 0 | 0 | 0 | 0
CT | 0 | 0 | 0 | 0 | 0 | 0
Coal | 0 | 0 | 0 | 0 | 0 | 0
Geo | 0 | 0 | 0 | 0 | 0 | 0
H | 0 | 0 | 0 | 0 | 0 | 0
LFG | 0 | 0 | 0 | 0 | 0 | 0
Nuc | 0 | 0 | 0 | 0 | 0 | 0
PS | 0 | 0 | 0 | 0 | 0 | 0
PV | 0 | 0 | 0 | 0 | 0 | 0
PeakG | 0 | 0 | 0 | 0 | 0 | 0
PeakO | 0 | 0 | 0 | 0 | 0 | 0
ST | 0 | 0 | 0 | 0 | 0 | 0
STOG | 0 | 0 | 0 | 0 | 0 | 0
STWD | 0 | 0 | 0 | 0 | 0 | 0
WT | 0 | 0 | 0 | 0 | 0 | 0
IGCC | 0 | 0 | 0 | 0 | 0 | 0
DemandResponse | 0 | 0 | 0 | 0 | 0 | 0
IGCC-CCS | 0 | 0 | 0 | 0 | 0 | 0
WT_off | 0 | 0 | 0 | 0 | 0 | 0
PseudoUnit | 0 | 0 | 0 | 0 | 0 | 0
FixedInterchange | 0 | 0 | 0 | 0 | 0 | 0
Emission Cost by Reporting Type: MARITIMES
ReportingType | 2015 | 2020 | 2025 | 2030 | 2035 | 2040
BM | 0 | 0 | 0 | 0 | 0 | 0
CC | 0 | 0 | 0 | 0 | 0 | 0
CSP | 0 | 0 | 0 | 0 | 0 | 0
CT | 0 | 0 | 0 | 0 | 0 | 0
Coal | 0 | 0 | 0 | 0 | 0 | 0
Geo | 0 | 0 | 0 | 0 | 0 | 0
H | 0 | 0 | 0 | 0 | 0 | 0
LFG | 0 | 0 | 0 | 0 | 0 | 0
Nuc | 0 | 0 | 0 | 0 | 0 | 0
PS | 0 | 0 | 0 | 0 | 0 | 0
PV | 0 | 0 | 0 | 0 | 0 | 0
PeakG | 0 | 0 | 0 | 0 | 0 | 0
PeakO | 0 | 0 | 0 | 0 | 0 | 0
ST | 0 | 0 | 0 | 0 | 0 | 0
STOG | 0 | 0 | 0 | 0 | 0 | 0
STWD | 0 | 0 | 0 | 0 | 0 | 0
WT | 0 | 0 | 0 | 0 | 0 | 0
IGCC | 0 | 0 | 0 | 0 | 0 | 0
DemandResponse | 0 | 0 | 0 | 0 | 0 | 0
IGCC-CCS | 0 | 0 | 0 | 0 | 0 | 0
WT_off | 0 | 0 | 0 | 0 | 0 | 0
PseudoUnit | 0 | 0 | 0 | 0 | 0 | 0
FixedInterchange | 0 | 0 | 0 | 0 | 0 | 0
Emission Cost by Reporting Type: All
ReportingType | 2015 | 2020 | 2025 | 2030 | 2035 | 2040
BM | 0 | 0 | 0 | 0 | 0 | 0
CC | 0 | 0 | 0 | 0 | 0 | 0
CSP | 0 | 0 | 0 | 0 | 0 | 0
CT | 0 | 0 | 0 | 0 | 0 | 0
Coal | 0 | 0 | 0 | 0 | 0 | 0
Geo | 0 | 0 | 0 | 0 | 0 | 0
H | 0 | 0 | 0 | 0 | 0 | 0
LFG | 0 | 0 | 0 | 0 | 0 | 0
Nuc | 0 | 0 | 0 | 0 | 0 | 0
PS | 0 | 0 | 0 | 0 | 0 | 0
PV | 0 | 0 | 0 | 0 | 0 | 0
PeakG | 0 | 0 | 0 | 0 | 0 | 0
PeakO | 0 | 0 | 0 | 0 | 0 | 0
ST | 0 | 0 | 0 | 0 | 0 | 0
STOG | 0 | 0 | 0 | 0 | 0 | 0
STWD | 0 | 0 | 0 | 0 | 0 | 0
WT | 0 | 0 | 0 | 0 | 0 | 0
IGCC | 0 | 0 | 0 | 0 | 0 | 0
DemandResponse | 0 | 0 | 0 | 0 | 0 | 0
IGCC-CCS | 0 | 0 | 0 | 0 | 0 | 0
WT_off | 0 | 0 | 0 | 0 | 0 | 0
PseudoUnit | 0 | 0 | 0 | 0 | 0 | 0
FixedInterchange | 0 | 0 | 0 | 0 | 0 | 0
Emission Cost by Reporting Type: EI_US
ReportingType | 2015 | 2020 | 2025 | 2030 | 2035 | 2040
BM | 0 | 0 | 0 | 0 | 0 | 0
CC | 0 | 0 | 0 | 0 | 0 | 0
CSP | 0 | 0 | 0 | 0 | 0 | 0
CT | 0 | 0 | 0 | 0 | 0 | 0
Coal | 0 | 0 | 0 | 0 | 0 | 0
Geo | 0 | 0 | 0 | 0 | 0 | 0
H | 0 | 0 | 0 | 0 | 0 | 0
LFG | 0 | 0 | 0 | 0 | 0 | 0
Nuc | 0 | 0 | 0 | 0 | 0 | 0
PS | 0 | 0 | 0 | 0 | 0 | 0
PV | 0 | 0 | 0 | 0 | 0 | 0
PeakG | 0 | 0 | 0 | 0 | 0 | 0
PeakO | 0 | 0 | 0 | 0 | 0 | 0
ST | 0 | 0 | 0 | 0 | 0 | 0
STOG | 0 | 0 | 0 | 0 | 0 | 0
STWD | 0 | 0 | 0 | 0 | 0 | 0
WT | 0 | 0 | 0 | 0 | 0 | 0
IGCC | 0 | 0 | 0 | 0 | 0 | 0
DemandResponse | 0 | 0 | 0 | 0 | 0 | 0
IGCC-CCS | 0 | 0 | 0 | 0 | 0 | 0
WT_off | 0 | 0 | 0 | 0 | 0 | 0
PseudoUnit | 0 | 0 | 0 | 0 | 0 | 0
FixedInterchange | 0 | 0 | 0 | 0 | 0 | 0
Emission Cost by Reporting Type: EI_Canada
ReportingType | 2015 | 2020 | 2025 | 2030 | 2035 | 2040
BM | 0 | 0 | 0 | 0 | 0 | 0
CC | 0 | 0 | 0 | 0 | 0 | 0
CSP | 0 | 0 | 0 | 0 | 0 | 0
CT | 0 | 0 | 0 | 0 | 0 | 0
Coal | 0 | 0 | 0 | 0 | 0 | 0
Geo | 0 | 0 | 0 | 0 | 0 | 0
H | 0 | 0 | 0 | 0 | 0 | 0
LFG | 0 | 0 | 0 | 0 | 0 | 0
Nuc | 0 | 0 | 0 | 0 | 0 | 0
PS | 0 | 0 | 0 | 0 | 0 | 0
PV | 0 | 0 | 0 | 0 | 0 | 0
PeakG | 0 | 0 | 0 | 0 | 0 | 0
PeakO | 0 | 0 | 0 | 0 | 0 | 0
ST | 0 | 0 | 0 | 0 | 0 | 0
STOG | 0 | 0 | 0 | 0 | 0 | 0
STWD | 0 | 0 | 0 | 0 | 0 | 0
WT | 0 | 0 | 0 | 0 | 0 | 0
IGCC | 0 | 0 | 0 | 0 | 0 | 0
DemandResponse | 0 | 0 | 0 | 0 | 0 | 0
IGCC-CCS | 0 | 0 | 0 | 0 | 0 | 0
WT_off | 0 | 0 | 0 | 0 | 0 | 0
PseudoUnit | 0 | 0 | 0 | 0 | 0 | 0
FixedInterchange | 0 | 0 | 0 | 0 | 0 | 0
Emission Cost by Reporting Type: EI
ReportingType | 2015 | 2020 | 2025 | 2030 | 2035 | 2040
BM | 0 | 0 | 0 | 0 | 0 | 0
CC | 0 | 0 | 0 | 0 | 0 | 0
CSP | 0 | 0 | 0 | 0 | 0 | 0
CT | 0 | 0 | 0 | 0 | 0 | 0
Coal | 0 | 0 | 0 | 0 | 0 | 0
Geo | 0 | 0 | 0 | 0 | 0 | 0
H | 0 | 0 | 0 | 0 | 0 | 0
LFG | 0 | 0 | 0 | 0 | 0 | 0
Nuc | 0 | 0 | 0 | 0 | 0 | 0
PS | 0 | 0 | 0 | 0 | 0 | 0
PV | 0 | 0 | 0 | 0 | 0 | 0
PeakG | 0 | 0 | 0 | 0 | 0 | 0
PeakO | 0 | 0 | 0 | 0 | 0 | 0
ST | 0 | 0 | 0 | 0 | 0 | 0
STOG | 0 | 0 | 0 | 0 | 0 | 0
STWD | 0 | 0 | 0 | 0 | 0 | 0
WT | 0 | 0 | 0 | 0 | 0 | 0
IGCC | 0 | 0 | 0 | 0 | 0 | 0
DemandResponse | 0 | 0 | 0 | 0 | 0 | 0
IGCC-CCS | 0 | 0 | 0 | 0 | 0 | 0
WT_off | 0 | 0 | 0 | 0 | 0 | 0
PseudoUnit | 0 | 0 | 0 | 0 | 0 | 0
FixedInterchange | 0 | 0 | 0 | 0 | 0 | 0
Emission Cost by Reporting Type: Outside_EI
ReportingType | 2015 | 2020 | 2025 | 2030 | 2035 | 2040
BM | 0 | 0 | 0 | 0 | 0 | 0
CC | 0 | 0 | 0 | 0 | 0 | 0
CSP | 0 | 0 | 0 | 0 | 0 | 0
CT | 0 | 0 | 0 | 0 | 0 | 0
Coal | 0 | 0 | 0 | 0 | 0 | 0
Geo | 0 | 0 | 0 | 0 | 0 | 0
H | 0 | 0 | 0 | 0 | 0 | 0
LFG | 0 | 0 | 0 | 0 | 0 | 0
Nuc | 0 | 0 | 0 | 0 | 0 | 0
PS | 0 | 0 | 0 | 0 | 0 | 0
PV | 0 | 0 | 0 | 0 | 0 | 0
PeakG | 0 | 0 | 0 | 0 | 0 | 0
PeakO | 0 | 0 | 0 | 0 | 0 | 0
ST | 0 | 0 | 0 | 0 | 0 | 0
STOG | 0 | 0 | 0 | 0 | 0 | 0
STWD | 0 | 0 | 0 | 0 | 0 | 0
WT | 0 | 0 | 0 | 0 | 0 | 0
IGCC | 0 | 0 | 0 | 0 | 0 | 0
DemandResponse | 0 | 0 | 0 | 0 | 0 | 0
IGCC-CCS | 0 | 0 | 0 | 0 | 0 | 0
WT_off | 0 | 0 | 0 | 0 | 0 | 0
PseudoUnit | 0 | 0 | 0 | 0 | 0 | 0
FixedInterchange | 0 | 0 | 0 | 0 | 0 | 0
==== Emission Program: Carbon_CA : (CO2) ====
Emission Cost by Reporting Type: Entergy
ReportingType | 2015 | 2020 | 2025 | 2030 | 2035 | 2040
BM | 0 | 0 | 0 | 0 | 0 | 0
CC | 0 | 0 | 0 | 0 | 0 | 0
CSP | 0 | 0 | 0 | 0 | 0 | 0
CT | 0 | 0 | 0 | 0 | 0 | 0
Coal | 0 | 0 | 0 | 0 | 0 | 0
Geo | 0 | 0 | 0 | 0 | 0 | 0
H | 0 | 0 | 0 | 0 | 0 | 0
LFG | 0 | 0 | 0 | 0 | 0 | 0
Nuc | 0 | 0 | 0 | 0 | 0 | 0
PS | 0 | 0 | 0 | 0 | 0 | 0
PV | 0 | 0 | 0 | 0 | 0 | 0
PeakG | 0 | 0 | 0 | 0 | 0 | 0
PeakO | 0 | 0 | 0 | 0 | 0 | 0
ST | 0 | 0 | 0 | 0 | 0 | 0
STOG | 0 | 0 | 0 | 0 | 0 | 0
STWD | 0 | 0 | 0 | 0 | 0 | 0
WT | 0 | 0 | 0 | 0 | 0 | 0
IGCC | 0 | 0 | 0 | 0 | 0 | 0
DemandResponse | 0 | 0 | 0 | 0 | 0 | 0
IGCC-CCS | 0 | 0 | 0 | 0 | 0 | 0
WT_off | 0 | 0 | 0 | 0 | 0 | 0
PseudoUnit | 0 | 0 | 0 | 0 | 0 | 0
FixedInterchange | 0 | 0 | 0 | 0 | 0 | 0
Emission Cost by Reporting Type: FRCC
ReportingType | 2015 | 2020 | 2025 | 2030 | 2035 | 2040
BM | 0 | 0 | 0 | 0 | 0 | 0
CC | 0 | 0 | 0 | 0 | 0 | 0
CSP | 0 | 0 | 0 | 0 | 0 | 0
CT | 0 | 0 | 0 | 0 | 0 | 0
Coal | 0 | 0 | 0 | 0 | 0 | 0
Geo | 0 | 0 | 0 | 0 | 0 | 0
H | 0 | 0 | 0 | 0 | 0 | 0
LFG | 0 | 0 | 0 | 0 | 0 | 0
Nuc | 0 | 0 | 0 | 0 | 0 | 0
PS | 0 | 0 | 0 | 0 | 0 | 0
PV | 0 | 0 | 0 | 0 | 0 | 0
PeakG | 0 | 0 | 0 | 0 | 0 | 0
PeakO | 0 | 0 | 0 | 0 | 0 | 0
ST | 0 | 0 | 0 | 0 | 0 | 0
STOG | 0 | 0 | 0 | 0 | 0 | 0
STWD | 0 | 0 | 0 | 0 | 0 | 0
WT | 0 | 0 | 0 | 0 | 0 | 0
IGCC | 0 | 0 | 0 | 0 | 0 | 0
DemandResponse | 0 | 0 | 0 | 0 | 0 | 0
IGCC-CCS | 0 | 0 | 0 | 0 | 0 | 0
WT_off | 0 | 0 | 0 | 0 | 0 | 0
PseudoUnit | 0 | 0 | 0 | 0 | 0 | 0
FixedInterchange | 0 | 0 | 0 | 0 | 0 | 0
Emission Cost by Reporting Type: MAPP_US
ReportingType | 2015 | 2020 | 2025 | 2030 | 2035 | 2040
BM | 0 | 0 | 0 | 0 | 0 | 0
CC | 0 | 0 | 0 | 0 | 0 | 0
CSP | 0 | 0 | 0 | 0 | 0 | 0
CT | 0 | 0 | 0 | 0 | 0 | 0
Coal | 0 | 0 | 0 | 0 | 0 | 0
Geo | 0 | 0 | 0 | 0 | 0 | 0
H | 0 | 0 | 0 | 0 | 0 | 0
LFG | 0 | 0 | 0 | 0 | 0 | 0
Nuc | 0 | 0 | 0 | 0 | 0 | 0
PS | 0 | 0 | 0 | 0 | 0 | 0
PV | 0 | 0 | 0 | 0 | 0 | 0
PeakG | 0 | 0 | 0 | 0 | 0 | 0
PeakO | 0 | 0 | 0 | 0 | 0 | 0
ST | 0 | 0 | 0 | 0 | 0 | 0
STOG | 0 | 0 | 0 | 0 | 0 | 0
STWD | 0 | 0 | 0 | 0 | 0 | 0
WT | 0 | 0 | 0 | 0 | 0 | 0
IGCC | 0 | 0 | 0 | 0 | 0 | 0
DemandResponse | 0 | 0 | 0 | 0 | 0 | 0
IGCC-CCS | 0 | 0 | 0 | 0 | 0 | 0
WT_off | 0 | 0 | 0 | 0 | 0 | 0
PseudoUnit | 0 | 0 | 0 | 0 | 0 | 0
FixedInterchange | 0 | 0 | 0 | 0 | 0 | 0
Emission Cost by Reporting Type: MISO_IN
ReportingType | 2015 | 2020 | 2025 | 2030 | 2035 | 2040
BM | 0 | 0 | 0 | 0 | 0 | 0
CC | 0 | 0 | 0 | 0 | 0 | 0
CSP | 0 | 0 | 0 | 0 | 0 | 0
CT | 0 | 0 | 0 | 0 | 0 | 0
Coal | 0 | 0 | 0 | 0 | 0 | 0
Geo | 0 | 0 | 0 | 0 | 0 | 0
H | 0 | 0 | 0 | 0 | 0 | 0
LFG | 0 | 0 | 0 | 0 | 0 | 0
Nuc | 0 | 0 | 0 | 0 | 0 | 0
PS | 0 | 0 | 0 | 0 | 0 | 0
PV | 0 | 0 | 0 | 0 | 0 | 0
PeakG | 0 | 0 | 0 | 0 | 0 | 0
PeakO | 0 | 0 | 0 | 0 | 0 | 0
ST | 0 | 0 | 0 | 0 | 0 | 0
STOG | 0 | 0 | 0 | 0 | 0 | 0
STWD | 0 | 0 | 0 | 0 | 0 | 0
WT | 0 | 0 | 0 | 0 | 0 | 0
IGCC | 0 | 0 | 0 | 0 | 0 | 0
DemandResponse | 0 | 0 | 0 | 0 | 0 | 0
IGCC-CCS | 0 | 0 | 0 | 0 | 0 | 0
WT_off | 0 | 0 | 0 | 0 | 0 | 0
PseudoUnit | 0 | 0 | 0 | 0 | 0 | 0
FixedInterchange | 0 | 0 | 0 | 0 | 0 | 0
Emission Cost by Reporting Type: MISO_MI
ReportingType | 2015 | 2020 | 2025 | 2030 | 2035 | 2040
BM | 0 | 0 | 0 | 0 | 0 | 0
CC | 0 | 0 | 0 | 0 | 0 | 0
CSP | 0 | 0 | 0 | 0 | 0 | 0
CT | 0 | 0 | 0 | 0 | 0 | 0
Coal | 0 | 0 | 0 | 0 | 0 | 0
Geo | 0 | 0 | 0 | 0 | 0 | 0
H | 0 | 0 | 0 | 0 | 0 | 0
LFG | 0 | 0 | 0 | 0 | 0 | 0
Nuc | 0 | 0 | 0 | 0 | 0 | 0
PS | 0 | 0 | 0 | 0 | 0 | 0
PV | 0 | 0 | 0 | 0 | 0 | 0
PeakG | 0 | 0 | 0 | 0 | 0 | 0
PeakO | 0 | 0 | 0 | 0 | 0 | 0
ST | 0 | 0 | 0 | 0 | 0 | 0
STOG | 0 | 0 | 0 | 0 | 0 | 0
STWD | 0 | 0 | 0 | 0 | 0 | 0
WT | 0 | 0 | 0 | 0 | 0 | 0
IGCC | 0 | 0 | 0 | 0 | 0 | 0
DemandResponse | 0 | 0 | 0 | 0 | 0 | 0
IGCC-CCS | 0 | 0 | 0 | 0 | 0 | 0
WT_off | 0 | 0 | 0 | 0 | 0 | 0
PseudoUnit | 0 | 0 | 0 | 0 | 0 | 0
FixedInterchange | 0 | 0 | 0 | 0 | 0 | 0
Emission Cost by Reporting Type: MISO_MO-IL
ReportingType | 2015 | 2020 | 2025 | 2030 | 2035 | 2040
BM | 0 | 0 | 0 | 0 | 0 | 0
CC | 0 | 0 | 0 | 0 | 0 | 0
CSP | 0 | 0 | 0 | 0 | 0 | 0
CT | 0 | 0 | 0 | 0 | 0 | 0
Coal | 0 | 0 | 0 | 0 | 0 | 0
Geo | 0 | 0 | 0 | 0 | 0 | 0
H | 0 | 0 | 0 | 0 | 0 | 0
LFG | 0 | 0 | 0 | 0 | 0 | 0
Nuc | 0 | 0 | 0 | 0 | 0 | 0
PS | 0 | 0 | 0 | 0 | 0 | 0
PV | 0 | 0 | 0 | 0 | 0 | 0
PeakG | 0 | 0 | 0 | 0 | 0 | 0
PeakO | 0 | 0 | 0 | 0 | 0 | 0
ST | 0 | 0 | 0 | 0 | 0 | 0
STOG | 0 | 0 | 0 | 0 | 0 | 0
STWD | 0 | 0 | 0 | 0 | 0 | 0
WT | 0 | 0 | 0 | 0 | 0 | 0
IGCC | 0 | 0 | 0 | 0 | 0 | 0
DemandResponse | 0 | 0 | 0 | 0 | 0 | 0
IGCC-CCS | 0 | 0 | 0 | 0 | 0 | 0
WT_off | 0 | 0 | 0 | 0 | 0 | 0
PseudoUnit | 0 | 0 | 0 | 0 | 0 | 0
FixedInterchange | 0 | 0 | 0 | 0 | 0 | 0
Emission Cost by Reporting Type: MISO_W
ReportingType | 2015 | 2020 | 2025 | 2030 | 2035 | 2040
BM | 0 | 0 | 0 | 0 | 0 | 0
CC | 0 | 0 | 0 | 0 | 0 | 0
CSP | 0 | 0 | 0 | 0 | 0 | 0
CT | 0 | 0 | 0 | 0 | 0 | 0
Coal | 0 | 0 | 0 | 0 | 0 | 0
Geo | 0 | 0 | 0 | 0 | 0 | 0
H | 0 | 0 | 0 | 0 | 0 | 0
LFG | 0 | 0 | 0 | 0 | 0 | 0
Nuc | 0 | 0 | 0 | 0 | 0 | 0
PS | 0 | 0 | 0 | 0 | 0 | 0
PV | 0 | 0 | 0 | 0 | 0 | 0
PeakG | 0 | 0 | 0 | 0 | 0 | 0
PeakO | 0 | 0 | 0 | 0 | 0 | 0
ST | 0 | 0 | 0 | 0 | 0 | 0
STOG | 0 | 0 | 0 | 0 | 0 | 0
STWD | 0 | 0 | 0 | 0 | 0 | 0
WT | 0 | 0 | 0 | 0 | 0 | 0
IGCC | 0 | 0 | 0 | 0 | 0 | 0
DemandResponse | 0 | 0 | 0 | 0 | 0 | 0
IGCC-CCS | 0 | 0 | 0 | 0 | 0 | 0
WT_off | 0 | 0 | 0 | 0 | 0 | 0
PseudoUnit | 0 | 0 | 0 | 0 | 0 | 0
FixedInterchange | 0 | 0 | 0 | 0 | 0 | 0
Emission Cost by Reporting Type: MISO_WUMS
ReportingType | 2015 | 2020 | 2025 | 2030 | 2035 | 2040
BM | 0 | 0 | 0 | 0 | 0 | 0
CC | 0 | 0 | 0 | 0 | 0 | 0
CSP | 0 | 0 | 0 | 0 | 0 | 0
CT | 0 | 0 | 0 | 0 | 0 | 0
Coal | 0 | 0 | 0 | 0 | 0 | 0
Geo | 0 | 0 | 0 | 0 | 0 | 0
H | 0 | 0 | 0 | 0 | 0 | 0
LFG | 0 | 0 | 0 | 0 | 0 | 0
Nuc | 0 | 0 | 0 | 0 | 0 | 0
PS | 0 | 0 | 0 | 0 | 0 | 0
PV | 0 | 0 | 0 | 0 | 0 | 0
PeakG | 0 | 0 | 0 | 0 | 0 | 0
PeakO | 0 | 0 | 0 | 0 | 0 | 0
ST | 0 | 0 | 0 | 0 | 0 | 0
STOG | 0 | 0 | 0 | 0 | 0 | 0
STWD | 0 | 0 | 0 | 0 | 0 | 0
WT | 0 | 0 | 0 | 0 | 0 | 0
IGCC | 0 | 0 | 0 | 0 | 0 | 0
DemandResponse | 0 | 0 | 0 | 0 | 0 | 0
IGCC-CCS | 0 | 0 | 0 | 0 | 0 | 0
WT_off | 0 | 0 | 0 | 0 | 0 | 0
PseudoUnit | 0 | 0 | 0 | 0 | 0 | 0
FixedInterchange | 0 | 0 | 0 | 0 | 0 | 0
Emission Cost by Reporting Type: Nebraska
ReportingType | 2015 | 2020 | 2025 | 2030 | 2035 | 2040
BM | 0 | 0 | 0 | 0 | 0 | 0
CC | 0 | 0 | 0 | 0 | 0 | 0
CSP | 0 | 0 | 0 | 0 | 0 | 0
CT | 0 | 0 | 0 | 0 | 0 | 0
Coal | 0 | 0 | 0 | 0 | 0 | 0
Geo | 0 | 0 | 0 | 0 | 0 | 0
H | 0 | 0 | 0 | 0 | 0 | 0
LFG | 0 | 0 | 0 | 0 | 0 | 0
Nuc | 0 | 0 | 0 | 0 | 0 | 0
PS | 0 | 0 | 0 | 0 | 0 | 0
PV | 0 | 0 | 0 | 0 | 0 | 0
PeakG | 0 | 0 | 0 | 0 | 0 | 0
PeakO | 0 | 0 | 0 | 0 | 0 | 0
ST | 0 | 0 | 0 | 0 | 0 | 0
STOG | 0 | 0 | 0 | 0 | 0 | 0
STWD | 0 | 0 | 0 | 0 | 0 | 0
WT | 0 | 0 | 0 | 0 | 0 | 0
IGCC | 0 | 0 | 0 | 0 | 0 | 0
DemandResponse | 0 | 0 | 0 | 0 | 0 | 0
IGCC-CCS | 0 | 0 | 0 | 0 | 0 | 0
WT_off | 0 | 0 | 0 | 0 | 0 | 0
PseudoUnit | 0 | 0 | 0 | 0 | 0 | 0
FixedInterchange | 0 | 0 | 0 | 0 | 0 | 0
Emission Cost by Reporting Type: NEISO
ReportingType | 2015 | 2020 | 2025 | 2030 | 2035 | 2040
BM | 0 | 0 | 0 | 0 | 0 | 0
CC | 0 | 0 | 0 | 0 | 0 | 0
CSP | 0 | 0 | 0 | 0 | 0 | 0
CT | 0 | 0 | 0 | 0 | 0 | 0
Coal | 0 | 0 | 0 | 0 | 0 | 0
Geo | 0 | 0 | 0 | 0 | 0 | 0
H | 0 | 0 | 0 | 0 | 0 | 0
LFG | 0 | 0 | 0 | 0 | 0 | 0
Nuc | 0 | 0 | 0 | 0 | 0 | 0
PS | 0 | 0 | 0 | 0 | 0 | 0
PV | 0 | 0 | 0 | 0 | 0 | 0
PeakG | 0 | 0 | 0 | 0 | 0 | 0
PeakO | 0 | 0 | 0 | 0 | 0 | 0
ST | 0 | 0 | 0 | 0 | 0 | 0
STOG | 0 | 0 | 0 | 0 | 0 | 0
STWD | 0 | 0 | 0 | 0 | 0 | 0
WT | 0 | 0 | 0 | 0 | 0 | 0
IGCC | 0 | 0 | 0 | 0 | 0 | 0
DemandResponse | 0 | 0 | 0 | 0 | 0 | 0
IGCC-CCS | 0 | 0 | 0 | 0 | 0 | 0
WT_off | 0 | 0 | 0 | 0 | 0 | 0
PseudoUnit | 0 | 0 | 0 | 0 | 0 | 0
FixedInterchange | 0 | 0 | 0 | 0 | 0 | 0
Emission Cost by Reporting Type: NonRTO_Midwest
ReportingType | 2015 | 2020 | 2025 | 2030 | 2035 | 2040
BM | 0 | 0 | 0 | 0 | 0 | 0
CC | 0 | 0 | 0 | 0 | 0 | 0
CSP | 0 | 0 | 0 | 0 | 0 | 0
CT | 0 | 0 | 0 | 0 | 0 | 0
Coal | 0 | 0 | 0 | 0 | 0 | 0
Geo | 0 | 0 | 0 | 0 | 0 | 0
H | 0 | 0 | 0 | 0 | 0 | 0
LFG | 0 | 0 | 0 | 0 | 0 | 0
Nuc | 0 | 0 | 0 | 0 | 0 | 0
PS | 0 | 0 | 0 | 0 | 0 | 0
PV | 0 | 0 | 0 | 0 | 0 | 0
PeakG | 0 | 0 | 0 | 0 | 0 | 0
PeakO | 0 | 0 | 0 | 0 | 0 | 0
ST | 0 | 0 | 0 | 0 | 0 | 0
STOG | 0 | 0 | 0 | 0 | 0 | 0
STWD | 0 | 0 | 0 | 0 | 0 | 0
WT | 0 | 0 | 0 | 0 | 0 | 0
IGCC | 0 | 0 | 0 | 0 | 0 | 0
DemandResponse | 0 | 0 | 0 | 0 | 0 | 0
IGCC-CCS | 0 | 0 | 0 | 0 | 0 | 0
WT_off | 0 | 0 | 0 | 0 | 0 | 0
PseudoUnit | 0 | 0 | 0 | 0 | 0 | 0
FixedInterchange | 0 | 0 | 0 | 0 | 0 | 0
Emission Cost by Reporting Type: NYISO_A-F
ReportingType | 2015 | 2020 | 2025 | 2030 | 2035 | 2040
BM | 0 | 0 | 0 | 0 | 0 | 0
CC | 0 | 0 | 0 | 0 | 0 | 0
CSP | 0 | 0 | 0 | 0 | 0 | 0
CT | 0 | 0 | 0 | 0 | 0 | 0
Coal | 0 | 0 | 0 | 0 | 0 | 0
Geo | 0 | 0 | 0 | 0 | 0 | 0
H | 0 | 0 | 0 | 0 | 0 | 0
LFG | 0 | 0 | 0 | 0 | 0 | 0
Nuc | 0 | 0 | 0 | 0 | 0 | 0
PS | 0 | 0 | 0 | 0 | 0 | 0
PV | 0 | 0 | 0 | 0 | 0 | 0
PeakG | 0 | 0 | 0 | 0 | 0 | 0
PeakO | 0 | 0 | 0 | 0 | 0 | 0
ST | 0 | 0 | 0 | 0 | 0 | 0
STOG | 0 | 0 | 0 | 0 | 0 | 0
STWD | 0 | 0 | 0 | 0 | 0 | 0
WT | 0 | 0 | 0 | 0 | 0 | 0
IGCC | 0 | 0 | 0 | 0 | 0 | 0
DemandResponse | 0 | 0 | 0 | 0 | 0 | 0
IGCC-CCS | 0 | 0 | 0 | 0 | 0 | 0
WT_off | 0 | 0 | 0 | 0 | 0 | 0
PseudoUnit | 0 | 0 | 0 | 0 | 0 | 0
FixedInterchange | 0 | 0 | 0 | 0 | 0 | 0
Emission Cost by Reporting Type: NYISO_G-I
ReportingType | 2015 | 2020 | 2025 | 2030 | 2035 | 2040
BM | 0 | 0 | 0 | 0 | 0 | 0
CC | 0 | 0 | 0 | 0 | 0 | 0
CSP | 0 | 0 | 0 | 0 | 0 | 0
CT | 0 | 0 | 0 | 0 | 0 | 0
Coal | 0 | 0 | 0 | 0 | 0 | 0
Geo | 0 | 0 | 0 | 0 | 0 | 0
H | 0 | 0 | 0 | 0 | 0 | 0
LFG | 0 | 0 | 0 | 0 | 0 | 0
Nuc | 0 | 0 | 0 | 0 | 0 | 0
PS | 0 | 0 | 0 | 0 | 0 | 0
PV | 0 | 0 | 0 | 0 | 0 | 0
PeakG | 0 | 0 | 0 | 0 | 0 | 0
PeakO | 0 | 0 | 0 | 0 | 0 | 0
ST | 0 | 0 | 0 | 0 | 0 | 0
STOG | 0 | 0 | 0 | 0 | 0 | 0
STWD | 0 | 0 | 0 | 0 | 0 | 0
WT | 0 | 0 | 0 | 0 | 0 | 0
IGCC | 0 | 0 | 0 | 0 | 0 | 0
DemandResponse | 0 | 0 | 0 | 0 | 0 | 0
IGCC-CCS | 0 | 0 | 0 | 0 | 0 | 0
WT_off | 0 | 0 | 0 | 0 | 0 | 0
PseudoUnit | 0 | 0 | 0 | 0 | 0 | 0
FixedInterchange | 0 | 0 | 0 | 0 | 0 | 0
Emission Cost by Reporting Type: NYISO_J-K
ReportingType | 2015 | 2020 | 2025 | 2030 | 2035 | 2040
BM | 0 | 0 | 0 | 0 | 0 | 0
CC | 0 | 0 | 0 | 0 | 0 | 0
CSP | 0 | 0 | 0 | 0 | 0 | 0
CT | 0 | 0 | 0 | 0 | 0 | 0
Coal | 0 | 0 | 0 | 0 | 0 | 0
Geo | 0 | 0 | 0 | 0 | 0 | 0
H | 0 | 0 | 0 | 0 | 0 | 0
LFG | 0 | 0 | 0 | 0 | 0 | 0
Nuc | 0 | 0 | 0 | 0 | 0 | 0
PS | 0 | 0 | 0 | 0 | 0 | 0
PV | 0 | 0 | 0 | 0 | 0 | 0
PeakG | 0 | 0 | 0 | 0 | 0 | 0
PeakO | 0 | 0 | 0 | 0 | 0 | 0
ST | 0 | 0 | 0 | 0 | 0 | 0
STOG | 0 | 0 | 0 | 0 | 0 | 0
STWD | 0 | 0 | 0 | 0 | 0 | 0
WT | 0 | 0 | 0 | 0 | 0 | 0
IGCC | 0 | 0 | 0 | 0 | 0 | 0
DemandResponse | 0 | 0 | 0 | 0 | 0 | 0
IGCC-CCS | 0 | 0 | 0 | 0 | 0 | 0
WT_off | 0 | 0 | 0 | 0 | 0 | 0
PseudoUnit | 0 | 0 | 0 | 0 | 0 | 0
FixedInterchange | 0 | 0 | 0 | 0 | 0 | 0
Emission Cost by Reporting Type: PJM_E
ReportingType | 2015 | 2020 | 2025 | 2030 | 2035 | 2040
BM | 0 | 0 | 0 | 0 | 0 | 0
CC | 0 | 0 | 0 | 0 | 0 | 0
CSP | 0 | 0 | 0 | 0 | 0 | 0
CT | 0 | 0 | 0 | 0 | 0 | 0
Coal | 0 | 0 | 0 | 0 | 0 | 0
Geo | 0 | 0 | 0 | 0 | 0 | 0
H | 0 | 0 | 0 | 0 | 0 | 0
LFG | 0 | 0 | 0 | 0 | 0 | 0
Nuc | 0 | 0 | 0 | 0 | 0 | 0
PS | 0 | 0 | 0 | 0 | 0 | 0
PV | 0 | 0 | 0 | 0 | 0 | 0
PeakG | 0 | 0 | 0 | 0 | 0 | 0
PeakO | 0 | 0 | 0 | 0 | 0 | 0
ST | 0 | 0 | 0 | 0 | 0 | 0
STOG | 0 | 0 | 0 | 0 | 0 | 0
STWD | 0 | 0 | 0 | 0 | 0 | 0
WT | 0 | 0 | 0 | 0 | 0 | 0
IGCC | 0 | 0 | 0 | 0 | 0 | 0
DemandResponse | 0 | 0 | 0 | 0 | 0 | 0
IGCC-CCS | 0 | 0 | 0 | 0 | 0 | 0
WT_off | 0 | 0 | 0 | 0 | 0 | 0
PseudoUnit | 0 | 0 | 0 | 0 | 0 | 0
FixedInterchange | 0 | 0 | 0 | 0 | 0 | 0
Emission Cost by Reporting Type: PJM_ROM
ReportingType | 2015 | 2020 | 2025 | 2030 | 2035 | 2040
BM | 0 | 0 | 0 | 0 | 0 | 0
CC | 0 | 0 | 0 | 0 | 0 | 0
CSP | 0 | 0 | 0 | 0 | 0 | 0
CT | 0 | 0 | 0 | 0 | 0 | 0
Coal | 0 | 0 | 0 | 0 | 0 | 0
Geo | 0 | 0 | 0 | 0 | 0 | 0
H | 0 | 0 | 0 | 0 | 0 | 0
LFG | 0 | 0 | 0 | 0 | 0 | 0
Nuc | 0 | 0 | 0 | 0 | 0 | 0
PS | 0 | 0 | 0 | 0 | 0 | 0
PV | 0 | 0 | 0 | 0 | 0 | 0
PeakG | 0 | 0 | 0 | 0 | 0 | 0
PeakO | 0 | 0 | 0 | 0 | 0 | 0
ST | 0 | 0 | 0 | 0 | 0 | 0
STOG | 0 | 0 | 0 | 0 | 0 | 0
STWD | 0 | 0 | 0 | 0 | 0 | 0
WT | 0 | 0 | 0 | 0 | 0 | 0
IGCC | 0 | 0 | 0 | 0 | 0 | 0
DemandResponse | 0 | 0 | 0 | 0 | 0 | 0
IGCC-CCS | 0 | 0 | 0 | 0 | 0 | 0
WT_off | 0 | 0 | 0 | 0 | 0 | 0
PseudoUnit | 0 | 0 | 0 | 0 | 0 | 0
FixedInterchange | 0 | 0 | 0 | 0 | 0 | 0
Emission Cost by Reporting Type: PJM_ROR
ReportingType | 2015 | 2020 | 2025 | 2030 | 2035 | 2040
BM | 0 | 0 | 0 | 0 | 0 | 0
CC | 0 | 0 | 0 | 0 | 0 | 0
CSP | 0 | 0 | 0 | 0 | 0 | 0
CT | 0 | 0 | 0 | 0 | 0 | 0
Coal | 0 | 0 | 0 | 0 | 0 | 0
Geo | 0 | 0 | 0 | 0 | 0 | 0
H | 0 | 0 | 0 | 0 | 0 | 0
LFG | 0 | 0 | 0 | 0 | 0 | 0
Nuc | 0 | 0 | 0 | 0 | 0 | 0
PS | 0 | 0 | 0 | 0 | 0 | 0
PV | 0 | 0 | 0 | 0 | 0 | 0
PeakG | 0 | 0 | 0 | 0 | 0 | 0
PeakO | 0 | 0 | 0 | 0 | 0 | 0
ST | 0 | 0 | 0 | 0 | 0 | 0
STOG | 0 | 0 | 0 | 0 | 0 | 0
STWD | 0 | 0 | 0 | 0 | 0 | 0
WT | 0 | 0 | 0 | 0 | 0 | 0
IGCC | 0 | 0 | 0 | 0 | 0 | 0
DemandResponse | 0 | 0 | 0 | 0 | 0 | 0
IGCC-CCS | 0 | 0 | 0 | 0 | 0 | 0
WT_off | 0 | 0 | 0 | 0 | 0 | 0
PseudoUnit | 0 | 0 | 0 | 0 | 0 | 0
FixedInterchange | 0 | 0 | 0 | 0 | 0 | 0
Emission Cost by Reporting Type: SOCO
ReportingType | 2015 | 2020 | 2025 | 2030 | 2035 | 2040
BM | 0 | 0 | 0 | 0 | 0 | 0
CC | 0 | 0 | 0 | 0 | 0 | 0
CSP | 0 | 0 | 0 | 0 | 0 | 0
CT | 0 | 0 | 0 | 0 | 0 | 0
Coal | 0 | 0 | 0 | 0 | 0 | 0
Geo | 0 | 0 | 0 | 0 | 0 | 0
H | 0 | 0 | 0 | 0 | 0 | 0
LFG | 0 | 0 | 0 | 0 | 0 | 0
Nuc | 0 | 0 | 0 | 0 | 0 | 0
PS | 0 | 0 | 0 | 0 | 0 | 0
PV | 0 | 0 | 0 | 0 | 0 | 0
PeakG | 0 | 0 | 0 | 0 | 0 | 0
PeakO | 0 | 0 | 0 | 0 | 0 | 0
ST | 0 | 0 | 0 | 0 | 0 | 0
STOG | 0 | 0 | 0 | 0 | 0 | 0
STWD | 0 | 0 | 0 | 0 | 0 | 0
WT | 0 | 0 | 0 | 0 | 0 | 0
IGCC | 0 | 0 | 0 | 0 | 0 | 0
DemandResponse | 0 | 0 | 0 | 0 | 0 | 0
IGCC-CCS | 0 | 0 | 0 | 0 | 0 | 0
WT_off | 0 | 0 | 0 | 0 | 0 | 0
PseudoUnit | 0 | 0 | 0 | 0 | 0 | 0
FixedInterchange | 0 | 0 | 0 | 0 | 0 | 0
Emission Cost by Reporting Type: SPP_N
ReportingType | 2015 | 2020 | 2025 | 2030 | 2035 | 2040
BM | 0 | 0 | 0 | 0 | 0 | 0
CC | 0 | 0 | 0 | 0 | 0 | 0
CSP | 0 | 0 | 0 | 0 | 0 | 0
CT | 0 | 0 | 0 | 0 | 0 | 0
Coal | 0 | 0 | 0 | 0 | 0 | 0
Geo | 0 | 0 | 0 | 0 | 0 | 0
H | 0 | 0 | 0 | 0 | 0 | 0
LFG | 0 | 0 | 0 | 0 | 0 | 0
Nuc | 0 | 0 | 0 | 0 | 0 | 0
PS | 0 | 0 | 0 | 0 | 0 | 0
PV | 0 | 0 | 0 | 0 | 0 | 0
PeakG | 0 | 0 | 0 | 0 | 0 | 0
PeakO | 0 | 0 | 0 | 0 | 0 | 0
ST | 0 | 0 | 0 | 0 | 0 | 0
STOG | 0 | 0 | 0 | 0 | 0 | 0
STWD | 0 | 0 | 0 | 0 | 0 | 0
WT | 0 | 0 | 0 | 0 | 0 | 0
IGCC | 0 | 0 | 0 | 0 | 0 | 0
DemandResponse | 0 | 0 | 0 | 0 | 0 | 0
IGCC-CCS | 0 | 0 | 0 | 0 | 0 | 0
WT_off | 0 | 0 | 0 | 0 | 0 | 0
PseudoUnit | 0 | 0 | 0 | 0 | 0 | 0
FixedInterchange | 0 | 0 | 0 | 0 | 0 | 0
Emission Cost by Reporting Type: SPP_S
ReportingType | 2015 | 2020 | 2025 | 2030 | 2035 | 2040
BM | 0 | 0 | 0 | 0 | 0 | 0
CC | 0 | 0 | 0 | 0 | 0 | 0
CSP | 0 | 0 | 0 | 0 | 0 | 0
CT | 0 | 0 | 0 | 0 | 0 | 0
Coal | 0 | 0 | 0 | 0 | 0 | 0
Geo | 0 | 0 | 0 | 0 | 0 | 0
H | 0 | 0 | 0 | 0 | 0 | 0
LFG | 0 | 0 | 0 | 0 | 0 | 0
Nuc | 0 | 0 | 0 | 0 | 0 | 0
PS | 0 | 0 | 0 | 0 | 0 | 0
PV | 0 | 0 | 0 | 0 | 0 | 0
PeakG | 0 | 0 | 0 | 0 | 0 | 0
PeakO | 0 | 0 | 0 | 0 | 0 | 0
ST | 0 | 0 | 0 | 0 | 0 | 0
STOG | 0 | 0 | 0 | 0 | 0 | 0
STWD | 0 | 0 | 0 | 0 | 0 | 0
WT | 0 | 0 | 0 | 0 | 0 | 0
IGCC | 0 | 0 | 0 | 0 | 0 | 0
DemandResponse | 0 | 0 | 0 | 0 | 0 | 0
IGCC-CCS | 0 | 0 | 0 | 0 | 0 | 0
WT_off | 0 | 0 | 0 | 0 | 0 | 0
PseudoUnit | 0 | 0 | 0 | 0 | 0 | 0
FixedInterchange | 0 | 0 | 0 | 0 | 0 | 0
Emission Cost by Reporting Type: TVA
ReportingType | 2015 | 2020 | 2025 | 2030 | 2035 | 2040
BM | 0 | 0 | 0 | 0 | 0 | 0
CC | 0 | 0 | 0 | 0 | 0 | 0
CSP | 0 | 0 | 0 | 0 | 0 | 0
CT | 0 | 0 | 0 | 0 | 0 | 0
Coal | 0 | 0 | 0 | 0 | 0 | 0
Geo | 0 | 0 | 0 | 0 | 0 | 0
H | 0 | 0 | 0 | 0 | 0 | 0
LFG | 0 | 0 | 0 | 0 | 0 | 0
Nuc | 0 | 0 | 0 | 0 | 0 | 0
PS | 0 | 0 | 0 | 0 | 0 | 0
PV | 0 | 0 | 0 | 0 | 0 | 0
PeakG | 0 | 0 | 0 | 0 | 0 | 0
PeakO | 0 | 0 | 0 | 0 | 0 | 0
ST | 0 | 0 | 0 | 0 | 0 | 0
STOG | 0 | 0 | 0 | 0 | 0 | 0
STWD | 0 | 0 | 0 | 0 | 0 | 0
WT | 0 | 0 | 0 | 0 | 0 | 0
IGCC | 0 | 0 | 0 | 0 | 0 | 0
DemandResponse | 0 | 0 | 0 | 0 | 0 | 0
IGCC-CCS | 0 | 0 | 0 | 0 | 0 | 0
WT_off | 0 | 0 | 0 | 0 | 0 | 0
PseudoUnit | 0 | 0 | 0 | 0 | 0 | 0
FixedInterchange | 0 | 0 | 0 | 0 | 0 | 0
Emission Cost by Reporting Type: TVA_Transmission
ReportingType | 2015 | 2020 | 2025 | 2030 | 2035 | 2040
BM | 0 | 0 | 0 | 0 | 0 | 0
CC | 0 | 0 | 0 | 0 | 0 | 0
CSP | 0 | 0 | 0 | 0 | 0 | 0
CT | 0 | 0 | 0 | 0 | 0 | 0
Coal | 0 | 0 | 0 | 0 | 0 | 0
Geo | 0 | 0 | 0 | 0 | 0 | 0
H | 0 | 0 | 0 | 0 | 0 | 0
LFG | 0 | 0 | 0 | 0 | 0 | 0
Nuc | 0 | 0 | 0 | 0 | 0 | 0
PS | 0 | 0 | 0 | 0 | 0 | 0
PV | 0 | 0 | 0 | 0 | 0 | 0
PeakG | 0 | 0 | 0 | 0 | 0 | 0
PeakO | 0 | 0 | 0 | 0 | 0 | 0
ST | 0 | 0 | 0 | 0 | 0 | 0
STOG | 0 | 0 | 0 | 0 | 0 | 0
STWD | 0 | 0 | 0 | 0 | 0 | 0
WT | 0 | 0 | 0 | 0 | 0 | 0
IGCC | 0 | 0 | 0 | 0 | 0 | 0
DemandResponse | 0 | 0 | 0 | 0 | 0 | 0
IGCC-CCS | 0 | 0 | 0 | 0 | 0 | 0
WT_off | 0 | 0 | 0 | 0 | 0 | 0
PseudoUnit | 0 | 0 | 0 | 0 | 0 | 0
FixedInterchange | 0 | 0 | 0 | 0 | 0 | 0
Emission Cost by Reporting Type: VACAR
ReportingType | 2015 | 2020 | 2025 | 2030 | 2035 | 2040
BM | 0 | 0 | 0 | 0 | 0 | 0
CC | 0 | 0 | 0 | 0 | 0 | 0
CSP | 0 | 0 | 0 | 0 | 0 | 0
CT | 0 | 0 | 0 | 0 | 0 | 0
Coal | 0 | 0 | 0 | 0 | 0 | 0
Geo | 0 | 0 | 0 | 0 | 0 | 0
H | 0 | 0 | 0 | 0 | 0 | 0
LFG | 0 | 0 | 0 | 0 | 0 | 0
Nuc | 0 | 0 | 0 | 0 | 0 | 0
PS | 0 | 0 | 0 | 0 | 0 | 0
PV | 0 | 0 | 0 | 0 | 0 | 0
PeakG | 0 | 0 | 0 | 0 | 0 | 0
PeakO | 0 | 0 | 0 | 0 | 0 | 0
ST | 0 | 0 | 0 | 0 | 0 | 0
STOG | 0 | 0 | 0 | 0 | 0 | 0
STWD | 0 | 0 | 0 | 0 | 0 | 0
WT | 0 | 0 | 0 | 0 | 0 | 0
IGCC | 0 | 0 | 0 | 0 | 0 | 0
DemandResponse | 0 | 0 | 0 | 0 | 0 | 0
IGCC-CCS | 0 | 0 | 0 | 0 | 0 | 0
WT_off | 0 | 0 | 0 | 0 | 0 | 0
PseudoUnit | 0 | 0 | 0 | 0 | 0 | 0
FixedInterchange | 0 | 0 | 0 | 0 | 0 | 0
Emission Cost by Reporting Type: IESO
ReportingType | 2015 | 2020 | 2025 | 2030 | 2035 | 2040
BM | 0 | 0 | 0 | 0 | 0 | 0
CC | 0 | 0 | 0 | 0 | 0 | 0
CSP | 0 | 0 | 0 | 0 | 0 | 0
CT | 0 | 0 | 0 | 0 | 0 | 0
Coal | 0 | 0 | 0 | 0 | 0 | 0
Geo | 0 | 0 | 0 | 0 | 0 | 0
H | 0 | 0 | 0 | 0 | 0 | 0
LFG | 0 | 0 | 0 | 0 | 0 | 0
Nuc | 0 | 0 | 0 | 0 | 0 | 0
PS | 0 | 0 | 0 | 0 | 0 | 0
PV | 0 | 0 | 0 | 0 | 0 | 0
PeakG | 0 | 0 | 0 | 0 | 0 | 0
PeakO | 0 | 0 | 0 | 0 | 0 | 0
ST | 0 | 0 | 0 | 0 | 0 | 0
STOG | 0 | 0 | 0 | 0 | 0 | 0
STWD | 0 | 0 | 0 | 0 | 0 | 0
WT | 0 | 0 | 0 | 0 | 0 | 0
IGCC | 0 | 0 | 0 | 0 | 0 | 0
DemandResponse | 0 | 0 | 0 | 0 | 0 | 0
IGCC-CCS | 0 | 0 | 0 | 0 | 0 | 0
WT_off | 0 | 0 | 0 | 0 | 0 | 0
PseudoUnit | 0 | 0 | 0 | 0 | 0 | 0
FixedInterchange | 0 | 0 | 0 | 0 | 0 | 0
Emission Cost by Reporting Type: MAPP_CA
ReportingType | 2015 | 2020 | 2025 | 2030 | 2035 | 2040
BM | 0 | 0 | 0 | 0 | 0 | 0
CC | 0 | 0 | 0 | 0 | 0 | 0
CSP | 0 | 0 | 0 | 0 | 0 | 0
CT | 0 | 0 | 0 | 0 | 0 | 0
Coal | 0 | 0 | 0 | 0 | 0 | 0
Geo | 0 | 0 | 0 | 0 | 0 | 0
H | 0 | 0 | 0 | 0 | 0 | 0
LFG | 0 | 0 | 0 | 0 | 0 | 0
Nuc | 0 | 0 | 0 | 0 | 0 | 0
PS | 0 | 0 | 0 | 0 | 0 | 0
PV | 0 | 0 | 0 | 0 | 0 | 0
PeakG | 0 | 0 | 0 | 0 | 0 | 0
PeakO | 0 | 0 | 0 | 0 | 0 | 0
ST | 0 | 0 | 0 | 0 | 0 | 0
STOG | 0 | 0 | 0 | 0 | 0 | 0
STWD | 0 | 0 | 0 | 0 | 0 | 0
WT | 0 | 0 | 0 | 0 | 0 | 0
IGCC | 0 | 0 | 0 | 0 | 0 | 0
DemandResponse | 0 | 0 | 0 | 0 | 0 | 0
IGCC-CCS | 0 | 0 | 0 | 0 | 0 | 0
WT_off | 0 | 0 | 0 | 0 | 0 | 0
PseudoUnit | 0 | 0 | 0 | 0 | 0 | 0
FixedInterchange | 0 | 0 | 0 | 0 | 0 | 0
Emission Cost by Reporting Type: AZ_NM_SNV_Coal
ReportingType | 2015 | 2020 | 2025 | 2030 | 2035 | 2040
BM | 0 | 0 | 0 | 0 | 0 | 0
CC | 0 | 0 | 0 | 0 | 0 | 0
CSP | 0 | 0 | 0 | 0 | 0 | 0
CT | 0 | 0 | 0 | 0 | 0 | 0
Coal | 0 | 0 | 0 | 0 | 0 | 0
Geo | 0 | 0 | 0 | 0 | 0 | 0
H | 0 | 0 | 0 | 0 | 0 | 0
LFG | 0 | 0 | 0 | 0 | 0 | 0
Nuc | 0 | 0 | 0 | 0 | 0 | 0
PS | 0 | 0 | 0 | 0 | 0 | 0
PV | 0 | 0 | 0 | 0 | 0 | 0
PeakG | 0 | 0 | 0 | 0 | 0 | 0
PeakO | 0 | 0 | 0 | 0 | 0 | 0
ST | 0 | 0 | 0 | 0 | 0 | 0
STOG | 0 | 0 | 0 | 0 | 0 | 0
STWD | 0 | 0 | 0 | 0 | 0 | 0
WT | 0 | 0 | 0 | 0 | 0 | 0
IGCC | 0 | 0 | 0 | 0 | 0 | 0
DemandResponse | 0 | 0 | 0 | 0 | 0 | 0
IGCC-CCS | 0 | 0 | 0 | 0 | 0 | 0
WT_off | 0 | 0 | 0 | 0 | 0 | 0
PseudoUnit | 0 | 0 | 0 | 0 | 0 | 0
FixedInterchange | 0 | 0 | 0 | 0 | 0 | 0
Emission Cost by Reporting Type: AZ_NM_SNV_Gas
ReportingType | 2015 | 2020 | 2025 | 2030 | 2035 | 2040
BM | 0 | 0 | 0 | 0 | 0 | 0
CC | 0 | 0 | 0 | 0 | 0 | 0
CSP | 0 | 0 | 0 | 0 | 0 | 0
CT | 0 | 0 | 0 | 0 | 0 | 0
Coal | 0 | 0 | 0 | 0 | 0 | 0
Geo | 0 | 0 | 0 | 0 | 0 | 0
H | 0 | 0 | 0 | 0 | 0 | 0
LFG | 0 | 0 | 0 | 0 | 0 | 0
Nuc | 0 | 0 | 0 | 0 | 0 | 0
PS | 0 | 0 | 0 | 0 | 0 | 0
PV | 0 | 0 | 0 | 0 | 0 | 0
PeakG | 0 | 0 | 0 | 0 | 0 | 0
PeakO | 0 | 0 | 0 | 0 | 0 | 0
ST | 0 | 0 | 0 | 0 | 0 | 0
STOG | 0 | 0 | 0 | 0 | 0 | 0
STWD | 0 | 0 | 0 | 0 | 0 | 0
WT | 0 | 0 | 0 | 0 | 0 | 0
IGCC | 0 | 0 | 0 | 0 | 0 | 0
DemandResponse | 0 | 0 | 0 | 0 | 0 | 0
IGCC-CCS | 0 | 0 | 0 | 0 | 0 | 0
WT_off | 0 | 0 | 0 | 0 | 0 | 0
PseudoUnit | 0 | 0 | 0 | 0 | 0 | 0
FixedInterchange | 0 | 0 | 0 | 0 | 0 | 0
Emission Cost by Reporting Type: AZ_NM_SNV_NucRenew
ReportingType | 2015 | 2020 | 2025 | 2030 | 2035 | 2040
BM | 0 | 0 | 0 | 0 | 0 | 0
CC | 0 | 0 | 0 | 0 | 0 | 0
CSP | 0 | 0 | 0 | 0 | 0 | 0
CT | 0 | 0 | 0 | 0 | 0 | 0
Coal | 0 | 0 | 0 | 0 | 0 | 0
Geo | 0 | 0 | 0 | 0 | 0 | 0
H | 0 | 0 | 0 | 0 | 0 | 0
LFG | 0 | 0 | 0 | 0 | 0 | 0
Nuc | 0 | 0 | 0 | 0 | 0 | 0
PS | 0 | 0 | 0 | 0 | 0 | 0
PV | 0 | 0 | 0 | 0 | 0 | 0
PeakG | 0 | 0 | 0 | 0 | 0 | 0
PeakO | 0 | 0 | 0 | 0 | 0 | 0
ST | 0 | 0 | 0 | 0 | 0 | 0
STOG | 0 | 0 | 0 | 0 | 0 | 0
STWD | 0 | 0 | 0 | 0 | 0 | 0
WT | 0 | 0 | 0 | 0 | 0 | 0
IGCC | 0 | 0 | 0 | 0 | 0 | 0
DemandResponse | 0 | 0 | 0 | 0 | 0 | 0
IGCC-CCS | 0 | 0 | 0 | 0 | 0 | 0
WT_off | 0 | 0 | 0 | 0 | 0 | 0
PseudoUnit | 0 | 0 | 0 | 0 | 0 | 0
FixedInterchange | 0 | 0 | 0 | 0 | 0 | 0
Emission Cost by Reporting Type: ERCOT
ReportingType | 2015 | 2020 | 2025 | 2030 | 2035 | 2040
BM | 0 | 0 | 0 | 0 | 0 | 0
CC | 0 | 0 | 0 | 0 | 0 | 0
CSP | 0 | 0 | 0 | 0 | 0 | 0
CT | 0 | 0 | 0 | 0 | 0 | 0
Coal | 0 | 0 | 0 | 0 | 0 | 0
Geo | 0 | 0 | 0 | 0 | 0 | 0
H | 0 | 0 | 0 | 0 | 0 | 0
LFG | 0 | 0 | 0 | 0 | 0 | 0
Nuc | 0 | 0 | 0 | 0 | 0 | 0
PS | 0 | 0 | 0 | 0 | 0 | 0
PV | 0 | 0 | 0 | 0 | 0 | 0
PeakG | 0 | 0 | 0 | 0 | 0 | 0
PeakO | 0 | 0 | 0 | 0 | 0 | 0
ST | 0 | 0 | 0 | 0 | 0 | 0
STOG | 0 | 0 | 0 | 0 | 0 | 0
STWD | 0 | 0 | 0 | 0 | 0 | 0
WT | 0 | 0 | 0 | 0 | 0 | 0
IGCC | 0 | 0 | 0 | 0 | 0 | 0
DemandResponse | 0 | 0 | 0 | 0 | 0 | 0
IGCC-CCS | 0 | 0 | 0 | 0 | 0 | 0
WT_off | 0 | 0 | 0 | 0 | 0 | 0
PseudoUnit | 0 | 0 | 0 | 0 | 0 | 0
FixedInterchange | 0 | 0 | 0 | 0 | 0 | 0
Emission Cost by Reporting Type: NP15
ReportingType | 2015 | 2020 | 2025 | 2030 | 2035 | 2040
BM | 0 | 0 | 0 | 0 | 0 | 0
CC | 253.12 | 344.07 | 324.56 | 324.71 | 223.61 | 127.23
CSP | 0 | 0 | 0 | 0 | 0 | 0
CT | 0 | 0 | 0 | 0 | 0 | 0
Coal | 4.6 | 0 | 0 | 0 | 0 | 0
Geo | 0 | 0 | 0 | 0 | 0 | 0
H | 0 | 0 | 0 | 0 | 0 | 0
LFG | 0 | 0 | 0 | 0 | 0 | 0
Nuc | 0 | 0 | 0 | 0 | 0 | 0
PS | 0 | 0 | 0 | 0 | 0 | 0
PV | 0 | 0 | 0 | 0 | 0 | 0
PeakG | 0 | 0 | 0 | 0 | 0 | 0.36
PeakO | 0 | 0 | 0 | 0 | 0 | 0
ST | 0 | 0 | 0 | 0 | 0 | 0
STOG | 1.31 | 2.63 | 1.18 | 2.93 | 2.31 | 5.37
STWD | 0 | 0 | 0 | 0 | 0 | 0
WT | 0 | 0 | 0 | 0 | 0 | 0
IGCC | 0 | 0 | 0 | 0 | 0 | 0
DemandResponse | 0 | 0 | 0 | 0 | 0 | 0
IGCC-CCS | 0 | 0 | 0 | 0 | 0 | 0
WT_off | 0 | 0 | 0 | 0 | 0 | 0
PseudoUnit | 0 | 0 | 0 | 0 | 0 | 0
FixedInterchange | 0 | 0 | 0 | 0 | 0 | 0
Emission Cost by Reporting Type: NWPP_Coal
ReportingType | 2015 | 2020 | 2025 | 2030 | 2035 | 2040
BM | 0 | 0 | 0 | 0 | 0 | 0
CC | 0 | 0 | 0 | 0 | 0 | 0
CSP | 0 | 0 | 0 | 0 | 0 | 0
CT | 0 | 0 | 0 | 0 | 0 | 0
Coal | 0 | 0 | 0 | 0 | 0 | 0
Geo | 0 | 0 | 0 | 0 | 0 | 0
H | 0 | 0 | 0 | 0 | 0 | 0
LFG | 0 | 0 | 0 | 0 | 0 | 0
Nuc | 0 | 0 | 0 | 0 | 0 | 0
PS | 0 | 0 | 0 | 0 | 0 | 0
PV | 0 | 0 | 0 | 0 | 0 | 0
PeakG | 0 | 0 | 0 | 0 | 0 | 0
PeakO | 0 | 0 | 0 | 0 | 0 | 0
ST | 0 | 0 | 0 | 0 | 0 | 0
STOG | 0 | 0 | 0 | 0 | 0 | 0
STWD | 0 | 0 | 0 | 0 | 0 | 0
WT | 0 | 0 | 0 | 0 | 0 | 0
IGCC | 0 | 0 | 0 | 0 | 0 | 0
DemandResponse | 0 | 0 | 0 | 0 | 0 | 0
IGCC-CCS | 0 | 0 | 0 | 0 | 0 | 0
WT_off | 0 | 0 | 0 | 0 | 0 | 0
PseudoUnit | 0 | 0 | 0 | 0 | 0 | 0
FixedInterchange | 0 | 0 | 0 | 0 | 0 | 0
Emission Cost by Reporting Type: NWPP_Gas
ReportingType | 2015 | 2020 | 2025 | 2030 | 2035 | 2040
BM | 0 | 0 | 0 | 0 | 0 | 0
CC | 0 | 0 | 0 | 0 | 0 | 0
CSP | 0 | 0 | 0 | 0 | 0 | 0
CT | 0 | 0 | 0 | 0 | 0 | 0
Coal | 0 | 0 | 0 | 0 | 0 | 0
Geo | 0 | 0 | 0 | 0 | 0 | 0
H | 0 | 0 | 0 | 0 | 0 | 0
LFG | 0 | 0 | 0 | 0 | 0 | 0
Nuc | 0 | 0 | 0 | 0 | 0 | 0
PS | 0 | 0 | 0 | 0 | 0 | 0
PV | 0 | 0 | 0 | 0 | 0 | 0
PeakG | 0 | 0 | 0 | 0 | 0 | 0
PeakO | 0 | 0 | 0 | 0 | 0 | 0
ST | 0 | 0 | 0 | 0 | 0 | 0
STOG | 0 | 0 | 0 | 0 | 0 | 0
STWD | 0 | 0 | 0 | 0 | 0 | 0
WT | 0 | 0 | 0 | 0 | 0 | 0
IGCC | 0 | 0 | 0 | 0 | 0 | 0
DemandResponse | 0 | 0 | 0 | 0 | 0 | 0
IGCC-CCS | 0 | 0 | 0 | 0 | 0 | 0
WT_off | 0 | 0 | 0 | 0 | 0 | 0
PseudoUnit | 0 | 0 | 0 | 0 | 0 | 0
FixedInterchange | 0 | 0 | 0 | 0 | 0 | 0
Emission Cost by Reporting Type: NWPP_NucRenew
ReportingType | 2015 | 2020 | 2025 | 2030 | 2035 | 2040
BM | 0 | 0 | 0 | 0 | 0 | 0
CC | 0 | 0 | 0 | 0 | 0 | 0
CSP | 0 | 0 | 0 | 0 | 0 | 0
CT | 0 | 0 | 0 | 0 | 0 | 0
Coal | 0 | 0 | 0 | 0 | 0 | 0
Geo | 0 | 0 | 0 | 0 | 0 | 0
H | 0 | 0 | 0 | 0 | 0 | 0
LFG | 0 | 0 | 0 | 0 | 0 | 0
Nuc | 0 | 0 | 0 | 0 | 0 | 0
PS | 0 | 0 | 0 | 0 | 0 | 0
PV | 0 | 0 | 0 | 0 | 0 | 0
PeakG | 0 | 0 | 0 | 0 | 0 | 0
PeakO | 0 | 0 | 0 | 0 | 0 | 0
ST | 0 | 0 | 0 | 0 | 0 | 0
STOG | 0 | 0 | 0 | 0 | 0 | 0
STWD | 0 | 0 | 0 | 0 | 0 | 0
WT | 0 | 0 | 0 | 0 | 0 | 0
IGCC | 0 | 0 | 0 | 0 | 0 | 0
DemandResponse | 0 | 0 | 0 | 0 | 0 | 0
IGCC-CCS | 0 | 0 | 0 | 0 | 0 | 0
WT_off | 0 | 0 | 0 | 0 | 0 | 0
PseudoUnit | 0 | 0 | 0 | 0 | 0 | 0
FixedInterchange | 0 | 0 | 0 | 0 | 0 | 0
Emission Cost by Reporting Type: RMPA
ReportingType | 2015 | 2020 | 2025 | 2030 | 2035 | 2040
BM | 0 | 0 | 0 | 0 | 0 | 0
CC | 0 | 0 | 0 | 0 | 0 | 0
CSP | 0 | 0 | 0 | 0 | 0 | 0
CT | 0 | 0 | 0 | 0 | 0 | 0
Coal | 0 | 0 | 0 | 0 | 0 | 0
Geo | 0 | 0 | 0 | 0 | 0 | 0
H | 0 | 0 | 0 | 0 | 0 | 0
LFG | 0 | 0 | 0 | 0 | 0 | 0
Nuc | 0 | 0 | 0 | 0 | 0 | 0
PS | 0 | 0 | 0 | 0 | 0 | 0
PV | 0 | 0 | 0 | 0 | 0 | 0
PeakG | 0 | 0 | 0 | 0 | 0 | 0
PeakO | 0 | 0 | 0 | 0 | 0 | 0
ST | 0 | 0 | 0 | 0 | 0 | 0
STOG | 0 | 0 | 0 | 0 | 0 | 0
STWD | 0 | 0 | 0 | 0 | 0 | 0
WT | 0 | 0 | 0 | 0 | 0 | 0
IGCC | 0 | 0 | 0 | 0 | 0 | 0
DemandResponse | 0 | 0 | 0 | 0 | 0 | 0
IGCC-CCS | 0 | 0 | 0 | 0 | 0 | 0
WT_off | 0 | 0 | 0 | 0 | 0 | 0
PseudoUnit | 0 | 0 | 0 | 0 | 0 | 0
FixedInterchange | 0 | 0 | 0 | 0 | 0 | 0
Emission Cost by Reporting Type: SP15
ReportingType | 2015 | 2020 | 2025 | 2030 | 2035 | 2040
BM | 0 | 0 | 0 | 0 | 0 | 0
CC | 175.64 | 221.07 | 252 | 284.42 | 328.49 | 229.49
CSP | 0 | 0 | 0 | 0 | 0 | 0
CT | 0 | 0 | 0 | 0 | 0 | 0
Coal | 15.51 | 19.79 | 25.26 | 19.79 | 0 | 0
Geo | 0 | 0 | 0 | 0 | 0 | 0
H | 0 | 0 | 0 | 0 | 0 | 0
LFG | 0 | 0 | 0 | 0 | 0 | 0
Nuc | 0 | 0 | 0 | 0 | 0 | 0
PS | 0 | 0 | 0 | 0 | 0 | 0
PV | 0 | 0 | 0 | 0 | 0 | 0
PeakG | 0 | 0 | 0 | 0 | 0.13 | 0
PeakO | 0 | 0 | 0 | 0 | 0 | 0
ST | 0 | 0 | 0 | 0 | 0 | 0
STOG | 2.34 | 4.25 | 4.47 | 8.71 | 22.65 | 20.96
STWD | 0 | 0 | 0 | 0 | 0 | 0
WT | 0 | 0 | 0 | 0 | 0 | 0
IGCC | 0 | 0 | 0 | 0 | 0 | 0
DemandResponse | 0 | 0 | 0 | 0 | 0 | 0
IGCC-CCS | 0 | 0 | 0 | 0 | 0 | 0
WT_off | 0 | 0 | 0 | 0 | 0 | 0
PseudoUnit | 0 | 0 | 0 | 0 | 0 | 0
FixedInterchange | 0 | 0 | 0 | 0 | 0 | 0
Emission Cost by Reporting Type: ALB
ReportingType | 2015 | 2020 | 2025 | 2030 | 2035 | 2040
BM | 0 | 0 | 0 | 0 | 0 | 0
CC | 0 | 0 | 0 | 0 | 0 | 0
CSP | 0 | 0 | 0 | 0 | 0 | 0
CT | 0 | 0 | 0 | 0 | 0 | 0
Coal | 0 | 0 | 0 | 0 | 0 | 0
Geo | 0 | 0 | 0 | 0 | 0 | 0
H | 0 | 0 | 0 | 0 | 0 | 0
LFG | 0 | 0 | 0 | 0 | 0 | 0
Nuc | 0 | 0 | 0 | 0 | 0 | 0
PS | 0 | 0 | 0 | 0 | 0 | 0
PV | 0 | 0 | 0 | 0 | 0 | 0
PeakG | 0 | 0 | 0 | 0 | 0 | 0
PeakO | 0 | 0 | 0 | 0 | 0 | 0
ST | 0 | 0 | 0 | 0 | 0 | 0
STOG | 0 | 0 | 0 | 0 | 0 | 0
STWD | 0 | 0 | 0 | 0 | 0 | 0
WT | 0 | 0 | 0 | 0 | 0 | 0
IGCC | 0 | 0 | 0 | 0 | 0 | 0
DemandResponse | 0 | 0 | 0 | 0 | 0 | 0
IGCC-CCS | 0 | 0 | 0 | 0 | 0 | 0
WT_off | 0 | 0 | 0 | 0 | 0 | 0
PseudoUnit | 0 | 0 | 0 | 0 | 0 | 0
FixedInterchange | 0 | 0 | 0 | 0 | 0 | 0
Emission Cost by Reporting Type: BC
ReportingType | 2015 | 2020 | 2025 | 2030 | 2035 | 2040
BM | 0 | 0 | 0 | 0 | 0 | 0
CC | 0 | 0 | 0 | 0 | 0 | 0
CSP | 0 | 0 | 0 | 0 | 0 | 0
CT | 0 | 0 | 0 | 0 | 0 | 0
Coal | 0 | 0 | 0 | 0 | 0 | 0
Geo | 0 | 0 | 0 | 0 | 0 | 0
H | 0 | 0 | 0 | 0 | 0 | 0
LFG | 0 | 0 | 0 | 0 | 0 | 0
Nuc | 0 | 0 | 0 | 0 | 0 | 0
PS | 0 | 0 | 0 | 0 | 0 | 0
PV | 0 | 0 | 0 | 0 | 0 | 0
PeakG | 0 | 0 | 0 | 0 | 0 | 0
PeakO | 0 | 0 | 0 | 0 | 0 | 0
ST | 0 | 0 | 0 | 0 | 0 | 0
STOG | 0 | 0 | 0 | 0 | 0 | 0
STWD | 0 | 0 | 0 | 0 | 0 | 0
WT | 0 | 0 | 0 | 0 | 0 | 0
IGCC | 0 | 0 | 0 | 0 | 0 | 0
DemandResponse | 0 | 0 | 0 | 0 | 0 | 0
IGCC-CCS | 0 | 0 | 0 | 0 | 0 | 0
WT_off | 0 | 0 | 0 | 0 | 0 | 0
PseudoUnit | 0 | 0 | 0 | 0 | 0 | 0
FixedInterchange | 0 | 0 | 0 | 0 | 0 | 0
Emission Cost by Reporting Type: HQ_IESO
ReportingType | 2015 | 2020 | 2025 | 2030 | 2035 | 2040
BM | 0 | 0 | 0 | 0 | 0 | 0
CC | 0 | 0 | 0 | 0 | 0 | 0
CSP | 0 | 0 | 0 | 0 | 0 | 0
CT | 0 | 0 | 0 | 0 | 0 | 0
Coal | 0 | 0 | 0 | 0 | 0 | 0
Geo | 0 | 0 | 0 | 0 | 0 | 0
H | 0 | 0 | 0 | 0 | 0 | 0
LFG | 0 | 0 | 0 | 0 | 0 | 0
Nuc | 0 | 0 | 0 | 0 | 0 | 0
PS | 0 | 0 | 0 | 0 | 0 | 0
PV | 0 | 0 | 0 | 0 | 0 | 0
PeakG | 0 | 0 | 0 | 0 | 0 | 0
PeakO | 0 | 0 | 0 | 0 | 0 | 0
ST | 0 | 0 | 0 | 0 | 0 | 0
STOG | 0 | 0 | 0 | 0 | 0 | 0
STWD | 0 | 0 | 0 | 0 | 0 | 0
WT | 0 | 0 | 0 | 0 | 0 | 0
IGCC | 0 | 0 | 0 | 0 | 0 | 0
DemandResponse | 0 | 0 | 0 | 0 | 0 | 0
IGCC-CCS | 0 | 0 | 0 | 0 | 0 | 0
WT_off | 0 | 0 | 0 | 0 | 0 | 0
PseudoUnit | 0 | 0 | 0 | 0 | 0 | 0
FixedInterchange | 0 | 0 | 0 | 0 | 0 | 0
Emission Cost by Reporting Type: HQ_NEISO
ReportingType | 2015 | 2020 | 2025 | 2030 | 2035 | 2040
BM | 0 | 0 | 0 | 0 | 0 | 0
CC | 0 | 0 | 0 | 0 | 0 | 0
CSP | 0 | 0 | 0 | 0 | 0 | 0
CT | 0 | 0 | 0 | 0 | 0 | 0
Coal | 0 | 0 | 0 | 0 | 0 | 0
Geo | 0 | 0 | 0 | 0 | 0 | 0
H | 0 | 0 | 0 | 0 | 0 | 0
LFG | 0 | 0 | 0 | 0 | 0 | 0
Nuc | 0 | 0 | 0 | 0 | 0 | 0
PS | 0 | 0 | 0 | 0 | 0 | 0
PV | 0 | 0 | 0 | 0 | 0 | 0
PeakG | 0 | 0 | 0 | 0 | 0 | 0
PeakO | 0 | 0 | 0 | 0 | 0 | 0
ST | 0 | 0 | 0 | 0 | 0 | 0
STOG | 0 | 0 | 0 | 0 | 0 | 0
STWD | 0 | 0 | 0 | 0 | 0 | 0
WT | 0 | 0 | 0 | 0 | 0 | 0
IGCC | 0 | 0 | 0 | 0 | 0 | 0
DemandResponse | 0 | 0 | 0 | 0 | 0 | 0
IGCC-CCS | 0 | 0 | 0 | 0 | 0 | 0
WT_off | 0 | 0 | 0 | 0 | 0 | 0
PseudoUnit | 0 | 0 | 0 | 0 | 0 | 0
FixedInterchange | 0 | 0 | 0 | 0 | 0 | 0
Emission Cost by Reporting Type: HQ_NY
ReportingType | 2015 | 2020 | 2025 | 2030 | 2035 | 2040
BM | 0 | 0 | 0 | 0 | 0 | 0
CC | 0 | 0 | 0 | 0 | 0 | 0
CSP | 0 | 0 | 0 | 0 | 0 | 0
CT | 0 | 0 | 0 | 0 | 0 | 0
Coal | 0 | 0 | 0 | 0 | 0 | 0
Geo | 0 | 0 | 0 | 0 | 0 | 0
H | 0 | 0 | 0 | 0 | 0 | 0
LFG | 0 | 0 | 0 | 0 | 0 | 0
Nuc | 0 | 0 | 0 | 0 | 0 | 0
PS | 0 | 0 | 0 | 0 | 0 | 0
PV | 0 | 0 | 0 | 0 | 0 | 0
PeakG | 0 | 0 | 0 | 0 | 0 | 0
PeakO | 0 | 0 | 0 | 0 | 0 | 0
ST | 0 | 0 | 0 | 0 | 0 | 0
STOG | 0 | 0 | 0 | 0 | 0 | 0
STWD | 0 | 0 | 0 | 0 | 0 | 0
WT | 0 | 0 | 0 | 0 | 0 | 0
IGCC | 0 | 0 | 0 | 0 | 0 | 0
DemandResponse | 0 | 0 | 0 | 0 | 0 | 0
IGCC-CCS | 0 | 0 | 0 | 0 | 0 | 0
WT_off | 0 | 0 | 0 | 0 | 0 | 0
PseudoUnit | 0 | 0 | 0 | 0 | 0 | 0
FixedInterchange | 0 | 0 | 0 | 0 | 0 | 0
Emission Cost by Reporting Type: MARITIMES
ReportingType | 2015 | 2020 | 2025 | 2030 | 2035 | 2040
BM | 0 | 0 | 0 | 0 | 0 | 0
CC | 0 | 0 | 0 | 0 | 0 | 0
CSP | 0 | 0 | 0 | 0 | 0 | 0
CT | 0 | 0 | 0 | 0 | 0 | 0
Coal | 0 | 0 | 0 | 0 | 0 | 0
Geo | 0 | 0 | 0 | 0 | 0 | 0
H | 0 | 0 | 0 | 0 | 0 | 0
LFG | 0 | 0 | 0 | 0 | 0 | 0
Nuc | 0 | 0 | 0 | 0 | 0 | 0
PS | 0 | 0 | 0 | 0 | 0 | 0
PV | 0 | 0 | 0 | 0 | 0 | 0
PeakG | 0 | 0 | 0 | 0 | 0 | 0
PeakO | 0 | 0 | 0 | 0 | 0 | 0
ST | 0 | 0 | 0 | 0 | 0 | 0
STOG | 0 | 0 | 0 | 0 | 0 | 0
STWD | 0 | 0 | 0 | 0 | 0 | 0
WT | 0 | 0 | 0 | 0 | 0 | 0
IGCC | 0 | 0 | 0 | 0 | 0 | 0
DemandResponse | 0 | 0 | 0 | 0 | 0 | 0
IGCC-CCS | 0 | 0 | 0 | 0 | 0 | 0
WT_off | 0 | 0 | 0 | 0 | 0 | 0
PseudoUnit | 0 | 0 | 0 | 0 | 0 | 0
FixedInterchange | 0 | 0 | 0 | 0 | 0 | 0
Emission Cost by Reporting Type: All
ReportingType | 2015 | 2020 | 2025 | 2030 | 2035 | 2040
BM | 0 | 0 | 0 | 0 | 0 | 0
CC | 428.76 | 565.14 | 576.57 | 609.13 | 552.1 | 356.72
CSP | 0 | 0 | 0 | 0 | 0 | 0
CT | 0 | 0 | 0 | 0 | 0 | 0
Coal | 20.1 | 19.79 | 25.26 | 19.79 | 0 | 0
Geo | 0 | 0 | 0 | 0 | 0 | 0
H | 0 | 0 | 0 | 0 | 0 | 0
LFG | 0 | 0 | 0 | 0 | 0 | 0
Nuc | 0 | 0 | 0 | 0 | 0 | 0
PS | 0 | 0 | 0 | 0 | 0 | 0
PV | 0 | 0 | 0 | 0 | 0 | 0
PeakG | 0 | 0 | 0 | 0 | 0.13 | 0.36
PeakO | 0 | 0 | 0 | 0 | 0 | 0
ST | 0 | 0 | 0 | 0 | 0 | 0
STOG | 3.64 | 6.88 | 5.65 | 11.64 | 24.96 | 26.34
STWD | 0 | 0 | 0 | 0 | 0 | 0
WT | 0 | 0 | 0 | 0 | 0 | 0
IGCC | 0 | 0 | 0 | 0 | 0 | 0
DemandResponse | 0 | 0 | 0 | 0 | 0 | 0
IGCC-CCS | 0 | 0 | 0 | 0 | 0 | 0
WT_off | 0 | 0 | 0 | 0 | 0 | 0
PseudoUnit | 0 | 0 | 0 | 0 | 0 | 0
FixedInterchange | 0 | 0 | 0 | 0 | 0 | 0
Emission Cost by Reporting Type: EI_US
ReportingType | 2015 | 2020 | 2025 | 2030 | 2035 | 2040
BM | 0 | 0 | 0 | 0 | 0 | 0
CC | 0 | 0 | 0 | 0 | 0 | 0
CSP | 0 | 0 | 0 | 0 | 0 | 0
CT | 0 | 0 | 0 | 0 | 0 | 0
Coal | 0 | 0 | 0 | 0 | 0 | 0
Geo | 0 | 0 | 0 | 0 | 0 | 0
H | 0 | 0 | 0 | 0 | 0 | 0
LFG | 0 | 0 | 0 | 0 | 0 | 0
Nuc | 0 | 0 | 0 | 0 | 0 | 0
PS | 0 | 0 | 0 | 0 | 0 | 0
PV | 0 | 0 | 0 | 0 | 0 | 0
PeakG | 0 | 0 | 0 | 0 | 0 | 0
PeakO | 0 | 0 | 0 | 0 | 0 | 0
ST | 0 | 0 | 0 | 0 | 0 | 0
STOG | 0 | 0 | 0 | 0 | 0 | 0
STWD | 0 | 0 | 0 | 0 | 0 | 0
WT | 0 | 0 | 0 | 0 | 0 | 0
IGCC | 0 | 0 | 0 | 0 | 0 | 0
DemandResponse | 0 | 0 | 0 | 0 | 0 | 0
IGCC-CCS | 0 | 0 | 0 | 0 | 0 | 0
WT_off | 0 | 0 | 0 | 0 | 0 | 0
PseudoUnit | 0 | 0 | 0 | 0 | 0 | 0
FixedInterchange | 0 | 0 | 0 | 0 | 0 | 0
Emission Cost by Reporting Type: EI_Canada
ReportingType | 2015 | 2020 | 2025 | 2030 | 2035 | 2040
BM | 0 | 0 | 0 | 0 | 0 | 0
CC | 0 | 0 | 0 | 0 | 0 | 0
CSP | 0 | 0 | 0 | 0 | 0 | 0
CT | 0 | 0 | 0 | 0 | 0 | 0
Coal | 0 | 0 | 0 | 0 | 0 | 0
Geo | 0 | 0 | 0 | 0 | 0 | 0
H | 0 | 0 | 0 | 0 | 0 | 0
LFG | 0 | 0 | 0 | 0 | 0 | 0
Nuc | 0 | 0 | 0 | 0 | 0 | 0
PS | 0 | 0 | 0 | 0 | 0 | 0
PV | 0 | 0 | 0 | 0 | 0 | 0
PeakG | 0 | 0 | 0 | 0 | 0 | 0
PeakO | 0 | 0 | 0 | 0 | 0 | 0
ST | 0 | 0 | 0 | 0 | 0 | 0
STOG | 0 | 0 | 0 | 0 | 0 | 0
STWD | 0 | 0 | 0 | 0 | 0 | 0
WT | 0 | 0 | 0 | 0 | 0 | 0
IGCC | 0 | 0 | 0 | 0 | 0 | 0
DemandResponse | 0 | 0 | 0 | 0 | 0 | 0
IGCC-CCS | 0 | 0 | 0 | 0 | 0 | 0
WT_off | 0 | 0 | 0 | 0 | 0 | 0
PseudoUnit | 0 | 0 | 0 | 0 | 0 | 0
FixedInterchange | 0 | 0 | 0 | 0 | 0 | 0
Emission Cost by Reporting Type: EI
ReportingType | 2015 | 2020 | 2025 | 2030 | 2035 | 2040
BM | 0 | 0 | 0 | 0 | 0 | 0
CC | 0 | 0 | 0 | 0 | 0 | 0
CSP | 0 | 0 | 0 | 0 | 0 | 0
CT | 0 | 0 | 0 | 0 | 0 | 0
Coal | 0 | 0 | 0 | 0 | 0 | 0
Geo | 0 | 0 | 0 | 0 | 0 | 0
H | 0 | 0 | 0 | 0 | 0 | 0
LFG | 0 | 0 | 0 | 0 | 0 | 0
Nuc | 0 | 0 | 0 | 0 | 0 | 0
PS | 0 | 0 | 0 | 0 | 0 | 0
PV | 0 | 0 | 0 | 0 | 0 | 0
PeakG | 0 | 0 | 0 | 0 | 0 | 0
PeakO | 0 | 0 | 0 | 0 | 0 | 0
ST | 0 | 0 | 0 | 0 | 0 | 0
STOG | 0 | 0 | 0 | 0 | 0 | 0
STWD | 0 | 0 | 0 | 0 | 0 | 0
WT | 0 | 0 | 0 | 0 | 0 | 0
IGCC | 0 | 0 | 0 | 0 | 0 | 0
DemandResponse | 0 | 0 | 0 | 0 | 0 | 0
IGCC-CCS | 0 | 0 | 0 | 0 | 0 | 0
WT_off | 0 | 0 | 0 | 0 | 0 | 0
PseudoUnit | 0 | 0 | 0 | 0 | 0 | 0
FixedInterchange | 0 | 0 | 0 | 0 | 0 | 0
Emission Cost by Reporting Type: Outside_EI
ReportingType | 2015 | 2020 | 2025 | 2030 | 2035 | 2040
BM | 0 | 0 | 0 | 0 | 0 | 0
CC | 428.76 | 565.14 | 576.57 | 609.13 | 552.1 | 356.72
CSP | 0 | 0 | 0 | 0 | 0 | 0
CT | 0 | 0 | 0 | 0 | 0 | 0
Coal | 20.1 | 19.79 | 25.26 | 19.79 | 0 | 0
Geo | 0 | 0 | 0 | 0 | 0 | 0
H | 0 | 0 | 0 | 0 | 0 | 0
LFG | 0 | 0 | 0 | 0 | 0 | 0
Nuc | 0 | 0 | 0 | 0 | 0 | 0
PS | 0 | 0 | 0 | 0 | 0 | 0
PV | 0 | 0 | 0 | 0 | 0 | 0
PeakG | 0 | 0 | 0 | 0 | 0.13 | 0.36
PeakO | 0 | 0 | 0 | 0 | 0 | 0
ST | 0 | 0 | 0 | 0 | 0 | 0
STOG | 3.64 | 6.88 | 5.65 | 11.64 | 24.96 | 26.34
STWD | 0 | 0 | 0 | 0 | 0 | 0
WT | 0 | 0 | 0 | 0 | 0 | 0
IGCC | 0 | 0 | 0 | 0 | 0 | 0
DemandResponse | 0 | 0 | 0 | 0 | 0 | 0
IGCC-CCS | 0 | 0 | 0 | 0 | 0 | 0
WT_off | 0 | 0 | 0 | 0 | 0 | 0
PseudoUnit | 0 | 0 | 0 | 0 | 0 | 0
FixedInterchange | 0 | 0 | 0 | 0 | 0 | 0
==== Emission Program: RGGI : (CO2) ====
Emission Cost by Reporting Type: Entergy
ReportingType | 2015 | 2020 | 2025 | 2030 | 2035 | 2040
BM | 0 | 0 | 0 | 0 | 0 | 0
CC | 0 | 0 | 0 | 0 | 0 | 0
CSP | 0 | 0 | 0 | 0 | 0 | 0
CT | 0 | 0 | 0 | 0 | 0 | 0
Coal | 0 | 0 | 0 | 0 | 0 | 0
Geo | 0 | 0 | 0 | 0 | 0 | 0
H | 0 | 0 | 0 | 0 | 0 | 0
LFG | 0 | 0 | 0 | 0 | 0 | 0
Nuc | 0 | 0 | 0 | 0 | 0 | 0
PS | 0 | 0 | 0 | 0 | 0 | 0
PV | 0 | 0 | 0 | 0 | 0 | 0
PeakG | 0 | 0 | 0 | 0 | 0 | 0
PeakO | 0 | 0 | 0 | 0 | 0 | 0
ST | 0 | 0 | 0 | 0 | 0 | 0
STOG | 0 | 0 | 0 | 0 | 0 | 0
STWD | 0 | 0 | 0 | 0 | 0 | 0
WT | 0 | 0 | 0 | 0 | 0 | 0
IGCC | 0 | 0 | 0 | 0 | 0 | 0
DemandResponse | 0 | 0 | 0 | 0 | 0 | 0
IGCC-CCS | 0 | 0 | 0 | 0 | 0 | 0
WT_off | 0 | 0 | 0 | 0 | 0 | 0
PseudoUnit | 0 | 0 | 0 | 0 | 0 | 0
FixedInterchange | 0 | 0 | 0 | 0 | 0 | 0
Emission Cost by Reporting Type: FRCC
ReportingType | 2015 | 2020 | 2025 | 2030 | 2035 | 2040
BM | 0 | 0 | 0 | 0 | 0 | 0
CC | 0 | 0 | 0 | 0 | 0 | 0
CSP | 0 | 0 | 0 | 0 | 0 | 0
CT | 0 | 0 | 0 | 0 | 0 | 0
Coal | 0 | 0 | 0 | 0 | 0 | 0
Geo | 0 | 0 | 0 | 0 | 0 | 0
H | 0 | 0 | 0 | 0 | 0 | 0
LFG | 0 | 0 | 0 | 0 | 0 | 0
Nuc | 0 | 0 | 0 | 0 | 0 | 0
PS | 0 | 0 | 0 | 0 | 0 | 0
PV | 0 | 0 | 0 | 0 | 0 | 0
PeakG | 0 | 0 | 0 | 0 | 0 | 0
PeakO | 0 | 0 | 0 | 0 | 0 | 0
ST | 0 | 0 | 0 | 0 | 0 | 0
STOG | 0 | 0 | 0 | 0 | 0 | 0
STWD | 0 | 0 | 0 | 0 | 0 | 0
WT | 0 | 0 | 0 | 0 | 0 | 0
IGCC | 0 | 0 | 0 | 0 | 0 | 0
DemandResponse | 0 | 0 | 0 | 0 | 0 | 0
IGCC-CCS | 0 | 0 | 0 | 0 | 0 | 0
WT_off | 0 | 0 | 0 | 0 | 0 | 0
PseudoUnit | 0 | 0 | 0 | 0 | 0 | 0
FixedInterchange | 0 | 0 | 0 | 0 | 0 | 0
Emission Cost by Reporting Type: MAPP_US
ReportingType | 2015 | 2020 | 2025 | 2030 | 2035 | 2040
BM | 0 | 0 | 0 | 0 | 0 | 0
CC | 0 | 0 | 0 | 0 | 0 | 0
CSP | 0 | 0 | 0 | 0 | 0 | 0
CT | 0 | 0 | 0 | 0 | 0 | 0
Coal | 0 | 0 | 0 | 0 | 0 | 0
Geo | 0 | 0 | 0 | 0 | 0 | 0
H | 0 | 0 | 0 | 0 | 0 | 0
LFG | 0 | 0 | 0 | 0 | 0 | 0
Nuc | 0 | 0 | 0 | 0 | 0 | 0
PS | 0 | 0 | 0 | 0 | 0 | 0
PV | 0 | 0 | 0 | 0 | 0 | 0
PeakG | 0 | 0 | 0 | 0 | 0 | 0
PeakO | 0 | 0 | 0 | 0 | 0 | 0
ST | 0 | 0 | 0 | 0 | 0 | 0
STOG | 0 | 0 | 0 | 0 | 0 | 0
STWD | 0 | 0 | 0 | 0 | 0 | 0
WT | 0 | 0 | 0 | 0 | 0 | 0
IGCC | 0 | 0 | 0 | 0 | 0 | 0
DemandResponse | 0 | 0 | 0 | 0 | 0 | 0
IGCC-CCS | 0 | 0 | 0 | 0 | 0 | 0
WT_off | 0 | 0 | 0 | 0 | 0 | 0
PseudoUnit | 0 | 0 | 0 | 0 | 0 | 0
FixedInterchange | 0 | 0 | 0 | 0 | 0 | 0
Emission Cost by Reporting Type: MISO_IN
ReportingType | 2015 | 2020 | 2025 | 2030 | 2035 | 2040
BM | 0 | 0 | 0 | 0 | 0 | 0
CC | 0 | 0 | 0 | 0 | 0 | 0
CSP | 0 | 0 | 0 | 0 | 0 | 0
CT | 0 | 0 | 0 | 0 | 0 | 0
Coal | 0 | 0 | 0 | 0 | 0 | 0
Geo | 0 | 0 | 0 | 0 | 0 | 0
H | 0 | 0 | 0 | 0 | 0 | 0
LFG | 0 | 0 | 0 | 0 | 0 | 0
Nuc | 0 | 0 | 0 | 0 | 0 | 0
PS | 0 | 0 | 0 | 0 | 0 | 0
PV | 0 | 0 | 0 | 0 | 0 | 0
PeakG | 0 | 0 | 0 | 0 | 0 | 0
PeakO | 0 | 0 | 0 | 0 | 0 | 0
ST | 0 | 0 | 0 | 0 | 0 | 0
STOG | 0 | 0 | 0 | 0 | 0 | 0
STWD | 0 | 0 | 0 | 0 | 0 | 0
WT | 0 | 0 | 0 | 0 | 0 | 0
IGCC | 0 | 0 | 0 | 0 | 0 | 0
DemandResponse | 0 | 0 | 0 | 0 | 0 | 0
IGCC-CCS | 0 | 0 | 0 | 0 | 0 | 0
WT_off | 0 | 0 | 0 | 0 | 0 | 0
PseudoUnit | 0 | 0 | 0 | 0 | 0 | 0
FixedInterchange | 0 | 0 | 0 | 0 | 0 | 0
Emission Cost by Reporting Type: MISO_MI
ReportingType | 2015 | 2020 | 2025 | 2030 | 2035 | 2040
BM | 0 | 0 | 0 | 0 | 0 | 0
CC | 0 | 0 | 0 | 0 | 0 | 0
CSP | 0 | 0 | 0 | 0 | 0 | 0
CT | 0 | 0 | 0 | 0 | 0 | 0
Coal | 0 | 0 | 0 | 0 | 0 | 0
Geo | 0 | 0 | 0 | 0 | 0 | 0
H | 0 | 0 | 0 | 0 | 0 | 0
LFG | 0 | 0 | 0 | 0 | 0 | 0
Nuc | 0 | 0 | 0 | 0 | 0 | 0
PS | 0 | 0 | 0 | 0 | 0 | 0
PV | 0 | 0 | 0 | 0 | 0 | 0
PeakG | 0 | 0 | 0 | 0 | 0 | 0
PeakO | 0 | 0 | 0 | 0 | 0 | 0
ST | 0 | 0 | 0 | 0 | 0 | 0
STOG | 0 | 0 | 0 | 0 | 0 | 0
STWD | 0 | 0 | 0 | 0 | 0 | 0
WT | 0 | 0 | 0 | 0 | 0 | 0
IGCC | 0 | 0 | 0 | 0 | 0 | 0
DemandResponse | 0 | 0 | 0 | 0 | 0 | 0
IGCC-CCS | 0 | 0 | 0 | 0 | 0 | 0
WT_off | 0 | 0 | 0 | 0 | 0 | 0
PseudoUnit | 0 | 0 | 0 | 0 | 0 | 0
FixedInterchange | 0 | 0 | 0 | 0 | 0 | 0
Emission Cost by Reporting Type: MISO_MO-IL
ReportingType | 2015 | 2020 | 2025 | 2030 | 2035 | 2040
BM | 0 | 0 | 0 | 0 | 0 | 0
CC | 0 | 0 | 0 | 0 | 0 | 0
CSP | 0 | 0 | 0 | 0 | 0 | 0
CT | 0 | 0 | 0 | 0 | 0 | 0
Coal | 0 | 0 | 0 | 0 | 0 | 0
Geo | 0 | 0 | 0 | 0 | 0 | 0
H | 0 | 0 | 0 | 0 | 0 | 0
LFG | 0 | 0 | 0 | 0 | 0 | 0
Nuc | 0 | 0 | 0 | 0 | 0 | 0
PS | 0 | 0 | 0 | 0 | 0 | 0
PV | 0 | 0 | 0 | 0 | 0 | 0
PeakG | 0 | 0 | 0 | 0 | 0 | 0
PeakO | 0 | 0 | 0 | 0 | 0 | 0
ST | 0 | 0 | 0 | 0 | 0 | 0
STOG | 0 | 0 | 0 | 0 | 0 | 0
STWD | 0 | 0 | 0 | 0 | 0 | 0
WT | 0 | 0 | 0 | 0 | 0 | 0
IGCC | 0 | 0 | 0 | 0 | 0 | 0
DemandResponse | 0 | 0 | 0 | 0 | 0 | 0
IGCC-CCS | 0 | 0 | 0 | 0 | 0 | 0
WT_off | 0 | 0 | 0 | 0 | 0 | 0
PseudoUnit | 0 | 0 | 0 | 0 | 0 | 0
FixedInterchange | 0 | 0 | 0 | 0 | 0 | 0
Emission Cost by Reporting Type: MISO_W
ReportingType | 2015 | 2020 | 2025 | 2030 | 2035 | 2040
BM | 0 | 0 | 0 | 0 | 0 | 0
CC | 0 | 0 | 0 | 0 | 0 | 0
CSP | 0 | 0 | 0 | 0 | 0 | 0
CT | 0 | 0 | 0 | 0 | 0 | 0
Coal | 0 | 0 | 0 | 0 | 0 | 0
Geo | 0 | 0 | 0 | 0 | 0 | 0
H | 0 | 0 | 0 | 0 | 0 | 0
LFG | 0 | 0 | 0 | 0 | 0 | 0
Nuc | 0 | 0 | 0 | 0 | 0 | 0
PS | 0 | 0 | 0 | 0 | 0 | 0
PV | 0 | 0 | 0 | 0 | 0 | 0
PeakG | 0 | 0 | 0 | 0 | 0 | 0
PeakO | 0 | 0 | 0 | 0 | 0 | 0
ST | 0 | 0 | 0 | 0 | 0 | 0
STOG | 0 | 0 | 0 | 0 | 0 | 0
STWD | 0 | 0 | 0 | 0 | 0 | 0
WT | 0 | 0 | 0 | 0 | 0 | 0
IGCC | 0 | 0 | 0 | 0 | 0 | 0
DemandResponse | 0 | 0 | 0 | 0 | 0 | 0
IGCC-CCS | 0 | 0 | 0 | 0 | 0 | 0
WT_off | 0 | 0 | 0 | 0 | 0 | 0
PseudoUnit | 0 | 0 | 0 | 0 | 0 | 0
FixedInterchange | 0 | 0 | 0 | 0 | 0 | 0
Emission Cost by Reporting Type: MISO_WUMS
ReportingType | 2015 | 2020 | 2025 | 2030 | 2035 | 2040
BM | 0 | 0 | 0 | 0 | 0 | 0
CC | 0 | 0 | 0 | 0 | 0 | 0
CSP | 0 | 0 | 0 | 0 | 0 | 0
CT | 0 | 0 | 0 | 0 | 0 | 0
Coal | 0 | 0 | 0 | 0 | 0 | 0
Geo | 0 | 0 | 0 | 0 | 0 | 0
H | 0 | 0 | 0 | 0 | 0 | 0
LFG | 0 | 0 | 0 | 0 | 0 | 0
Nuc | 0 | 0 | 0 | 0 | 0 | 0
PS | 0 | 0 | 0 | 0 | 0 | 0
PV | 0 | 0 | 0 | 0 | 0 | 0
PeakG | 0 | 0 | 0 | 0 | 0 | 0
PeakO | 0 | 0 | 0 | 0 | 0 | 0
ST | 0 | 0 | 0 | 0 | 0 | 0
STOG | 0 | 0 | 0 | 0 | 0 | 0
STWD | 0 | 0 | 0 | 0 | 0 | 0
WT | 0 | 0 | 0 | 0 | 0 | 0
IGCC | 0 | 0 | 0 | 0 | 0 | 0
DemandResponse | 0 | 0 | 0 | 0 | 0 | 0
IGCC-CCS | 0 | 0 | 0 | 0 | 0 | 0
WT_off | 0 | 0 | 0 | 0 | 0 | 0
PseudoUnit | 0 | 0 | 0 | 0 | 0 | 0
FixedInterchange | 0 | 0 | 0 | 0 | 0 | 0
Emission Cost by Reporting Type: Nebraska
ReportingType | 2015 | 2020 | 2025 | 2030 | 2035 | 2040
BM | 0 | 0 | 0 | 0 | 0 | 0
CC | 0 | 0 | 0 | 0 | 0 | 0
CSP | 0 | 0 | 0 | 0 | 0 | 0
CT | 0 | 0 | 0 | 0 | 0 | 0
Coal | 0 | 0 | 0 | 0 | 0 | 0
Geo | 0 | 0 | 0 | 0 | 0 | 0
H | 0 | 0 | 0 | 0 | 0 | 0
LFG | 0 | 0 | 0 | 0 | 0 | 0
Nuc | 0 | 0 | 0 | 0 | 0 | 0
PS | 0 | 0 | 0 | 0 | 0 | 0
PV | 0 | 0 | 0 | 0 | 0 | 0
PeakG | 0 | 0 | 0 | 0 | 0 | 0
PeakO | 0 | 0 | 0 | 0 | 0 | 0
ST | 0 | 0 | 0 | 0 | 0 | 0
STOG | 0 | 0 | 0 | 0 | 0 | 0
STWD | 0 | 0 | 0 | 0 | 0 | 0
WT | 0 | 0 | 0 | 0 | 0 | 0
IGCC | 0 | 0 | 0 | 0 | 0 | 0
DemandResponse | 0 | 0 | 0 | 0 | 0 | 0
IGCC-CCS | 0 | 0 | 0 | 0 | 0 | 0
WT_off | 0 | 0 | 0 | 0 | 0 | 0
PseudoUnit | 0 | 0 | 0 | 0 | 0 | 0
FixedInterchange | 0 | 0 | 0 | 0 | 0 | 0
Emission Cost by Reporting Type: NEISO
ReportingType | 2015 | 2020 | 2025 | 2030 | 2035 | 2040
BM | 0 | 0 | 0 | 0 | 0 | 0
CC | 27.31 | 22.41 | 21.12 | 20.42 | 31.91 | 39.28
CSP | 0 | 0 | 0 | 0 | 0 | 0
CT | 0 | 0.01 | 0.01 | 0 | 0.03 | 0.08
Coal | 0.07 | 0 | 0 | 0 | 0 | 0
Geo | 0 | 0 | 0 | 0 | 0 | 0
H | 0 | 0 | 0 | 0 | 0 | 0
LFG | 0 | 0 | 0 | 0 | 0 | 0
Nuc | 0 | 0 | 0 | 0 | 0 | 0
PS | 0 | 0 | 0 | 0 | 0 | 0
PV | 0 | 0 | 0 | 0 | 0 | 0
PeakG | 0.03 | 0.04 | 0.04 | 0.04 | 0.12 | 0.13
PeakO | 0 | 0 | 0 | 0 | 0 | 0
ST | 0 | 0 | 0 | 0 | 0 | 0
STOG | 0 | 0 | 0 | 0 | 0 | 0
STWD | 0 | 0 | 0 | 0 | 0 | 0
WT | 0 | 0 | 0 | 0 | 0 | 0
IGCC | 0 | 0 | 0 | 0 | 0 | 0
DemandResponse | 0 | 0 | 0 | 0 | 0 | 0
IGCC-CCS | 0 | 0 | 0 | 0 | 0 | 0
WT_off | 0 | 0 | 0 | 0 | 0 | 0
PseudoUnit | 0 | 0 | 0 | 0 | 0 | 0
FixedInterchange | 0 | 0 | 0 | 0 | 0 | 0
Emission Cost by Reporting Type: NonRTO_Midwest
ReportingType | 2015 | 2020 | 2025 | 2030 | 2035 | 2040
BM | 0 | 0 | 0 | 0 | 0 | 0
CC | 0 | 0 | 0 | 0 | 0 | 0
CSP | 0 | 0 | 0 | 0 | 0 | 0
CT | 0 | 0 | 0 | 0 | 0 | 0
Coal | 0 | 0 | 0 | 0 | 0 | 0
Geo | 0 | 0 | 0 | 0 | 0 | 0
H | 0 | 0 | 0 | 0 | 0 | 0
LFG | 0 | 0 | 0 | 0 | 0 | 0
Nuc | 0 | 0 | 0 | 0 | 0 | 0
PS | 0 | 0 | 0 | 0 | 0 | 0
PV | 0 | 0 | 0 | 0 | 0 | 0
PeakG | 0 | 0 | 0 | 0 | 0 | 0
PeakO | 0 | 0 | 0 | 0 | 0 | 0
ST | 0 | 0 | 0 | 0 | 0 | 0
STOG | 0 | 0 | 0 | 0 | 0 | 0
STWD | 0 | 0 | 0 | 0 | 0 | 0
WT | 0 | 0 | 0 | 0 | 0 | 0
IGCC | 0 | 0 | 0 | 0 | 0 | 0
DemandResponse | 0 | 0 | 0 | 0 | 0 | 0
IGCC-CCS | 0 | 0 | 0 | 0 | 0 | 0
WT_off | 0 | 0 | 0 | 0 | 0 | 0
PseudoUnit | 0 | 0 | 0 | 0 | 0 | 0
FixedInterchange | 0 | 0 | 0 | 0 | 0 | 0
Emission Cost by Reporting Type: NYISO_A-F
ReportingType | 2015 | 2020 | 2025 | 2030 | 2035 | 2040
BM | 0 | 0 | 0 | 0 | 0 | 0
CC | 4.33 | 5.09 | 4.78 | 5.65 | 9.98 | 11.47
CSP | 0 | 0 | 0 | 0 | 0 | 0
CT | 0 | 0 | 0 | 0 | 0 | 0
Coal | 0 | 0 | 0 | 0 | 0 | 0
Geo | 0 | 0 | 0 | 0 | 0 | 0
H | 0 | 0 | 0 | 0 | 0 | 0
LFG | 0 | 0 | 0 | 0 | 0 | 0
Nuc | 0 | 0 | 0 | 0 | 0 | 0
PS | 0 | 0 | 0 | 0 | 0 | 0
PV | 0 | 0 | 0 | 0 | 0 | 0
PeakG | 0 | 0 | 0 | 0 | 0.01 | 0.01
PeakO | 0 | 0 | 0 | 0 | 0 | 0
ST | 0 | 0 | 0 | 0 | 0 | 0
STOG | 0 | 0 | 0 | 0 | 0 | 0
STWD | 0 | 0 | 0 | 0 | 0 | 0
WT | 0 | 0 | 0 | 0 | 0 | 0
IGCC | 0 | 0 | 0 | 0 | 0 | 0
DemandResponse | 0 | 0 | 0 | 0 | 0 | 0
IGCC-CCS | 0 | 0 | 0 | 0 | 0 | 0
WT_off | 0 | 0 | 0 | 0 | 0 | 0
PseudoUnit | 0 | 0 | 0 | 0 | 0 | 0
FixedInterchange | 0 | 0 | 0 | 0 | 0 | 0
Emission Cost by Reporting Type: NYISO_G-I
ReportingType | 2015 | 2020 | 2025 | 2030 | 2035 | 2040
BM | 0 | 0 | 0 | 0 | 0 | 0
CC | 3.65 | 5.07 | 5.25 | 5.13 | 15.63 | 35.22
CSP | 0 | 0 | 0 | 0 | 0 | 0
CT | 0 | 0 | 0 | 0 | 0 | 0
Coal | 0 | 0 | 0 | 0 | 0 | 0
Geo | 0 | 0 | 0 | 0 | 0 | 0
H | 0 | 0 | 0 | 0 | 0 | 0
LFG | 0 | 0 | 0 | 0 | 0 | 0
Nuc | 0 | 0 | 0 | 0 | 0 | 0
PS | 0 | 0 | 0 | 0 | 0 | 0
PV | 0 | 0 | 0 | 0 | 0 | 0
PeakG | 0 | 0 | 0 | 0 | 0 | 0
PeakO | 0 | 0 | 0 | 0 | 0 | 0
ST | 0 | 0 | 0 | 0 | 0 | 0
STOG | 0 | 0 | 0 | 0 | 0 | 0
STWD | 0 | 0 | 0 | 0 | 0 | 0
WT | 0 | 0 | 0 | 0 | 0 | 0
IGCC | 0 | 0 | 0 | 0 | 0 | 0
DemandResponse | 0 | 0 | 0 | 0 | 0 | 0
IGCC-CCS | 0 | 0 | 0 | 0 | 0 | 0
WT_off | 0 | 0 | 0 | 0 | 0 | 0
PseudoUnit | 0 | 0 | 0 | 0 | 0 | 0
FixedInterchange | 0 | 0 | 0 | 0 | 0 | 0
Emission Cost by Reporting Type: NYISO_J-K
ReportingType | 2015 | 2020 | 2025 | 2030 | 2035 | 2040
BM | 0 | 0 | 0 | 0 | 0 | 0
CC | 16.81 | 19.8 | 19.85 | 19.23 | 22.93 | 24.29
CSP | 0 | 0 | 0 | 0 | 0 | 0
CT | 0 | 0 | 0.01 | 0.05 | 0.25 | 0.4
Coal | 0 | 0 | 0 | 0 | 0 | 0
Geo | 0 | 0 | 0 | 0 | 0 | 0
H | 0 | 0 | 0 | 0 | 0 | 0
LFG | 0 | 0 | 0 | 0 | 0 | 0
Nuc | 0 | 0 | 0 | 0 | 0 | 0
PS | 0 | 0 | 0 | 0 | 0 | 0
PV | 0 | 0 | 0 | 0 | 0 | 0
PeakG | 0.06 | 0.21 | 0.25 | 0.18 | 0.44 | 0.24
PeakO | 0 | 0 | 0 | 0 | 0 | 0
ST | 0 | 0 | 0 | 0 | 0 | 0
STOG | 1.09 | 1.64 | 2.13 | 1.73 | 2.53 | 3.22
STWD | 0 | 0 | 0 | 0 | 0 | 0
WT | 0 | 0 | 0 | 0 | 0 | 0
IGCC | 0 | 0 | 0 | 0 | 0 | 0
DemandResponse | 0 | 0 | 0 | 0 | 0 | 0
IGCC-CCS | 0 | 0 | 0 | 0 | 0 | 0
WT_off | 0 | 0 | 0 | 0 | 0 | 0
PseudoUnit | 0 | 0 | 0 | 0 | 0 | 0
FixedInterchange | 0 | 0 | 0 | 0 | 0 | 0
Emission Cost by Reporting Type: PJM_E
ReportingType | 2015 | 2020 | 2025 | 2030 | 2035 | 2040
BM | 0 | 0 | 0 | 0 | 0 | 0
CC | 19.77 | 30.95 | 22.19 | 15.76 | 31.72 | 37.97
CSP | 0 | 0 | 0 | 0 | 0 | 0
CT | 0 | 0 | 0 | 0 | 0.01 | 0
Coal | 0.79 | 0.23 | 0.23 | 0.23 | 0.37 | 0.37
Geo | 0 | 0 | 0 | 0 | 0 | 0
H | 0 | 0 | 0 | 0 | 0 | 0
LFG | 0 | 0 | 0 | 0 | 0 | 0
Nuc | 0 | 0 | 0 | 0 | 0 | 0
PS | 0 | 0 | 0 | 0 | 0 | 0
PV | 0 | 0 | 0 | 0 | 0 | 0
PeakG | 0.03 | 0.1 | 0.3 | 0.27 | 1.13 | 0.36
PeakO | 0 | 0 | 0 | 0 | 0 | 0
ST | 0 | 0 | 0 | 0 | 0 | 0
STOG | 0.26 | 0.48 | 0.48 | 0.25 | 0.95 | 0.55
STWD | 0 | 0 | 0 | 0 | 0 | 0
WT | 0 | 0 | 0 | 0 | 0 | 0
IGCC | 0 | 0 | 0 | 0 | 0 | 0
DemandResponse | 0 | 0 | 0 | 0 | 0 | 0
IGCC-CCS | 0 | 0 | 0 | 0 | 0 | 0
WT_off | 0 | 0 | 0 | 0 | 0 | 0
PseudoUnit | 0 | 0 | 0 | 0 | 0 | 0
FixedInterchange | 0 | 0 | 0 | 0 | 0 | 0
Emission Cost by Reporting Type: PJM_ROM
ReportingType | 2015 | 2020 | 2025 | 2030 | 2035 | 2040
BM | 0 | 0 | 0 | 0 | 0 | 0
CC | 0.14 | 0.18 | 0.14 | 0.08 | 0.18 | 0.26
CSP | 0 | 0 | 0 | 0 | 0 | 0
CT | 0 | 0 | 0 | 0 | 0 | 0
Coal | 9.48 | 12.08 | 13 | 11.07 | 18.01 | 18.01
Geo | 0 | 0 | 0 | 0 | 0 | 0
H | 0 | 0 | 0 | 0 | 0 | 0
LFG | 0 | 0 | 0 | 0 | 0 | 0
Nuc | 0 | 0 | 0 | 0 | 0 | 0
PS | 0 | 0 | 0 | 0 | 0 | 0
PV | 0 | 0 | 0 | 0 | 0 | 0
PeakG | 0 | 0.06 | 0 | 0 | 0.37 | 0.19
PeakO | 0 | 0 | 0 | 0 | 0 | 0
ST | 0 | 0 | 0 | 0 | 0 | 0
STOG | 0 | 0 | 0 | 0 | 0 | 0
STWD | 0 | 0 | 0 | 0 | 0 | 0
WT | 0 | 0 | 0 | 0 | 0 | 0
IGCC | 0 | 0 | 0 | 0 | 0 | 0
DemandResponse | 0 | 0 | 0 | 0 | 0 | 0
IGCC-CCS | 0 | 0 | 0 | 0 | 0 | 0
WT_off | 0 | 0 | 0 | 0 | 0 | 0
PseudoUnit | 0 | 0 | 0 | 0 | 0 | 0
FixedInterchange | 0 | 0 | 0 | 0 | 0 | 0
Emission Cost by Reporting Type: PJM_ROR
ReportingType | 2015 | 2020 | 2025 | 2030 | 2035 | 2040
BM | 0 | 0 | 0 | 0 | 0 | 0
CC | 0 | 0 | 0 | 0 | 0 | 0
CSP | 0 | 0 | 0 | 0 | 0 | 0
CT | 0 | 0 | 0 | 0 | 0 | 0
Coal | 0 | 0 | 0 | 0 | 0 | 0
Geo | 0 | 0 | 0 | 0 | 0 | 0
H | 0 | 0 | 0 | 0 | 0 | 0
LFG | 0 | 0 | 0 | 0 | 0 | 0
Nuc | 0 | 0 | 0 | 0 | 0 | 0
PS | 0 | 0 | 0 | 0 | 0 | 0
PV | 0 | 0 | 0 | 0 | 0 | 0
PeakG | 0 | 0 | 0 | 0 | 0 | 0
PeakO | 0 | 0 | 0 | 0 | 0 | 0
ST | 0 | 0 | 0 | 0 | 0 | 0
STOG | 0 | 0 | 0 | 0 | 0 | 0
STWD | 0 | 0 | 0 | 0 | 0 | 0
WT | 0 | 0 | 0 | 0 | 0 | 0
IGCC | 0 | 0 | 0 | 0 | 0 | 0
DemandResponse | 0 | 0 | 0 | 0 | 0 | 0
IGCC-CCS | 0 | 0 | 0 | 0 | 0 | 0
WT_off | 0 | 0 | 0 | 0 | 0 | 0
PseudoUnit | 0 | 0 | 0 | 0 | 0 | 0
FixedInterchange | 0 | 0 | 0 | 0 | 0 | 0
Emission Cost by Reporting Type: SOCO
ReportingType | 2015 | 2020 | 2025 | 2030 | 2035 | 2040
BM | 0 | 0 | 0 | 0 | 0 | 0
CC | 0 | 0 | 0 | 0 | 0 | 0
CSP | 0 | 0 | 0 | 0 | 0 | 0
CT | 0 | 0 | 0 | 0 | 0 | 0
Coal | 0 | 0 | 0 | 0 | 0 | 0
Geo | 0 | 0 | 0 | 0 | 0 | 0
H | 0 | 0 | 0 | 0 | 0 | 0
LFG | 0 | 0 | 0 | 0 | 0 | 0
Nuc | 0 | 0 | 0 | 0 | 0 | 0
PS | 0 | 0 | 0 | 0 | 0 | 0
PV | 0 | 0 | 0 | 0 | 0 | 0
PeakG | 0 | 0 | 0 | 0 | 0 | 0
PeakO | 0 | 0 | 0 | 0 | 0 | 0
ST | 0 | 0 | 0 | 0 | 0 | 0
STOG | 0 | 0 | 0 | 0 | 0 | 0
STWD | 0 | 0 | 0 | 0 | 0 | 0
WT | 0 | 0 | 0 | 0 | 0 | 0
IGCC | 0 | 0 | 0 | 0 | 0 | 0
DemandResponse | 0 | 0 | 0 | 0 | 0 | 0
IGCC-CCS | 0 | 0 | 0 | 0 | 0 | 0
WT_off | 0 | 0 | 0 | 0 | 0 | 0
PseudoUnit | 0 | 0 | 0 | 0 | 0 | 0
FixedInterchange | 0 | 0 | 0 | 0 | 0 | 0
Emission Cost by Reporting Type: SPP_N
ReportingType | 2015 | 2020 | 2025 | 2030 | 2035 | 2040
BM | 0 | 0 | 0 | 0 | 0 | 0
CC | 0 | 0 | 0 | 0 | 0 | 0
CSP | 0 | 0 | 0 | 0 | 0 | 0
CT | 0 | 0 | 0 | 0 | 0 | 0
Coal | 0 | 0 | 0 | 0 | 0 | 0
Geo | 0 | 0 | 0 | 0 | 0 | 0
H | 0 | 0 | 0 | 0 | 0 | 0
LFG | 0 | 0 | 0 | 0 | 0 | 0
Nuc | 0 | 0 | 0 | 0 | 0 | 0
PS | 0 | 0 | 0 | 0 | 0 | 0
PV | 0 | 0 | 0 | 0 | 0 | 0
PeakG | 0 | 0 | 0 | 0 | 0 | 0
PeakO | 0 | 0 | 0 | 0 | 0 | 0
ST | 0 | 0 | 0 | 0 | 0 | 0
STOG | 0 | 0 | 0 | 0 | 0 | 0
STWD | 0 | 0 | 0 | 0 | 0 | 0
WT | 0 | 0 | 0 | 0 | 0 | 0
IGCC | 0 | 0 | 0 | 0 | 0 | 0
DemandResponse | 0 | 0 | 0 | 0 | 0 | 0
IGCC-CCS | 0 | 0 | 0 | 0 | 0 | 0
WT_off | 0 | 0 | 0 | 0 | 0 | 0
PseudoUnit | 0 | 0 | 0 | 0 | 0 | 0
FixedInterchange | 0 | 0 | 0 | 0 | 0 | 0
Emission Cost by Reporting Type: SPP_S
ReportingType | 2015 | 2020 | 2025 | 2030 | 2035 | 2040
BM | 0 | 0 | 0 | 0 | 0 | 0
CC | 0 | 0 | 0 | 0 | 0 | 0
CSP | 0 | 0 | 0 | 0 | 0 | 0
CT | 0 | 0 | 0 | 0 | 0 | 0
Coal | 0 | 0 | 0 | 0 | 0 | 0
Geo | 0 | 0 | 0 | 0 | 0 | 0
H | 0 | 0 | 0 | 0 | 0 | 0
LFG | 0 | 0 | 0 | 0 | 0 | 0
Nuc | 0 | 0 | 0 | 0 | 0 | 0
PS | 0 | 0 | 0 | 0 | 0 | 0
PV | 0 | 0 | 0 | 0 | 0 | 0
PeakG | 0 | 0 | 0 | 0 | 0 | 0
PeakO | 0 | 0 | 0 | 0 | 0 | 0
ST | 0 | 0 | 0 | 0 | 0 | 0
STOG | 0 | 0 | 0 | 0 | 0 | 0
STWD | 0 | 0 | 0 | 0 | 0 | 0
WT | 0 | 0 | 0 | 0 | 0 | 0
IGCC | 0 | 0 | 0 | 0 | 0 | 0
DemandResponse | 0 | 0 | 0 | 0 | 0 | 0
IGCC-CCS | 0 | 0 | 0 | 0 | 0 | 0
WT_off | 0 | 0 | 0 | 0 | 0 | 0
PseudoUnit | 0 | 0 | 0 | 0 | 0 | 0
FixedInterchange | 0 | 0 | 0 | 0 | 0 | 0
Emission Cost by Reporting Type: TVA
ReportingType | 2015 | 2020 | 2025 | 2030 | 2035 | 2040
BM | 0 | 0 | 0 | 0 | 0 | 0
CC | 0 | 0 | 0 | 0 | 0 | 0
CSP | 0 | 0 | 0 | 0 | 0 | 0
CT | 0 | 0 | 0 | 0 | 0 | 0
Coal | 0 | 0 | 0 | 0 | 0 | 0
Geo | 0 | 0 | 0 | 0 | 0 | 0
H | 0 | 0 | 0 | 0 | 0 | 0
LFG | 0 | 0 | 0 | 0 | 0 | 0
Nuc | 0 | 0 | 0 | 0 | 0 | 0
PS | 0 | 0 | 0 | 0 | 0 | 0
PV | 0 | 0 | 0 | 0 | 0 | 0
PeakG | 0 | 0 | 0 | 0 | 0 | 0
PeakO | 0 | 0 | 0 | 0 | 0 | 0
ST | 0 | 0 | 0 | 0 | 0 | 0
STOG | 0 | 0 | 0 | 0 | 0 | 0
STWD | 0 | 0 | 0 | 0 | 0 | 0
WT | 0 | 0 | 0 | 0 | 0 | 0
IGCC | 0 | 0 | 0 | 0 | 0 | 0
DemandResponse | 0 | 0 | 0 | 0 | 0 | 0
IGCC-CCS | 0 | 0 | 0 | 0 | 0 | 0
WT_off | 0 | 0 | 0 | 0 | 0 | 0
PseudoUnit | 0 | 0 | 0 | 0 | 0 | 0
FixedInterchange | 0 | 0 | 0 | 0 | 0 | 0
Emission Cost by Reporting Type: TVA_Transmission
ReportingType | 2015 | 2020 | 2025 | 2030 | 2035 | 2040
BM | 0 | 0 | 0 | 0 | 0 | 0
CC | 0 | 0 | 0 | 0 | 0 | 0
CSP | 0 | 0 | 0 | 0 | 0 | 0
CT | 0 | 0 | 0 | 0 | 0 | 0
Coal | 0 | 0 | 0 | 0 | 0 | 0
Geo | 0 | 0 | 0 | 0 | 0 | 0
H | 0 | 0 | 0 | 0 | 0 | 0
LFG | 0 | 0 | 0 | 0 | 0 | 0
Nuc | 0 | 0 | 0 | 0 | 0 | 0
PS | 0 | 0 | 0 | 0 | 0 | 0
PV | 0 | 0 | 0 | 0 | 0 | 0
PeakG | 0 | 0 | 0 | 0 | 0 | 0
PeakO | 0 | 0 | 0 | 0 | 0 | 0
ST | 0 | 0 | 0 | 0 | 0 | 0
STOG | 0 | 0 | 0 | 0 | 0 | 0
STWD | 0 | 0 | 0 | 0 | 0 | 0
WT | 0 | 0 | 0 | 0 | 0 | 0
IGCC | 0 | 0 | 0 | 0 | 0 | 0
DemandResponse | 0 | 0 | 0 | 0 | 0 | 0
IGCC-CCS | 0 | 0 | 0 | 0 | 0 | 0
WT_off | 0 | 0 | 0 | 0 | 0 | 0
PseudoUnit | 0 | 0 | 0 | 0 | 0 | 0
FixedInterchange | 0 | 0 | 0 | 0 | 0 | 0
Emission Cost by Reporting Type: VACAR
ReportingType | 2015 | 2020 | 2025 | 2030 | 2035 | 2040
BM | 0 | 0 | 0 | 0 | 0 | 0
CC | 0 | 0 | 0 | 0 | 0 | 0
CSP | 0 | 0 | 0 | 0 | 0 | 0
CT | 0 | 0 | 0 | 0 | 0 | 0
Coal | 0 | 0 | 0 | 0 | 0 | 0
Geo | 0 | 0 | 0 | 0 | 0 | 0
H | 0 | 0 | 0 | 0 | 0 | 0
LFG | 0 | 0 | 0 | 0 | 0 | 0
Nuc | 0 | 0 | 0 | 0 | 0 | 0
PS | 0 | 0 | 0 | 0 | 0 | 0
PV | 0 | 0 | 0 | 0 | 0 | 0
PeakG | 0 | 0 | 0 | 0 | 0 | 0
PeakO | 0 | 0 | 0 | 0 | 0 | 0
ST | 0 | 0 | 0 | 0 | 0 | 0
STOG | 0 | 0 | 0 | 0 | 0 | 0
STWD | 0 | 0 | 0 | 0 | 0 | 0
WT | 0 | 0 | 0 | 0 | 0 | 0
IGCC | 0 | 0 | 0 | 0 | 0 | 0
DemandResponse | 0 | 0 | 0 | 0 | 0 | 0
IGCC-CCS | 0 | 0 | 0 | 0 | 0 | 0
WT_off | 0 | 0 | 0 | 0 | 0 | 0
PseudoUnit | 0 | 0 | 0 | 0 | 0 | 0
FixedInterchange | 0 | 0 | 0 | 0 | 0 | 0
Emission Cost by Reporting Type: IESO
ReportingType | 2015 | 2020 | 2025 | 2030 | 2035 | 2040
BM | 0 | 0 | 0 | 0 | 0 | 0
CC | 0 | 0 | 0 | 0 | 0 | 0
CSP | 0 | 0 | 0 | 0 | 0 | 0
CT | 0 | 0 | 0 | 0 | 0 | 0
Coal | 0 | 0 | 0 | 0 | 0 | 0
Geo | 0 | 0 | 0 | 0 | 0 | 0
H | 0 | 0 | 0 | 0 | 0 | 0
LFG | 0 | 0 | 0 | 0 | 0 | 0
Nuc | 0 | 0 | 0 | 0 | 0 | 0
PS | 0 | 0 | 0 | 0 | 0 | 0
PV | 0 | 0 | 0 | 0 | 0 | 0
PeakG | 0 | 0 | 0 | 0 | 0 | 0
PeakO | 0 | 0 | 0 | 0 | 0 | 0
ST | 0 | 0 | 0 | 0 | 0 | 0
STOG | 0 | 0 | 0 | 0 | 0 | 0
STWD | 0 | 0 | 0 | 0 | 0 | 0
WT | 0 | 0 | 0 | 0 | 0 | 0
IGCC | 0 | 0 | 0 | 0 | 0 | 0
DemandResponse | 0 | 0 | 0 | 0 | 0 | 0
IGCC-CCS | 0 | 0 | 0 | 0 | 0 | 0
WT_off | 0 | 0 | 0 | 0 | 0 | 0
PseudoUnit | 0 | 0 | 0 | 0 | 0 | 0
FixedInterchange | 0 | 0 | 0 | 0 | 0 | 0
Emission Cost by Reporting Type: MAPP_CA
ReportingType | 2015 | 2020 | 2025 | 2030 | 2035 | 2040
BM | 0 | 0 | 0 | 0 | 0 | 0
CC | 0 | 0 | 0 | 0 | 0 | 0
CSP | 0 | 0 | 0 | 0 | 0 | 0
CT | 0 | 0 | 0 | 0 | 0 | 0
Coal | 0 | 0 | 0 | 0 | 0 | 0
Geo | 0 | 0 | 0 | 0 | 0 | 0
H | 0 | 0 | 0 | 0 | 0 | 0
LFG | 0 | 0 | 0 | 0 | 0 | 0
Nuc | 0 | 0 | 0 | 0 | 0 | 0
PS | 0 | 0 | 0 | 0 | 0 | 0
PV | 0 | 0 | 0 | 0 | 0 | 0
PeakG | 0 | 0 | 0 | 0 | 0 | 0
PeakO | 0 | 0 | 0 | 0 | 0 | 0
ST | 0 | 0 | 0 | 0 | 0 | 0
STOG | 0 | 0 | 0 | 0 | 0 | 0
STWD | 0 | 0 | 0 | 0 | 0 | 0
WT | 0 | 0 | 0 | 0 | 0 | 0
IGCC | 0 | 0 | 0 | 0 | 0 | 0
DemandResponse | 0 | 0 | 0 | 0 | 0 | 0
IGCC-CCS | 0 | 0 | 0 | 0 | 0 | 0
WT_off | 0 | 0 | 0 | 0 | 0 | 0
PseudoUnit | 0 | 0 | 0 | 0 | 0 | 0
FixedInterchange | 0 | 0 | 0 | 0 | 0 | 0
Emission Cost by Reporting Type: AZ_NM_SNV_Coal
ReportingType | 2015 | 2020 | 2025 | 2030 | 2035 | 2040
BM | 0 | 0 | 0 | 0 | 0 | 0
CC | 0 | 0 | 0 | 0 | 0 | 0
CSP | 0 | 0 | 0 | 0 | 0 | 0
CT | 0 | 0 | 0 | 0 | 0 | 0
Coal | 0 | 0 | 0 | 0 | 0 | 0
Geo | 0 | 0 | 0 | 0 | 0 | 0
H | 0 | 0 | 0 | 0 | 0 | 0
LFG | 0 | 0 | 0 | 0 | 0 | 0
Nuc | 0 | 0 | 0 | 0 | 0 | 0
PS | 0 | 0 | 0 | 0 | 0 | 0
PV | 0 | 0 | 0 | 0 | 0 | 0
PeakG | 0 | 0 | 0 | 0 | 0 | 0
PeakO | 0 | 0 | 0 | 0 | 0 | 0
ST | 0 | 0 | 0 | 0 | 0 | 0
STOG | 0 | 0 | 0 | 0 | 0 | 0
STWD | 0 | 0 | 0 | 0 | 0 | 0
WT | 0 | 0 | 0 | 0 | 0 | 0
IGCC | 0 | 0 | 0 | 0 | 0 | 0
DemandResponse | 0 | 0 | 0 | 0 | 0 | 0
IGCC-CCS | 0 | 0 | 0 | 0 | 0 | 0
WT_off | 0 | 0 | 0 | 0 | 0 | 0
PseudoUnit | 0 | 0 | 0 | 0 | 0 | 0
FixedInterchange | 0 | 0 | 0 | 0 | 0 | 0
Emission Cost by Reporting Type: AZ_NM_SNV_Gas
ReportingType | 2015 | 2020 | 2025 | 2030 | 2035 | 2040
BM | 0 | 0 | 0 | 0 | 0 | 0
CC | 0 | 0 | 0 | 0 | 0 | 0
CSP | 0 | 0 | 0 | 0 | 0 | 0
CT | 0 | 0 | 0 | 0 | 0 | 0
Coal | 0 | 0 | 0 | 0 | 0 | 0
Geo | 0 | 0 | 0 | 0 | 0 | 0
H | 0 | 0 | 0 | 0 | 0 | 0
LFG | 0 | 0 | 0 | 0 | 0 | 0
Nuc | 0 | 0 | 0 | 0 | 0 | 0
PS | 0 | 0 | 0 | 0 | 0 | 0
PV | 0 | 0 | 0 | 0 | 0 | 0
PeakG | 0 | 0 | 0 | 0 | 0 | 0
PeakO | 0 | 0 | 0 | 0 | 0 | 0
ST | 0 | 0 | 0 | 0 | 0 | 0
STOG | 0 | 0 | 0 | 0 | 0 | 0
STWD | 0 | 0 | 0 | 0 | 0 | 0
WT | 0 | 0 | 0 | 0 | 0 | 0
IGCC | 0 | 0 | 0 | 0 | 0 | 0
DemandResponse | 0 | 0 | 0 | 0 | 0 | 0
IGCC-CCS | 0 | 0 | 0 | 0 | 0 | 0
WT_off | 0 | 0 | 0 | 0 | 0 | 0
PseudoUnit | 0 | 0 | 0 | 0 | 0 | 0
FixedInterchange | 0 | 0 | 0 | 0 | 0 | 0
Emission Cost by Reporting Type: AZ_NM_SNV_NucRenew
ReportingType | 2015 | 2020 | 2025 | 2030 | 2035 | 2040
BM | 0 | 0 | 0 | 0 | 0 | 0
CC | 0 | 0 | 0 | 0 | 0 | 0
CSP | 0 | 0 | 0 | 0 | 0 | 0
CT | 0 | 0 | 0 | 0 | 0 | 0
Coal | 0 | 0 | 0 | 0 | 0 | 0
Geo | 0 | 0 | 0 | 0 | 0 | 0
H | 0 | 0 | 0 | 0 | 0 | 0
LFG | 0 | 0 | 0 | 0 | 0 | 0
Nuc | 0 | 0 | 0 | 0 | 0 | 0
PS | 0 | 0 | 0 | 0 | 0 | 0
PV | 0 | 0 | 0 | 0 | 0 | 0
PeakG | 0 | 0 | 0 | 0 | 0 | 0
PeakO | 0 | 0 | 0 | 0 | 0 | 0
ST | 0 | 0 | 0 | 0 | 0 | 0
STOG | 0 | 0 | 0 | 0 | 0 | 0
STWD | 0 | 0 | 0 | 0 | 0 | 0
WT | 0 | 0 | 0 | 0 | 0 | 0
IGCC | 0 | 0 | 0 | 0 | 0 | 0
DemandResponse | 0 | 0 | 0 | 0 | 0 | 0
IGCC-CCS | 0 | 0 | 0 | 0 | 0 | 0
WT_off | 0 | 0 | 0 | 0 | 0 | 0
PseudoUnit | 0 | 0 | 0 | 0 | 0 | 0
FixedInterchange | 0 | 0 | 0 | 0 | 0 | 0
Emission Cost by Reporting Type: ERCOT
ReportingType | 2015 | 2020 | 2025 | 2030 | 2035 | 2040
BM | 0 | 0 | 0 | 0 | 0 | 0
CC | 0 | 0 | 0 | 0 | 0 | 0
CSP | 0 | 0 | 0 | 0 | 0 | 0
CT | 0 | 0 | 0 | 0 | 0 | 0
Coal | 0 | 0 | 0 | 0 | 0 | 0
Geo | 0 | 0 | 0 | 0 | 0 | 0
H | 0 | 0 | 0 | 0 | 0 | 0
LFG | 0 | 0 | 0 | 0 | 0 | 0
Nuc | 0 | 0 | 0 | 0 | 0 | 0
PS | 0 | 0 | 0 | 0 | 0 | 0
PV | 0 | 0 | 0 | 0 | 0 | 0
PeakG | 0 | 0 | 0 | 0 | 0 | 0
PeakO | 0 | 0 | 0 | 0 | 0 | 0
ST | 0 | 0 | 0 | 0 | 0 | 0
STOG | 0 | 0 | 0 | 0 | 0 | 0
STWD | 0 | 0 | 0 | 0 | 0 | 0
WT | 0 | 0 | 0 | 0 | 0 | 0
IGCC | 0 | 0 | 0 | 0 | 0 | 0
DemandResponse | 0 | 0 | 0 | 0 | 0 | 0
IGCC-CCS | 0 | 0 | 0 | 0 | 0 | 0
WT_off | 0 | 0 | 0 | 0 | 0 | 0
PseudoUnit | 0 | 0 | 0 | 0 | 0 | 0
FixedInterchange | 0 | 0 | 0 | 0 | 0 | 0
Emission Cost by Reporting Type: NP15
ReportingType | 2015 | 2020 | 2025 | 2030 | 2035 | 2040
BM | 0 | 0 | 0 | 0 | 0 | 0
CC | 0 | 0 | 0 | 0 | 0 | 0
CSP | 0 | 0 | 0 | 0 | 0 | 0
CT | 0 | 0 | 0 | 0 | 0 | 0
Coal | 0 | 0 | 0 | 0 | 0 | 0
Geo | 0 | 0 | 0 | 0 | 0 | 0
H | 0 | 0 | 0 | 0 | 0 | 0
LFG | 0 | 0 | 0 | 0 | 0 | 0
Nuc | 0 | 0 | 0 | 0 | 0 | 0
PS | 0 | 0 | 0 | 0 | 0 | 0
PV | 0 | 0 | 0 | 0 | 0 | 0
PeakG | 0 | 0 | 0 | 0 | 0 | 0
PeakO | 0 | 0 | 0 | 0 | 0 | 0
ST | 0 | 0 | 0 | 0 | 0 | 0
STOG | 0 | 0 | 0 | 0 | 0 | 0
STWD | 0 | 0 | 0 | 0 | 0 | 0
WT | 0 | 0 | 0 | 0 | 0 | 0
IGCC | 0 | 0 | 0 | 0 | 0 | 0
DemandResponse | 0 | 0 | 0 | 0 | 0 | 0
IGCC-CCS | 0 | 0 | 0 | 0 | 0 | 0
WT_off | 0 | 0 | 0 | 0 | 0 | 0
PseudoUnit | 0 | 0 | 0 | 0 | 0 | 0
FixedInterchange | 0 | 0 | 0 | 0 | 0 | 0
Emission Cost by Reporting Type: NWPP_Coal
ReportingType | 2015 | 2020 | 2025 | 2030 | 2035 | 2040
BM | 0 | 0 | 0 | 0 | 0 | 0
CC | 0 | 0 | 0 | 0 | 0 | 0
CSP | 0 | 0 | 0 | 0 | 0 | 0
CT | 0 | 0 | 0 | 0 | 0 | 0
Coal | 0 | 0 | 0 | 0 | 0 | 0
Geo | 0 | 0 | 0 | 0 | 0 | 0
H | 0 | 0 | 0 | 0 | 0 | 0
LFG | 0 | 0 | 0 | 0 | 0 | 0
Nuc | 0 | 0 | 0 | 0 | 0 | 0
PS | 0 | 0 | 0 | 0 | 0 | 0
PV | 0 | 0 | 0 | 0 | 0 | 0
PeakG | 0 | 0 | 0 | 0 | 0 | 0
PeakO | 0 | 0 | 0 | 0 | 0 | 0
ST | 0 | 0 | 0 | 0 | 0 | 0
STOG | 0 | 0 | 0 | 0 | 0 | 0
STWD | 0 | 0 | 0 | 0 | 0 | 0
WT | 0 | 0 | 0 | 0 | 0 | 0
IGCC | 0 | 0 | 0 | 0 | 0 | 0
DemandResponse | 0 | 0 | 0 | 0 | 0 | 0
IGCC-CCS | 0 | 0 | 0 | 0 | 0 | 0
WT_off | 0 | 0 | 0 | 0 | 0 | 0
PseudoUnit | 0 | 0 | 0 | 0 | 0 | 0
FixedInterchange | 0 | 0 | 0 | 0 | 0 | 0
Emission Cost by Reporting Type: NWPP_Gas
ReportingType | 2015 | 2020 | 2025 | 2030 | 2035 | 2040
BM | 0 | 0 | 0 | 0 | 0 | 0
CC | 0 | 0 | 0 | 0 | 0 | 0
CSP | 0 | 0 | 0 | 0 | 0 | 0
CT | 0 | 0 | 0 | 0 | 0 | 0
Coal | 0 | 0 | 0 | 0 | 0 | 0
Geo | 0 | 0 | 0 | 0 | 0 | 0
H | 0 | 0 | 0 | 0 | 0 | 0
LFG | 0 | 0 | 0 | 0 | 0 | 0
Nuc | 0 | 0 | 0 | 0 | 0 | 0
PS | 0 | 0 | 0 | 0 | 0 | 0
PV | 0 | 0 | 0 | 0 | 0 | 0
PeakG | 0 | 0 | 0 | 0 | 0 | 0
PeakO | 0 | 0 | 0 | 0 | 0 | 0
ST | 0 | 0 | 0 | 0 | 0 | 0
STOG | 0 | 0 | 0 | 0 | 0 | 0
STWD | 0 | 0 | 0 | 0 | 0 | 0
WT | 0 | 0 | 0 | 0 | 0 | 0
IGCC | 0 | 0 | 0 | 0 | 0 | 0
DemandResponse | 0 | 0 | 0 | 0 | 0 | 0
IGCC-CCS | 0 | 0 | 0 | 0 | 0 | 0
WT_off | 0 | 0 | 0 | 0 | 0 | 0
PseudoUnit | 0 | 0 | 0 | 0 | 0 | 0
FixedInterchange | 0 | 0 | 0 | 0 | 0 | 0
Emission Cost by Reporting Type: NWPP_NucRenew
ReportingType | 2015 | 2020 | 2025 | 2030 | 2035 | 2040
BM | 0 | 0 | 0 | 0 | 0 | 0
CC | 0 | 0 | 0 | 0 | 0 | 0
CSP | 0 | 0 | 0 | 0 | 0 | 0
CT | 0 | 0 | 0 | 0 | 0 | 0
Coal | 0 | 0 | 0 | 0 | 0 | 0
Geo | 0 | 0 | 0 | 0 | 0 | 0
H | 0 | 0 | 0 | 0 | 0 | 0
LFG | 0 | 0 | 0 | 0 | 0 | 0
Nuc | 0 | 0 | 0 | 0 | 0 | 0
PS | 0 | 0 | 0 | 0 | 0 | 0
PV | 0 | 0 | 0 | 0 | 0 | 0
PeakG | 0 | 0 | 0 | 0 | 0 | 0
PeakO | 0 | 0 | 0 | 0 | 0 | 0
ST | 0 | 0 | 0 | 0 | 0 | 0
STOG | 0 | 0 | 0 | 0 | 0 | 0
STWD | 0 | 0 | 0 | 0 | 0 | 0
WT | 0 | 0 | 0 | 0 | 0 | 0
IGCC | 0 | 0 | 0 | 0 | 0 | 0
DemandResponse | 0 | 0 | 0 | 0 | 0 | 0
IGCC-CCS | 0 | 0 | 0 | 0 | 0 | 0
WT_off | 0 | 0 | 0 | 0 | 0 | 0
PseudoUnit | 0 | 0 | 0 | 0 | 0 | 0
FixedInterchange | 0 | 0 | 0 | 0 | 0 | 0
Emission Cost by Reporting Type: RMPA
ReportingType | 2015 | 2020 | 2025 | 2030 | 2035 | 2040
BM | 0 | 0 | 0 | 0 | 0 | 0
CC | 0 | 0 | 0 | 0 | 0 | 0
CSP | 0 | 0 | 0 | 0 | 0 | 0
CT | 0 | 0 | 0 | 0 | 0 | 0
Coal | 0 | 0 | 0 | 0 | 0 | 0
Geo | 0 | 0 | 0 | 0 | 0 | 0
H | 0 | 0 | 0 | 0 | 0 | 0
LFG | 0 | 0 | 0 | 0 | 0 | 0
Nuc | 0 | 0 | 0 | 0 | 0 | 0
PS | 0 | 0 | 0 | 0 | 0 | 0
PV | 0 | 0 | 0 | 0 | 0 | 0
PeakG | 0 | 0 | 0 | 0 | 0 | 0
PeakO | 0 | 0 | 0 | 0 | 0 | 0
ST | 0 | 0 | 0 | 0 | 0 | 0
STOG | 0 | 0 | 0 | 0 | 0 | 0
STWD | 0 | 0 | 0 | 0 | 0 | 0
WT | 0 | 0 | 0 | 0 | 0 | 0
IGCC | 0 | 0 | 0 | 0 | 0 | 0
DemandResponse | 0 | 0 | 0 | 0 | 0 | 0
IGCC-CCS | 0 | 0 | 0 | 0 | 0 | 0
WT_off | 0 | 0 | 0 | 0 | 0 | 0
PseudoUnit | 0 | 0 | 0 | 0 | 0 | 0
FixedInterchange | 0 | 0 | 0 | 0 | 0 | 0
Emission Cost by Reporting Type: SP15
ReportingType | 2015 | 2020 | 2025 | 2030 | 2035 | 2040
BM | 0 | 0 | 0 | 0 | 0 | 0
CC | 0 | 0 | 0 | 0 | 0 | 0
CSP | 0 | 0 | 0 | 0 | 0 | 0
CT | 0 | 0 | 0 | 0 | 0 | 0
Coal | 0 | 0 | 0 | 0 | 0 | 0
Geo | 0 | 0 | 0 | 0 | 0 | 0
H | 0 | 0 | 0 | 0 | 0 | 0
LFG | 0 | 0 | 0 | 0 | 0 | 0
Nuc | 0 | 0 | 0 | 0 | 0 | 0
PS | 0 | 0 | 0 | 0 | 0 | 0
PV | 0 | 0 | 0 | 0 | 0 | 0
PeakG | 0 | 0 | 0 | 0 | 0 | 0
PeakO | 0 | 0 | 0 | 0 | 0 | 0
ST | 0 | 0 | 0 | 0 | 0 | 0
STOG | 0 | 0 | 0 | 0 | 0 | 0
STWD | 0 | 0 | 0 | 0 | 0 | 0
WT | 0 | 0 | 0 | 0 | 0 | 0
IGCC | 0 | 0 | 0 | 0 | 0 | 0
DemandResponse | 0 | 0 | 0 | 0 | 0 | 0
IGCC-CCS | 0 | 0 | 0 | 0 | 0 | 0
WT_off | 0 | 0 | 0 | 0 | 0 | 0
PseudoUnit | 0 | 0 | 0 | 0 | 0 | 0
FixedInterchange | 0 | 0 | 0 | 0 | 0 | 0
Emission Cost by Reporting Type: ALB
ReportingType | 2015 | 2020 | 2025 | 2030 | 2035 | 2040
BM | 0 | 0 | 0 | 0 | 0 | 0
CC | 0 | 0 | 0 | 0 | 0 | 0
CSP | 0 | 0 | 0 | 0 | 0 | 0
CT | 0 | 0 | 0 | 0 | 0 | 0
Coal | 0 | 0 | 0 | 0 | 0 | 0
Geo | 0 | 0 | 0 | 0 | 0 | 0
H | 0 | 0 | 0 | 0 | 0 | 0
LFG | 0 | 0 | 0 | 0 | 0 | 0
Nuc | 0 | 0 | 0 | 0 | 0 | 0
PS | 0 | 0 | 0 | 0 | 0 | 0
PV | 0 | 0 | 0 | 0 | 0 | 0
PeakG | 0 | 0 | 0 | 0 | 0 | 0
PeakO | 0 | 0 | 0 | 0 | 0 | 0
ST | 0 | 0 | 0 | 0 | 0 | 0
STOG | 0 | 0 | 0 | 0 | 0 | 0
STWD | 0 | 0 | 0 | 0 | 0 | 0
WT | 0 | 0 | 0 | 0 | 0 | 0
IGCC | 0 | 0 | 0 | 0 | 0 | 0
DemandResponse | 0 | 0 | 0 | 0 | 0 | 0
IGCC-CCS | 0 | 0 | 0 | 0 | 0 | 0
WT_off | 0 | 0 | 0 | 0 | 0 | 0
PseudoUnit | 0 | 0 | 0 | 0 | 0 | 0
FixedInterchange | 0 | 0 | 0 | 0 | 0 | 0
Emission Cost by Reporting Type: BC
ReportingType | 2015 | 2020 | 2025 | 2030 | 2035 | 2040
BM | 0 | 0 | 0 | 0 | 0 | 0
CC | 0 | 0 | 0 | 0 | 0 | 0
CSP | 0 | 0 | 0 | 0 | 0 | 0
CT | 0 | 0 | 0 | 0 | 0 | 0
Coal | 0 | 0 | 0 | 0 | 0 | 0
Geo | 0 | 0 | 0 | 0 | 0 | 0
H | 0 | 0 | 0 | 0 | 0 | 0
LFG | 0 | 0 | 0 | 0 | 0 | 0
Nuc | 0 | 0 | 0 | 0 | 0 | 0
PS | 0 | 0 | 0 | 0 | 0 | 0
PV | 0 | 0 | 0 | 0 | 0 | 0
PeakG | 0 | 0 | 0 | 0 | 0 | 0
PeakO | 0 | 0 | 0 | 0 | 0 | 0
ST | 0 | 0 | 0 | 0 | 0 | 0
STOG | 0 | 0 | 0 | 0 | 0 | 0
STWD | 0 | 0 | 0 | 0 | 0 | 0
WT | 0 | 0 | 0 | 0 | 0 | 0
IGCC | 0 | 0 | 0 | 0 | 0 | 0
DemandResponse | 0 | 0 | 0 | 0 | 0 | 0
IGCC-CCS | 0 | 0 | 0 | 0 | 0 | 0
WT_off | 0 | 0 | 0 | 0 | 0 | 0
PseudoUnit | 0 | 0 | 0 | 0 | 0 | 0
FixedInterchange | 0 | 0 | 0 | 0 | 0 | 0
Emission Cost by Reporting Type: HQ_IESO
ReportingType | 2015 | 2020 | 2025 | 2030 | 2035 | 2040
BM | 0 | 0 | 0 | 0 | 0 | 0
CC | 0 | 0 | 0 | 0 | 0 | 0
CSP | 0 | 0 | 0 | 0 | 0 | 0
CT | 0 | 0 | 0 | 0 | 0 | 0
Coal | 0 | 0 | 0 | 0 | 0 | 0
Geo | 0 | 0 | 0 | 0 | 0 | 0
H | 0 | 0 | 0 | 0 | 0 | 0
LFG | 0 | 0 | 0 | 0 | 0 | 0
Nuc | 0 | 0 | 0 | 0 | 0 | 0
PS | 0 | 0 | 0 | 0 | 0 | 0
PV | 0 | 0 | 0 | 0 | 0 | 0
PeakG | 0 | 0 | 0 | 0 | 0 | 0
PeakO | 0 | 0 | 0 | 0 | 0 | 0
ST | 0 | 0 | 0 | 0 | 0 | 0
STOG | 0 | 0 | 0 | 0 | 0 | 0
STWD | 0 | 0 | 0 | 0 | 0 | 0
WT | 0 | 0 | 0 | 0 | 0 | 0
IGCC | 0 | 0 | 0 | 0 | 0 | 0
DemandResponse | 0 | 0 | 0 | 0 | 0 | 0
IGCC-CCS | 0 | 0 | 0 | 0 | 0 | 0
WT_off | 0 | 0 | 0 | 0 | 0 | 0
PseudoUnit | 0 | 0 | 0 | 0 | 0 | 0
FixedInterchange | 0 | 0 | 0 | 0 | 0 | 0
Emission Cost by Reporting Type: HQ_NEISO
ReportingType | 2015 | 2020 | 2025 | 2030 | 2035 | 2040
BM | 0 | 0 | 0 | 0 | 0 | 0
CC | 0 | 0 | 0 | 0 | 0 | 0
CSP | 0 | 0 | 0 | 0 | 0 | 0
CT | 0 | 0 | 0 | 0 | 0 | 0
Coal | 0 | 0 | 0 | 0 | 0 | 0
Geo | 0 | 0 | 0 | 0 | 0 | 0
H | 0 | 0 | 0 | 0 | 0 | 0
LFG | 0 | 0 | 0 | 0 | 0 | 0
Nuc | 0 | 0 | 0 | 0 | 0 | 0
PS | 0 | 0 | 0 | 0 | 0 | 0
PV | 0 | 0 | 0 | 0 | 0 | 0
PeakG | 0 | 0 | 0 | 0 | 0 | 0
PeakO | 0 | 0 | 0 | 0 | 0 | 0
ST | 0 | 0 | 0 | 0 | 0 | 0
STOG | 0 | 0 | 0 | 0 | 0 | 0
STWD | 0 | 0 | 0 | 0 | 0 | 0
WT | 0 | 0 | 0 | 0 | 0 | 0
IGCC | 0 | 0 | 0 | 0 | 0 | 0
DemandResponse | 0 | 0 | 0 | 0 | 0 | 0
IGCC-CCS | 0 | 0 | 0 | 0 | 0 | 0
WT_off | 0 | 0 | 0 | 0 | 0 | 0
PseudoUnit | 0 | 0 | 0 | 0 | 0 | 0
FixedInterchange | 0 | 0 | 0 | 0 | 0 | 0
Emission Cost by Reporting Type: HQ_NY
ReportingType | 2015 | 2020 | 2025 | 2030 | 2035 | 2040
BM | 0 | 0 | 0 | 0 | 0 | 0
CC | 0 | 0 | 0 | 0 | 0 | 0
CSP | 0 | 0 | 0 | 0 | 0 | 0
CT | 0 | 0 | 0 | 0 | 0 | 0
Coal | 0 | 0 | 0 | 0 | 0 | 0
Geo | 0 | 0 | 0 | 0 | 0 | 0
H | 0 | 0 | 0 | 0 | 0 | 0
LFG | 0 | 0 | 0 | 0 | 0 | 0
Nuc | 0 | 0 | 0 | 0 | 0 | 0
PS | 0 | 0 | 0 | 0 | 0 | 0
PV | 0 | 0 | 0 | 0 | 0 | 0
PeakG | 0 | 0 | 0 | 0 | 0 | 0
PeakO | 0 | 0 | 0 | 0 | 0 | 0
ST | 0 | 0 | 0 | 0 | 0 | 0
STOG | 0 | 0 | 0 | 0 | 0 | 0
STWD | 0 | 0 | 0 | 0 | 0 | 0
WT | 0 | 0 | 0 | 0 | 0 | 0
IGCC | 0 | 0 | 0 | 0 | 0 | 0
DemandResponse | 0 | 0 | 0 | 0 | 0 | 0
IGCC-CCS | 0 | 0 | 0 | 0 | 0 | 0
WT_off | 0 | 0 | 0 | 0 | 0 | 0
PseudoUnit | 0 | 0 | 0 | 0 | 0 | 0
FixedInterchange | 0 | 0 | 0 | 0 | 0 | 0
Emission Cost by Reporting Type: MARITIMES
ReportingType | 2015 | 2020 | 2025 | 2030 | 2035 | 2040
BM | 0 | 0 | 0 | 0 | 0 | 0
CC | 0 | 0 | 0 | 0 | 0 | 0
CSP | 0 | 0 | 0 | 0 | 0 | 0
CT | 0 | 0 | 0 | 0 | 0 | 0
Coal | 0 | 0 | 0 | 0 | 0 | 0
Geo | 0 | 0 | 0 | 0 | 0 | 0
H | 0 | 0 | 0 | 0 | 0 | 0
LFG | 0 | 0 | 0 | 0 | 0 | 0
Nuc | 0 | 0 | 0 | 0 | 0 | 0
PS | 0 | 0 | 0 | 0 | 0 | 0
PV | 0 | 0 | 0 | 0 | 0 | 0
PeakG | 0 | 0 | 0 | 0 | 0 | 0
PeakO | 0 | 0 | 0 | 0 | 0 | 0
ST | 0 | 0 | 0 | 0 | 0 | 0
STOG | 0 | 0 | 0 | 0 | 0 | 0
STWD | 0 | 0 | 0 | 0 | 0 | 0
WT | 0 | 0 | 0 | 0 | 0 | 0
IGCC | 0 | 0 | 0 | 0 | 0 | 0
DemandResponse | 0 | 0 | 0 | 0 | 0 | 0
IGCC-CCS | 0 | 0 | 0 | 0 | 0 | 0
WT_off | 0 | 0 | 0 | 0 | 0 | 0
PseudoUnit | 0 | 0 | 0 | 0 | 0 | 0
FixedInterchange | 0 | 0 | 0 | 0 | 0 | 0
Emission Cost by Reporting Type: All
ReportingType | 2015 | 2020 | 2025 | 2030 | 2035 | 2040
BM | 0 | 0 | 0 | 0 | 0 | 0
CC | 72.02 | 83.51 | 73.33 | 66.27 | 112.35 | 148.49
CSP | 0 | 0 | 0 | 0 | 0 | 0
CT | 0 | 0.01 | 0.03 | 0.06 | 0.29 | 0.48
Coal | 10.34 | 12.31 | 13.23 | 11.29 | 18.38 | 18.38
Geo | 0 | 0 | 0 | 0 | 0 | 0
H | 0 | 0 | 0 | 0 | 0 | 0
LFG | 0 | 0 | 0 | 0 | 0 | 0
Nuc | 0 | 0 | 0 | 0 | 0 | 0
PS | 0 | 0 | 0 | 0 | 0 | 0
PV | 0 | 0 | 0 | 0 | 0 | 0
PeakG | 0.11 | 0.41 | 0.6 | 0.49 | 2.06 | 0.93
PeakO | 0 | 0 | 0 | 0 | 0 | 0
ST | 0 | 0 | 0 | 0 | 0 | 0
STOG | 1.36 | 2.12 | 2.62 | 1.98 | 3.47 | 3.77
STWD | 0 | 0 | 0 | 0 | 0 | 0
WT | 0 | 0 | 0 | 0 | 0 | 0
IGCC | 0 | 0 | 0 | 0 | 0 | 0
DemandResponse | 0 | 0 | 0 | 0 | 0 | 0
IGCC-CCS | 0 | 0 | 0 | 0 | 0 | 0
WT_off | 0 | 0 | 0 | 0 | 0 | 0
PseudoUnit | 0 | 0 | 0 | 0 | 0 | 0
FixedInterchange | 0 | 0 | 0 | 0 | 0 | 0
Emission Cost by Reporting Type: EI_US
ReportingType | 2015 | 2020 | 2025 | 2030 | 2035 | 2040
BM | 0 | 0 | 0 | 0 | 0 | 0
CC | 72.02 | 83.51 | 73.33 | 66.27 | 112.35 | 148.49
CSP | 0 | 0 | 0 | 0 | 0 | 0
CT | 0 | 0.01 | 0.03 | 0.06 | 0.29 | 0.48
Coal | 10.34 | 12.31 | 13.23 | 11.29 | 18.38 | 18.38
Geo | 0 | 0 | 0 | 0 | 0 | 0
H | 0 | 0 | 0 | 0 | 0 | 0
LFG | 0 | 0 | 0 | 0 | 0 | 0
Nuc | 0 | 0 | 0 | 0 | 0 | 0
PS | 0 | 0 | 0 | 0 | 0 | 0
PV | 0 | 0 | 0 | 0 | 0 | 0
PeakG | 0.11 | 0.41 | 0.6 | 0.49 | 2.06 | 0.93
PeakO | 0 | 0 | 0 | 0 | 0 | 0
ST | 0 | 0 | 0 | 0 | 0 | 0
STOG | 1.36 | 2.12 | 2.62 | 1.98 | 3.47 | 3.77
STWD | 0 | 0 | 0 | 0 | 0 | 0
WT | 0 | 0 | 0 | 0 | 0 | 0
IGCC | 0 | 0 | 0 | 0 | 0 | 0
DemandResponse | 0 | 0 | 0 | 0 | 0 | 0
IGCC-CCS | 0 | 0 | 0 | 0 | 0 | 0
WT_off | 0 | 0 | 0 | 0 | 0 | 0
PseudoUnit | 0 | 0 | 0 | 0 | 0 | 0
FixedInterchange | 0 | 0 | 0 | 0 | 0 | 0
Emission Cost by Reporting Type: EI_Canada
ReportingType | 2015 | 2020 | 2025 | 2030 | 2035 | 2040
BM | 0 | 0 | 0 | 0 | 0 | 0
CC | 0 | 0 | 0 | 0 | 0 | 0
CSP | 0 | 0 | 0 | 0 | 0 | 0
CT | 0 | 0 | 0 | 0 | 0 | 0
Coal | 0 | 0 | 0 | 0 | 0 | 0
Geo | 0 | 0 | 0 | 0 | 0 | 0
H | 0 | 0 | 0 | 0 | 0 | 0
LFG | 0 | 0 | 0 | 0 | 0 | 0
Nuc | 0 | 0 | 0 | 0 | 0 | 0
PS | 0 | 0 | 0 | 0 | 0 | 0
PV | 0 | 0 | 0 | 0 | 0 | 0
PeakG | 0 | 0 | 0 | 0 | 0 | 0
PeakO | 0 | 0 | 0 | 0 | 0 | 0
ST | 0 | 0 | 0 | 0 | 0 | 0
STOG | 0 | 0 | 0 | 0 | 0 | 0
STWD | 0 | 0 | 0 | 0 | 0 | 0
WT | 0 | 0 | 0 | 0 | 0 | 0
IGCC | 0 | 0 | 0 | 0 | 0 | 0
DemandResponse | 0 | 0 | 0 | 0 | 0 | 0
IGCC-CCS | 0 | 0 | 0 | 0 | 0 | 0
WT_off | 0 | 0 | 0 | 0 | 0 | 0
PseudoUnit | 0 | 0 | 0 | 0 | 0 | 0
FixedInterchange | 0 | 0 | 0 | 0 | 0 | 0
Emission Cost by Reporting Type: EI
ReportingType | 2015 | 2020 | 2025 | 2030 | 2035 | 2040
BM | 0 | 0 | 0 | 0 | 0 | 0
CC | 72.02 | 83.51 | 73.33 | 66.27 | 112.35 | 148.49
CSP | 0 | 0 | 0 | 0 | 0 | 0
CT | 0 | 0.01 | 0.03 | 0.06 | 0.29 | 0.48
Coal | 10.34 | 12.31 | 13.23 | 11.29 | 18.38 | 18.38
Geo | 0 | 0 | 0 | 0 | 0 | 0
H | 0 | 0 | 0 | 0 | 0 | 0
LFG | 0 | 0 | 0 | 0 | 0 | 0
Nuc | 0 | 0 | 0 | 0 | 0 | 0
PS | 0 | 0 | 0 | 0 | 0 | 0
PV | 0 | 0 | 0 | 0 | 0 | 0
PeakG | 0.11 | 0.41 | 0.6 | 0.49 | 2.06 | 0.93
PeakO | 0 | 0 | 0 | 0 | 0 | 0
ST | 0 | 0 | 0 | 0 | 0 | 0
STOG | 1.36 | 2.12 | 2.62 | 1.98 | 3.47 | 3.77
STWD | 0 | 0 | 0 | 0 | 0 | 0
WT | 0 | 0 | 0 | 0 | 0 | 0
IGCC | 0 | 0 | 0 | 0 | 0 | 0
DemandResponse | 0 | 0 | 0 | 0 | 0 | 0
IGCC-CCS | 0 | 0 | 0 | 0 | 0 | 0
WT_off | 0 | 0 | 0 | 0 | 0 | 0
PseudoUnit | 0 | 0 | 0 | 0 | 0 | 0
FixedInterchange | 0 | 0 | 0 | 0 | 0 | 0
Emission Cost by Reporting Type: Outside_EI
ReportingType | 2015 | 2020 | 2025 | 2030 | 2035 | 2040
BM | 0 | 0 | 0 | 0 | 0 | 0
CC | 0 | 0 | 0 | 0 | 0 | 0
CSP | 0 | 0 | 0 | 0 | 0 | 0
CT | 0 | 0 | 0 | 0 | 0 | 0
Coal | 0 | 0 | 0 | 0 | 0 | 0
Geo | 0 | 0 | 0 | 0 | 0 | 0
H | 0 | 0 | 0 | 0 | 0 | 0
LFG | 0 | 0 | 0 | 0 | 0 | 0
Nuc | 0 | 0 | 0 | 0 | 0 | 0
PS | 0 | 0 | 0 | 0 | 0 | 0
PV | 0 | 0 | 0 | 0 | 0 | 0
PeakG | 0 | 0 | 0 | 0 | 0 | 0
PeakO | 0 | 0 | 0 | 0 | 0 | 0
ST | 0 | 0 | 0 | 0 | 0 | 0
STOG | 0 | 0 | 0 | 0 | 0 | 0
STWD | 0 | 0 | 0 | 0 | 0 | 0
WT | 0 | 0 | 0 | 0 | 0 | 0
IGCC | 0 | 0 | 0 | 0 | 0 | 0
DemandResponse | 0 | 0 | 0 | 0 | 0 | 0
IGCC-CCS | 0 | 0 | 0 | 0 | 0 | 0
WT_off | 0 | 0 | 0 | 0 | 0 | 0
PseudoUnit | 0 | 0 | 0 | 0 | 0 | 0
FixedInterchange | 0 | 0 | 0 | 0 | 0 | 0
#8 | Base VOM Costs ($million)
Base VOM Costs by Reporting Type: Entergy
ReportingType | 2015 | 2020 | 2025 | 2030 | 2035 | 2040
BM | 0 | 0 | 0 | 0 | 0 | 0
CC | 154.01 | 184.22 | 165.43 | 145.16 | 158.18 | 141.63
CSP | 0 | 0 | 0 | 0 | 0 | 0
CT | 0 | 0 | 0 | 0 | 0 | 0
Coal | 233.52 | 226.35 | 240.36 | 249.89 | 252.94 | 306.55
Geo | 0 | 0 | 0 | 0 | 0 | 0
H | 0 | 0 | 0 | 0 | 0 | 0
LFG | 0 | 0 | 0 | 0.01 | 0.01 | 0.01
Nuc | 100.26 | 100.26 | 100.26 | 100.26 | 84.69 | 66.26
PS | 0 | 0 | 0 | 0 | 0 | 0
PV | 0 | 0 | 0 | 0 | 0 | 0
PeakG | 0 | 0 | 0.25 | 0.23 | 0.27 | 0.13
PeakO | 0 | 0 | 0 | 0 | 0 | 0
ST | 0 | 0 | 0 | 0 | 0 | 0
STOG | 3.33 | 3.69 | 2.84 | 2.51 | 2.77 | 2.8
STWD | 3.43 | 0.28 | 0.19 | 0.18 | 0.32 | 0.32
WT | 0 | 0 | 0 | 0 | 0 | 0
IGCC | 0 | 0 | 0 | 0 | 0 | 0
DemandResponse | 0 | 0 | 0 | 0 | 0 | 0
IGCC-CCS | 0 | 0 | 0 | 0 | 0 | 0
WT_off | 0 | 0 | 0 | 0 | 0 | 0
PseudoUnit | 0 | 0 | 0 | 0 | 0 | 0
FixedInterchange | 0 | 0 | 0 | 0 | 0 | 0
Base VOM Costs by Reporting Type: FRCC
ReportingType | 2015 | 2020 | 2025 | 2030 | 2035 | 2040
BM | 0 | 36.48 | 74.69 | 74.69 | 74.69 | 74.69
CC | 361.1 | 387.02 | 388.36 | 392.1 | 581.11 | 673.61
CSP | 0 | 0 | 0 | 0 | 0 | 0
CT | 9.5 | 9.55 | 9.38 | 5.05 | 9.38 | 8.81
Coal | 220.23 | 236.1 | 241.36 | 247.72 | 252.59 | 252.59
Geo | 0 | 0 | 0 | 0 | 0 | 0
H | 0 | 0 | 0 | 0 | 0 | 0
LFG | 0.04 | 0.06 | 0.06 | 0.06 | 0.06 | 0.06
Nuc | 76.4 | 76.4 | 76.4 | 76.4 | 46.53 | 15.51
PS | 0 | 0 | 0 | 0 | 0 | 0
PV | 0 | 0 | 0 | 0 | 0 | 0
PeakG | 3.34 | 4.86 | 7.41 | 5.82 | 4.35 | 3.79
PeakO | 0 | 0 | 0 | 0 | 0 | 0
ST | 0 | 0 | 0 | 0 | 0 | 0
STOG | 9.16 | 8.3 | 7.25 | 5.66 | 4.62 | 4.68
STWD | 3.24 | 3.24 | 3.24 | 3.24 | 3.24 | 3.24
WT | 0 | 0 | 0 | 0 | 0 | 0
IGCC | 0 | 0 | 0 | 0 | 0 | 0
DemandResponse | 0 | 0 | 0 | 0 | 0 | 0
IGCC-CCS | 0 | 0 | 0 | 0 | 0 | 0
WT_off | 0 | 0 | 0 | 0 | 0 | 0
PseudoUnit | 0 | 0 | 0 | 0 | 0 | 0
FixedInterchange | 0 | 0 | 0 | 0 | 0 | 0
Base VOM Costs by Reporting Type: MAPP_US
ReportingType | 2015 | 2020 | 2025 | 2030 | 2035 | 2040
BM | 0 | 0 | 0 | 0 | 0 | 0
CC | 0.62 | 0.8 | 0.54 | 0.28 | 0.47 | 0.47
CSP | 0 | 0 | 0 | 0 | 0 | 0
CT | 0 | 0 | 0 | 0 | 0 | 0
Coal | 83.46 | 74.01 | 74.01 | 69.9 | 74.01 | 74.01
Geo | 0 | 0 | 0 | 0 | 0 | 0
H | 0 | 0 | 0 | 0 | 0 | 0
LFG | 0 | 0 | 0 | 0.01 | 0.01 | 0.01
Nuc | 0 | 0 | 0 | 0 | 0 | 0
PS | 0 | 0 | 0 | 0 | 0 | 0
PV | 0 | 0 | 0 | 0 | 0 | 0
PeakG | 0.21 | 0.75 | 0.75 | 0.21 | 1.46 | 0.57
PeakO | 0 | 0 | 0 | 0 | 0 | 0
ST | 0 | 0 | 0 | 0 | 0 | 0
STOG | 0 | 0 | 0 | 0 | 0 | 0
STWD | 0 | 0 | 0 | 0 | 0 | 0
WT | 0.07 | 0.12 | 0.12 | 0.29 | 0.4 | 0.47
IGCC | 0 | 0 | 0 | 0 | 0 | 0
DemandResponse | 0 | 0 | 0 | 0 | 0 | 0
IGCC-CCS | 0 | 0 | 0 | 0 | 0 | 0
WT_off | 0 | 0 | 0 | 0 | 0 | 0
PseudoUnit | 0 | 0 | 0 | 0 | 0 | 0
FixedInterchange | 0 | 0 | 0 | 0 | 0 | 0
Base VOM Costs by Reporting Type: MISO_IN
ReportingType | 2015 | 2020 | 2025 | 2030 | 2035 | 2040
BM | 0 | 0 | 0 | 0 | 0 | 0
CC | 10.01 | 14.04 | 13.59 | 8.69 | 52.08 | 74.58
CSP | 0 | 0 | 0 | 0 | 0 | 0
CT | 0 | 0 | 0 | 0 | 0 | 0
Coal | 326.55 | 379.34 | 385.46 | 371.16 | 398.82 | 409.89
Geo | 0 | 0 | 0 | 0 | 0 | 0
H | 0 | 0 | 0 | 0 | 0 | 0
LFG | 0 | 0 | 0.01 | 0.01 | 0.01 | 0.01
Nuc | 0 | 0 | 0 | 0 | 0 | 0
PS | 0 | 0 | 0 | 0 | 0 | 0
PV | 0 | 0 | 0.01 | 0.01 | 0.01 | 0.01
PeakG | 0.06 | 0 | 0.21 | 0.21 | 0.75 | 0.75
PeakO | 0 | 0 | 0 | 0 | 0 | 0
ST | 0 | 0 | 0 | 0 | 0 | 0
STOG | 0.13 | 0.25 | 0.13 | 0.25 | 0.25 | 0.25
STWD | 0 | 0 | 0 | 0 | 0 | 0
WT | 0.02 | 0.02 | 0.02 | 0.02 | 0.02 | 0.02
IGCC | 30.43 | 30.43 | 30.43 | 30.43 | 30.43 | 30.43
DemandResponse | 0 | 0 | 0 | 0 | 0 | 0
IGCC-CCS | 0 | 0 | 0 | 0 | 0 | 0
WT_off | 0 | 0 | 0 | 0 | 0 | 0
PseudoUnit | 0 | 0 | 0 | 0 | 0 | 0
FixedInterchange | 0 | 0 | 0 | 0 | 0 | 0
Base VOM Costs by Reporting Type: MISO_MI
ReportingType | 2015 | 2020 | 2025 | 2030 | 2035 | 2040
BM | 0 | 0 | 0 | 0 | 0 | 0
CC | 22.72 | 33.63 | 24.34 | 16.16 | 21.73 | 16.62
CSP | 0 | 0 | 0 | 0 | 0 | 0
CT | 0 | 0 | 0 | 0 | 0 | 0
Coal | 207.02 | 204.48 | 208.26 | 192.31 | 221.49 | 225.18
Geo | 0 | 0 | 0 | 0 | 0 | 0
H | 0 | 0 | 0 | 0 | 0 | 0
LFG | 0.01 | 0.01 | 0.03 | 0.03 | 0.03 | 0.03
Nuc | 34.93 | 34.93 | 34.93 | 34.93 | 20.54 | 20.54
PS | 0 | 0 | 0 | 0 | 0 | 0
PV | 0 | 0 | 0 | 0 | 0 | 0
PeakG | 0.23 | 0.22 | 0.18 | 0.12 | 0.53 | 0.87
PeakO | 0 | 0 | 0 | 0 | 0 | 0
ST | 0 | 0 | 0 | 0 | 0 | 0
STOG | 1.05 | 1.73 | 1.28 | 1.15 | 1.7 | 2.41
STWD | 0.34 | 1.21 | 2.71 | 2.71 | 2.71 | 2.71
WT | 0.06 | 0.06 | 0.06 | 0.07 | 0.07 | 0.08
IGCC | 0 | 0 | 0 | 0 | 0 | 0
DemandResponse | 0 | 0 | 0 | 0 | 0 | 0
IGCC-CCS | 0 | 0 | 0 | 0 | 0 | 0
WT_off | 0 | 0 | 0 | 0 | 0 | 0
PseudoUnit | 0 | 0 | 0 | 0 | 0 | 0
FixedInterchange | 0 | 0 | 0 | 0 | 0 | 0
Base VOM Costs by Reporting Type: MISO_MO-IL
ReportingType | 2015 | 2020 | 2025 | 2030 | 2035 | 2040
BM | 0 | 0 | 0 | 0 | 0 | 0
CC | 6.58 | 9.14 | 7.35 | 3.63 | 4.34 | 4.17
CSP | 0 | 0 | 0 | 0 | 0 | 0
CT | 0 | 0 | 0 | 0 | 0 | 0
Coal | 395.53 | 356.49 | 368.69 | 356.18 | 407.38 | 402.87
Geo | 0 | 0 | 0 | 0 | 0 | 0
H | 0 | 0 | 0.02 | 0.02 | 0.02 | 0.02
LFG | 0 | 0 | 0.02 | 0.02 | 0.02 | 0.02
Nuc | 41.29 | 41.29 | 41.29 | 41.29 | 41.29 | 41.29
PS | 0 | 0 | 0 | 0 | 0 | 0
PV | 0 | 0 | 0 | 0 | 0 | 0
PeakG | 1.17 | 2.25 | 3.44 | 3.56 | 3.86 | 6.65
PeakO | 0 | 0 | 0 | 0 | 0 | 0
ST | 0 | 0 | 0 | 0 | 0 | 0
STOG | 0.14 | 0.26 | 0.26 | 0.26 | 0.26 | 0.04
STWD | 0 | 0 | 0 | 0 | 0 | 0
WT | 0.02 | 0.02 | 0.02 | 0.02 | 0.02 | 0.03
IGCC | 0 | 0 | 0 | 0 | 0 | 0
DemandResponse | 0 | 0 | 0 | 0 | 0 | 0
IGCC-CCS | 0 | 0 | 0 | 0 | 0 | 0
WT_off | 0 | 0 | 0 | 0 | 0 | 0
PseudoUnit | 0 | 0 | 0 | 0 | 0 | 0
FixedInterchange | 0 | 0 | 0 | 0 | 0 | 0
Base VOM Costs by Reporting Type: MISO_W
ReportingType | 2015 | 2020 | 2025 | 2030 | 2035 | 2040
BM | 0 | 0 | 0 | 0 | 0 | 0
CC | 17.56 | 23.7 | 15.39 | 6.72 | 10.33 | 8.69
CSP | 0 | 0 | 0 | 0 | 0 | 0
CT | 0 | 0 | 0 | 0 | 0 | 0
Coal | 328.98 | 335.54 | 336.98 | 326.96 | 341.25 | 427.89
Geo | 0 | 0 | 0 | 0 | 0 | 0
H | 0 | 0 | 0 | 0 | 0 | 0
LFG | 0.02 | 0.02 | 0.02 | 0.02 | 0.02 | 0.02
Nuc | 43.67 | 43.67 | 43.67 | 43.67 | 0 | 0
PS | 0 | 0 | 0 | 0 | 0 | 0
PV | 0 | 0 | 0 | 0 | 0 | 0
PeakG | 2.11 | 1.12 | 0.85 | 1.11 | 5.11 | 1.87
PeakO | 0 | 0 | 0 | 0 | 0 | 0
ST | 0 | 0 | 0 | 0 | 0 | 0
STOG | 0.03 | 0.01 | 0 | 0 | 0.01 | 0
STWD | 0 | 5.05 | 1.39 | 2.67 | 1.93 | 2.67
WT | 0.32 | 0.32 | 0.46 | 0.79 | 0.79 | 0.79
IGCC | 0 | 0 | 0 | 0 | 0 | 0
DemandResponse | 0 | 0 | 0 | 0 | 0 | 0
IGCC-CCS | 0 | 0 | 0 | 0 | 0 | 0
WT_off | 0 | 0 | 0 | 0 | 0 | 0
PseudoUnit | 0 | 0 | 0 | 0 | 0 | 0
FixedInterchange | 0 | 0 | 0 | 0 | 0 | 0
Base VOM Costs by Reporting Type: MISO_WUMS
ReportingType | 2015 | 2020 | 2025 | 2030 | 2035 | 2040
BM | 0 | 0 | 0 | 0 | 0 | 0
CC | 29.07 | 36.41 | 28.84 | 21 | 104.63 | 85.55
CSP | 0 | 0 | 0 | 0 | 0 | 0
CT | 0 | 5.23 | 7.64 | 5.37 | 11.49 | 14.98
Coal | 95.33 | 113.03 | 117.66 | 113.27 | 137.11 | 142.94
Geo | 0 | 0 | 0 | 0 | 0 | 0
H | 0 | 0 | 0 | 0 | 0 | 0
LFG | 0.01 | 0.01 | 0.03 | 0.03 | 0.03 | 0.03
Nuc | 33.6 | 33.6 | 33.6 | 33.6 | 0 | 0
PS | 0 | 0 | 0 | 0 | 0 | 0
PV | 0 | 0 | 0 | 0 | 0 | 0
PeakG | 0.3 | 0.19 | 0 | 0 | 0 | 0
PeakO | 0 | 0 | 0 | 0 | 0 | 0
ST | 0 | 0 | 0 | 0 | 0 | 0
STOG | 0.01 | 0 | 0 | 0 | 0 | 0
STWD | 0 | 0.19 | 0.19 | 0.22 | 0.62 | 0.89
WT | 0.05 | 0.05 | 0.05 | 0.05 | 0.05 | 0.05
IGCC | 0 | 0 | 0 | 0 | 0 | 0
DemandResponse | 0 | 0 | 0 | 0 | 0 | 0
IGCC-CCS | 0 | 0 | 0 | 0 | 0 | 0
WT_off | 0 | 0 | 0 | 0 | 0 | 0
PseudoUnit | 0 | 0 | 0 | 0 | 0 | 0
FixedInterchange | 0 | 0 | 0 | 0 | 0 | 0
Base VOM Costs by Reporting Type: Nebraska
ReportingType | 2015 | 2020 | 2025 | 2030 | 2035 | 2040
BM | 0 | 0 | 0 | 0 | 0 | 0
CC | 2.5 | 1.08 | 0.92 | 0.59 | 0.91 | 0.68
CSP | 0 | 0 | 0 | 0 | 0 | 0
CT | 0 | 0 | 0 | 0 | 0 | 0
Coal | 117.38 | 127.61 | 127.61 | 126.51 | 127.61 | 175.5
Geo | 0 | 0 | 0 | 0 | 0 | 0
H | 0 | 0 | 0 | 0 | 0 | 0
LFG | 0 | 0 | 0 | 0.01 | 0.01 | 0.01
Nuc | 23.15 | 23.15 | 23.15 | 23.15 | 0 | 0
PS | 0 | 0 | 0 | 0 | 0 | 0
PV | 0 | 0 | 0 | 0 | 0 | 0
PeakG | 0.51 | 1.53 | 1.41 | 1 | 0.04 | 0
PeakO | 0 | 0 | 0 | 0 | 0 | 0
ST | 0 | 0 | 0 | 0 | 0 | 0
STOG | 0.07 | 0.13 | 0.13 | 0.13 | 0.25 | 0
STWD | 0 | 0 | 0 | 0 | 0 | 0
WT | 0.01 | 0.09 | 0.09 | 0.09 | 0.09 | 0.09
IGCC | 0 | 0 | 0 | 0 | 0 | 0
DemandResponse | 0 | 0 | 0 | 0 | 0 | 0
IGCC-CCS | 0 | 0 | 0 | 0 | 0 | 0
WT_off | 0 | 0 | 0 | 0 | 0 | 0
PseudoUnit | 0 | 0 | 0 | 0 | 0 | 0
FixedInterchange | 0 | 0 | 0 | 0 | 0 | 0
Base VOM Costs by Reporting Type: NEISO
ReportingType | 2015 | 2020 | 2025 | 2030 | 2035 | 2040
BM | 9.41 | 9.41 | 1.55 | 2.64 | 2.75 | 2.93
CC | 102.16 | 86.66 | 82.59 | 79.71 | 115.91 | 137.93
CSP | 0 | 0 | 0 | 0 | 0 | 0
CT | 0.03 | 0.11 | 0.11 | 0.03 | 0.24 | 0.64
Coal | 0.12 | 0 | 0 | 0 | 0 | 0
Geo | 0 | 0 | 0 | 0 | 0 | 0
H | 0 | 0 | 0 | 0 | 0 | 0
LFG | 0.05 | 0.05 | 0.06 | 0.06 | 0.06 | 0.06
Nuc | 85.9 | 85.9 | 85.9 | 85.9 | 62.06 | 45.84
PS | 0 | 0 | 0 | 0 | 0 | 0
PV | 0 | 0.01 | 0.01 | 0.01 | 0.01 | 0.01
PeakG | 0.18 | 0.32 | 0.32 | 0.27 | 0.85 | 0.91
PeakO | 0 | 0 | 0 | 0 | 0 | 0
ST | 0 | 0 | 0 | 0 | 0 | 0
STOG | 0 | 0 | 0 | 0 | 0 | 0
STWD | 10.15 | 10.15 | 6.04 | 5.71 | 6.5 | 6.84
WT | 0.01 | 0.05 | 0.11 | 0.14 | 0.16 | 0.16
IGCC | 0 | 0 | 0 | 0 | 0 | 0
DemandResponse | 0 | 0 | 0 | 0 | 0 | 0
IGCC-CCS | 0 | 0 | 0 | 0 | 0 | 0
WT_off | 0.02 | 0.02 | 0.02 | 0.02 | 0 | 0
PseudoUnit | 0 | 0 | 0 | 0 | 0 | 0
FixedInterchange | 0 | 0 | 0 | 0 | 0 | 0
Base VOM Costs by Reporting Type: NonRTO_Midwest
ReportingType | 2015 | 2020 | 2025 | 2030 | 2035 | 2040
BM | 0 | 0 | 0 | 0 | 0 | 0
CC | 0 | 5.26 | 5.26 | 4.64 | 3.26 | 6.02
CSP | 0 | 0 | 0 | 0 | 0 | 0
CT | 0 | 0 | 0 | 0 | 0 | 0
Coal | 218.75 | 247.5 | 249.81 | 250.88 | 254.9 | 258.39
Geo | 0 | 0 | 0 | 0 | 0 | 0
H | 0 | 0 | 0.04 | 0.04 | 0.04 | 0.04
LFG | 0 | 0 | 0.01 | 0.01 | 0.01 | 0.01
Nuc | 0 | 0 | 0 | 0 | 0 | 0
PS | 0 | 0 | 0 | 0 | 0 | 0
PV | 0 | 0 | 0 | 0 | 0 | 0
PeakG | 1.34 | 2.4 | 3.47 | 2.63 | 5.33 | 4.18
PeakO | 0 | 0 | 0 | 0 | 0 | 0
ST | 0 | 0 | 0 | 0 | 0 | 0
STOG | 0 | 0 | 0 | 0 | 0 | 0
STWD | 0 | 0 | 0 | 0 | 0 | 0
WT | 0 | 0 | 0 | 0 | 0 | 0
IGCC | 0 | 0 | 0 | 0 | 0 | 0
DemandResponse | 0 | 0 | 0 | 0 | 0 | 0
IGCC-CCS | 0 | 0 | 0 | 0 | 0 | 0
WT_off | 0 | 0 | 0 | 0 | 0 | 0
PseudoUnit | 0 | 0 | 0 | 0 | 0 | 0
FixedInterchange | 0 | 0 | 0 | 0 | 0 | 0
Base VOM Costs by Reporting Type: NYISO_A-F
ReportingType | 2015 | 2020 | 2025 | 2030 | 2035 | 2040
BM | 0 | 0 | 0 | 0 | 0 | 0
CC | 19.23 | 21.47 | 20.55 | 22.74 | 35.48 | 39.82
CSP | 0 | 0 | 0 | 0 | 0 | 0
CT | 0 | 0 | 0 | 0 | 0 | 0
Coal | 0 | 0 | 0 | 0 | 0 | 0
Geo | 0 | 0 | 0 | 0 | 0 | 0
H | 0 | 0 | 0 | 0 | 0 | 0
LFG | 0.02 | 0.02 | 0.02 | 0.02 | 0.02 | 0.02
Nuc | 62.23 | 62.23 | 62.23 | 50.74 | 40 | 24.24
PS | 0 | 0 | 0 | 0 | 0 | 0
PV | 0 | 0 | 0 | 0 | 0 | 0
PeakG | 0 | 0 | 0 | 0 | 0.05 | 0.05
PeakO | 0 | 0 | 0 | 0 | 0 | 0
ST | 0 | 0 | 0 | 0 | 0 | 0
STOG | 0 | 0 | 0 | 0 | 0 | 0
STWD | 0 | 0 | 0 | 0 | 0 | 0.01
WT | 0.11 | 0.13 | 0.13 | 0.13 | 0.08 | 0.07
IGCC | 0 | 0 | 0 | 0 | 0 | 0
DemandResponse | 0 | 0 | 0 | 0 | 0 | 0
IGCC-CCS | 0 | 0 | 0 | 0 | 0 | 0
WT_off | 0 | 0 | 0 | 0 | 0 | 0
PseudoUnit | 0 | 0 | 0 | 0 | 0 | 0
FixedInterchange | 0 | 0 | 0 | 0 | 0 | 0
Base VOM Costs by Reporting Type: NYISO_G-I
ReportingType | 2015 | 2020 | 2025 | 2030 | 2035 | 2040
BM | 0 | 0 | 0 | 0 | 0 | 0
CC | 10.93 | 15.18 | 15.71 | 15.35 | 64.07 | 158.66
CSP | 0 | 0 | 0 | 0 | 0 | 0
CT | 0 | 0 | 0 | 0 | 0 | 0
Coal | 0 | 0 | 0 | 0 | 0 | 0
Geo | 0 | 0 | 0 | 0 | 0 | 0
H | 0 | 0 | 0 | 0 | 0 | 0
LFG | 0.01 | 0.01 | 0.01 | 0.01 | 0.01 | 0.01
Nuc | 37.82 | 37.82 | 37.82 | 37.82 | 18.96 | 0.01
PS | 0 | 0 | 0 | 0 | 0 | 0
PV | 0 | 0 | 0 | 0 | 0 | 0
PeakG | 0 | 0 | 0 | 0 | 0 | 0
PeakO | 0 | 0 | 0 | 0 | 0 | 0
ST | 0 | 0 | 0 | 0 | 0 | 0
STOG | 0 | 0 | 0 | 0 | 0 | 0
STWD | 0 | 0 | 0 | 0 | 0 | 0
WT | 0 | 0 | 0 | 0 | 0 | 0
IGCC | 0 | 0 | 0 | 0 | 0 | 0
DemandResponse | 0 | 0 | 0 | 0 | 0 | 0
IGCC-CCS | 0 | 0 | 0 | 0 | 0 | 0
WT_off | 0 | 0 | 0 | 0 | 0 | 0
PseudoUnit | 0 | 0 | 0 | 0 | 0 | 0
FixedInterchange | 0 | 0 | 0 | 0 | 0 | 0
Base VOM Costs by Reporting Type: NYISO_J-K
ReportingType | 2015 | 2020 | 2025 | 2030 | 2035 | 2040
BM | 0 | 0 | 0 | 0 | 0 | 0
CC | 61.35 | 70.54 | 70.58 | 68.74 | 79.53 | 83.36
CSP | 0 | 0 | 0 | 0 | 0 | 0
CT | 0 | 0 | 0.11 | 0.45 | 2.05 | 3.34
Coal | 0 | 0 | 0 | 0 | 0 | 0
Geo | 0 | 0 | 0 | 0 | 0 | 0
H | 0 | 0 | 0 | 0 | 0 | 0
LFG | 0.01 | 0.01 | 0.01 | 0.02 | 0.02 | 0.02
Nuc | 0 | 0 | 0 | 0 | 0 | 0
PS | 0 | 0 | 0 | 0 | 0 | 0
PV | 0 | 0 | 0 | 0 | 0 | 0
PeakG | 0.44 | 1.5 | 1.88 | 1.39 | 3.33 | 1.86
PeakO | 0 | 0 | 0 | 0 | 0 | 0
ST | 0 | 0 | 0 | 0 | 0 | 0
STOG | 2.27 | 3.4 | 4.43 | 3.59 | 5.25 | 6.68
STWD | 0 | 0 | 0 | 0 | 0 | 0
WT | 0 | 0 | 0 | 0 | 0 | 0
IGCC | 0 | 0 | 0 | 0 | 0 | 0
DemandResponse | 0 | 0 | 0 | 0 | 0 | 0
IGCC-CCS | 0 | 0 | 0 | 0 | 0 | 0
WT_off | 0 | 0 | 0 | 0 | 0 | 0
PseudoUnit | 0 | 0 | 0 | 0 | 0 | 0
FixedInterchange | 0 | 0 | 0 | 0 | 0 | 0
Base VOM Costs by Reporting Type: PJM_E
ReportingType | 2015 | 2020 | 2025 | 2030 | 2035 | 2040
BM | 1.12 | 1.12 | 1.12 | 1.12 | 1.12 | 1.12
CC | 83.87 | 122.58 | 88.59 | 64.9 | 123.4 | 144.66
CSP | 0 | 0 | 0 | 0 | 0 | 0
CT | 0 | 0.01 | 0 | 0.01 | 0.1 | 0.03
Coal | 1.53 | 0.55 | 0.55 | 0.54 | 0.88 | 0.88
Geo | 0 | 0 | 0 | 0 | 0 | 0
H | 0 | 0 | 0 | 0 | 0 | 0
LFG | 0.04 | 0.05 | 0.05 | 0.05 | 0.05 | 0.05
Nuc | 157.37 | 146 | 146 | 146 | 104.88 | 83.17
PS | 0 | 0 | 0 | 0 | 0 | 0
PV | 0 | 0 | 0 | 0 | 0 | 0
PeakG | 0.19 | 0.67 | 2.1 | 1.86 | 7.81 | 2.49
PeakO | 0 | 0 | 0 | 0 | 0 | 0
ST | 0 | 0 | 0 | 0 | 0 | 0
STOG | 0.51 | 0.93 | 0.93 | 0.49 | 1.81 | 1.05
STWD | 0 | 0 | 0 | 0 | 0 | 0
WT | 0.02 | 0.02 | 0.02 | 0.02 | 0.02 | 0.06
IGCC | 0 | 0 | 0 | 0 | 0 | 0
DemandResponse | 0 | 0 | 0 | 0 | 0 | 0
IGCC-CCS | 0 | 0 | 0 | 0 | 0 | 0
WT_off | 0 | 0 | 0.23 | 0.36 | 0.36 | 0.37
PseudoUnit | 0 | 0 | 0 | 0 | 0 | 0
FixedInterchange | 0 | 0 | 0 | 0 | 0 | 0
Base VOM Costs by Reporting Type: PJM_ROM
ReportingType | 2015 | 2020 | 2025 | 2030 | 2035 | 2040
BM | 0.67 | 1.3 | 1.3 | 57.96 | 73.31 | 73.31
CC | 49.92 | 63.08 | 48.9 | 39.96 | 70.57 | 343.88
CSP | 0 | 0 | 0 | 0 | 0 | 0
CT | 0 | 0.01 | 0.02 | 0.01 | 0.06 | 0.02
Coal | 182.64 | 167.19 | 161.45 | 140.51 | 186.51 | 186.51
Geo | 0 | 0 | 0 | 0 | 0 | 0
H | 0 | 0.03 | 0.03 | 0.03 | 0.03 | 0.03
LFG | 0.03 | 0.05 | 0.05 | 0.05 | 0.05 | 0.05
Nuc | 93.13 | 93.13 | 93.13 | 93.13 | 61.1 | 44.47
PS | 0 | 0 | 0 | 0 | 0 | 0
PV | 0 | 0.03 | 0.04 | 0.05 | 0.05 | 0.05
PeakG | 0 | 0.4 | 0.01 | 0 | 2.42 | 1.27
PeakO | 0 | 0 | 0 | 0 | 0 | 0
ST | 0 | 0 | 0 | 0 | 0 | 0
STOG | 1.64 | 3.21 | 3.21 | 1.64 | 5.27 | 4.77
STWD | 1.16 | 1.16 | 1.16 | 1.16 | 1.16 | 1.16
WT | 0.03 | 0.19 | 0.19 | 0.19 | 0.19 | 0.19
IGCC | 0 | 0 | 0 | 0 | 0 | 0
DemandResponse | 0 | 0 | 0 | 0 | 0 | 0
IGCC-CCS | 0 | 0 | 0 | 0 | 0 | 0
WT_off | 0 | 0 | 0 | 0 | 0 | 0
PseudoUnit | 0 | 0 | 0 | 0 | 0 | 0
FixedInterchange | 0 | 0 | 0 | 0 | 0 | 0
Base VOM Costs by Reporting Type: PJM_ROR
ReportingType | 2015 | 2020 | 2025 | 2030 | 2035 | 2040
BM | 11.27 | 14.36 | 14.36 | 46.69 | 77.78 | 104.85
CC | 170.26 | 169.32 | 125.47 | 75.12 | 128.77 | 113.64
CSP | 0 | 0 | 0 | 0 | 0 | 0
CT | 0.06 | 0.06 | 0.06 | 0.01 | 7.52 | 17.55
Coal | 1356.89 | 1128.14 | 1128.95 | 1117.34 | 1138.05 | 1147.12
Geo | 0 | 0 | 0 | 0 | 0 | 0
H | 0 | 0.03 | 0.03 | 0.03 | 0.03 | 0.03
LFG | 0.05 | 0.09 | 0.09 | 0.09 | 0.09 | 0.09
Nuc | 370.54 | 370.54 | 370.54 | 354.51 | 275.46 | 185.16
PS | 0 | 0 | 0 | 0 | 0 | 0
PV | 0 | 0 | 0 | 0 | 0 | 0
PeakG | 10.36 | 11.1 | 8.21 | 3.9 | 9.59 | 9.42
PeakO | 0 | 0 | 0 | 0 | 0 | 0
ST | 0 | 0 | 0 | 0 | 0 | 0
STOG | 1.9 | 2 | 1.9 | 1.79 | 1.9 | 1.9
STWD | 3.23 | 3.23 | 3.23 | 3.23 | 3.23 | 3.23
WT | 0.31 | 0.64 | 1.1 | 1.44 | 1.44 | 1.44
IGCC | 0 | 0 | 0 | 0 | 0 | 0
DemandResponse | 0 | 0 | 0 | 0 | 0 | 0
IGCC-CCS | 0 | 0 | 0 | 0 | 0 | 0
WT_off | 0 | 0 | 0 | 0 | 0 | 0
PseudoUnit | 0 | 0 | 0 | 0 | 0 | 0
FixedInterchange | 0 | 0 | 0 | 0 | 0 | 0
Base VOM Costs by Reporting Type: SOCO
ReportingType | 2015 | 2020 | 2025 | 2030 | 2035 | 2040
BM | 2.05 | 54.11 | 231.89 | 244.58 | 244.58 | 244.58
CC | 316.17 | 303.53 | 238.62 | 207.76 | 196.85 | 198.92
CSP | 0 | 0 | 0 | 0 | 0 | 0
CT | 0 | 0 | 0 | 0 | 0 | 0
Coal | 345.71 | 374.06 | 397.6 | 408.16 | 433.33 | 652.6
Geo | 0 | 0 | 0 | 0 | 0 | 0
H | 0 | 0 | 0 | 0 | 0 | 0.02
LFG | 0 | 0.01 | 0.01 | 0.01 | 0.01 | 0.01
Nuc | 108.01 | 143 | 143 | 143 | 143 | 94.09
PS | 0 | 0 | 0 | 0 | 0 | 0
PV | 0 | 0 | 0 | 0 | 0 | 0
PeakG | 5.25 | 8.38 | 5.58 | 3.34 | 6.4 | 6.61
PeakO | 0 | 0 | 0 | 0 | 0 | 0
ST | 0 | 0 | 0 | 0 | 0 | 0
STOG | 0 | 0 | 0 | 0 | 0 | 0
STWD | 11.11 | 11.11 | 11.11 | 11.11 | 11.11 | 11.11
WT | 0 | 0 | 0 | 0 | 0 | 0
IGCC | 0 | 0 | 0 | 0 | 0 | 0
DemandResponse | 0 | 0 | 0 | 0 | 0 | 0
IGCC-CCS | 0 | 0 | 0 | 0 | 0 | 0
WT_off | 0 | 0 | 0 | 0 | 0 | 0
PseudoUnit | 0 | 0 | 0 | 0 | 0 | 0
FixedInterchange | 0 | 0 | 0 | 0 | 0 | 0
Base VOM Costs by Reporting Type: SPP_N
ReportingType | 2015 | 2020 | 2025 | 2030 | 2035 | 2040
BM | 0 | 0 | 0 | 0 | 0 | 0
CC | 16.05 | 7.3 | 4.4 | 2.95 | 4 | 3.54
CSP | 0 | 0 | 0 | 0 | 0 | 0
CT | 0 | 0.28 | 0.28 | 0.27 | 11.26 | 9.01
Coal | 236.28 | 246.73 | 237.33 | 235.3 | 237.4 | 237.4
Geo | 0 | 0 | 0 | 0 | 0 | 0
H | 0 | 0 | 0 | 0 | 0 | 0
LFG | 0 | 0 | 0 | 0.01 | 0.01 | 0.01
Nuc | 21.45 | 21.45 | 21.45 | 21.45 | 21.45 | 21.45
PS | 0 | 0 | 0 | 0 | 0 | 0
PV | 0 | 0 | 0 | 0 | 0 | 0
PeakG | 0 | 0.68 | 0.88 | 0.09 | 0 | 0
PeakO | 0 | 0 | 0 | 0 | 0 | 0
ST | 0 | 0 | 0 | 0 | 0 | 0
STOG | 0.78 | 1.52 | 1.52 | 1.31 | 1.55 | 1.51
STWD | 0 | 0 | 0 | 0 | 0 | 0
WT | 0.05 | 0.1 | 0.22 | 0.44 | 0.45 | 0.45
IGCC | 0 | 0 | 0 | 0 | 0 | 0
DemandResponse | 0 | 0 | 0 | 0 | 0 | 0
IGCC-CCS | 0 | 0 | 0 | 0 | 0 | 0
WT_off | 0 | 0 | 0 | 0 | 0 | 0
PseudoUnit | 0 | 0 | 0 | 0 | 0 | 0
FixedInterchange | 0 | 0 | 0 | 0 | 0 | 0
Base VOM Costs by Reporting Type: SPP_S
ReportingType | 2015 | 2020 | 2025 | 2030 | 2035 | 2040
BM | 0 | 0 | 0 | 0 | 0 | 0
CC | 107.69 | 90.04 | 52.58 | 29.64 | 46.03 | 38.86
CSP | 0 | 0 | 0 | 0 | 0 | 0
CT | 0 | 0 | 0 | 0 | 0 | 0
Coal | 347.35 | 338.04 | 325.25 | 293.69 | 346.74 | 339.34
Geo | 0 | 0 | 0 | 0 | 0 | 0
H | 0 | 0 | 0 | 0 | 0 | 0
LFG | 0 | 0 | 0 | 0.01 | 0.01 | 0.01
Nuc | 0 | 0 | 0 | 0 | 0 | 0
PS | 0 | 0 | 0 | 0 | 0 | 0
PV | 0 | 0 | 0 | 0 | 0 | 0
PeakG | 0 | 0 | 0 | 0 | 0 | 0
PeakO | 0 | 0 | 0 | 0 | 0 | 0
ST | 0 | 0 | 0 | 0 | 0 | 0
STOG | 6.57 | 5.03 | 3.84 | 1.94 | 4.75 | 4.25
STWD | 1.4 | 0.13 | 0.08 | 0.07 | 0.13 | 0.13
WT | 0.11 | 0.47 | 0.77 | 0.98 | 1.03 | 1.07
IGCC | 0 | 0 | 0 | 0 | 0 | 0
DemandResponse | 0 | 0 | 0 | 0 | 0 | 0
IGCC-CCS | 0 | 0 | 0 | 0 | 0 | 0
WT_off | 0 | 0 | 0 | 0 | 0 | 0
PseudoUnit | 0 | 0 | 0 | 0 | 0 | 0
FixedInterchange | 0 | 0 | 0 | 0 | 0 | 0
Base VOM Costs by Reporting Type: TVA
ReportingType | 2015 | 2020 | 2025 | 2030 | 2035 | 2040
BM | 0 | 113.59 | 125.39 | 238.87 | 261.37 | 261.37
CC | 52.97 | 28.75 | 31.4 | 14.05 | 24.73 | 29.62
CSP | 0 | 0 | 0 | 0 | 0 | 0
CT | 0 | 0 | 0 | 0 | 0 | 1.22
Coal | 324.59 | 277.76 | 276.88 | 266.69 | 283.89 | 292.49
Geo | 0 | 0 | 0 | 0 | 0 | 0
H | 0 | 0 | 0 | 0 | 0 | 0
LFG | 0 | 0.01 | 0.01 | 0.01 | 0.01 | 0.01
Nuc | 152.12 | 152.12 | 152.12 | 152.12 | 105.66 | 82.02
PS | 0 | 0 | 0 | 0 | 0 | 0
PV | 0 | 0 | 0 | 0 | 0 | 0
PeakG | 0 | 0 | 0 | 0 | 0.17 | 0
PeakO | 0 | 0 | 0 | 0 | 0 | 0
ST | 0 | 0 | 0 | 0 | 0 | 0
STOG | 0 | 0 | 0 | 0 | 0 | 0
STWD | 0.08 | 0.08 | 0.08 | 0.08 | 0.08 | 0.08
WT | 0 | 0 | 0 | 0 | 0 | 0
IGCC | 0 | 0 | 0 | 0 | 0 | 0
DemandResponse | 0 | 0 | 0 | 0 | 0 | 0
IGCC-CCS | 0 | 0 | 0 | 0 | 0 | 0
WT_off | 0 | 0 | 0 | 0 | 0 | 0
PseudoUnit | 0 | 0 | 0 | 0 | 0 | 0
FixedInterchange | 0 | 0 | 0 | 0 | 0 | 0
Base VOM Costs by Reporting Type: TVA_Transmission
ReportingType | 2015 | 2020 | 2025 | 2030 | 2035 | 2040
BM | 0 | 0 | 0 | 0 | 0 | 0
CC | 0 | 0 | 0 | 0 | 0 | 0
CSP | 0 | 0 | 0 | 0 | 0 | 0
CT | 0 | 0 | 0 | 0 | 0 | 0
Coal | 0 | 0 | 0 | 0 | 0 | 0
Geo | 0 | 0 | 0 | 0 | 0 | 0
H | 0 | 0 | 0 | 0 | 0 | 0
LFG | 0 | 0 | 0 | 0 | 0 | 0
Nuc | 0 | 0 | 0 | 0 | 0 | 0
PS | 0 | 0 | 0 | 0 | 0 | 0
PV | 0 | 0 | 0 | 0 | 0 | 0
PeakG | 0 | 0 | 0 | 0 | 0 | 0
PeakO | 0 | 0 | 0 | 0 | 0 | 0
ST | 0 | 0 | 0 | 0 | 0 | 0
STOG | 0 | 0 | 0 | 0 | 0 | 0
STWD | 0 | 0 | 0 | 0 | 0 | 0
WT | 0 | 0 | 0 | 0 | 0 | 0
IGCC | 0 | 0 | 0 | 0 | 0 | 0
DemandResponse | 0 | 0 | 0 | 0 | 0 | 0
IGCC-CCS | 0 | 0 | 0 | 0 | 0 | 0
WT_off | 0 | 0 | 0 | 0 | 0 | 0
PseudoUnit | 0 | 0 | 0 | 0 | 0 | 0
FixedInterchange | 0 | 0 | 0 | 0 | 0 | 0
Base VOM Costs by Reporting Type: VACAR
ReportingType | 2015 | 2020 | 2025 | 2030 | 2035 | 2040
BM | 0.03 | 260.66 | 260.66 | 260.66 | 260.66 | 260.66
CC | 99.16 | 74.01 | 49.24 | 15.88 | 26.05 | 44.68
CSP | 0 | 0 | 0 | 0 | 0 | 0
CT | 4.14 | 4.37 | 3.1 | 0.69 | 3.2 | 4.85
Coal | 366.2 | 277.23 | 220.59 | 117.73 | 229.89 | 278.06
Geo | 0 | 0 | 0 | 0 | 0 | 0
H | 0 | 0 | 0 | 0 | 0 | 0
LFG | 0.01 | 0.01 | 0.01 | 0.01 | 0.01 | 0.01
Nuc | 211.36 | 248.42 | 248.42 | 248.42 | 188.36 | 154
PS | 0 | 0 | 0 | 0 | 0 | 0
PV | 0 | 0 | 0 | 0 | 0 | 0
PeakG | 1.01 | 1.61 | 1.58 | 0.22 | 1.23 | 1.53
PeakO | 0 | 0 | 0 | 0 | 0 | 0
ST | 0 | 0 | 0 | 0 | 0 | 0
STOG | 0 | 0 | 0 | 0 | 0 | 0
STWD | 4.67 | 4.67 | 4.67 | 4.67 | 4.67 | 4.67
WT | 0 | 0.08 | 0.08 | 0.08 | 0.08 | 0.08
IGCC | 0 | 0 | 0 | 0 | 0 | 0
DemandResponse | 0 | 0 | 0 | 0 | 0 | 0
IGCC-CCS | 0 | 0 | 0 | 0 | 0 | 0
WT_off | 0 | 0 | 0.41 | 1.06 | 1.17 | 1.32
PseudoUnit | 0 | 0 | 0 | 0 | 0 | 0
FixedInterchange | 0 | 0 | 0 | 0 | 0 | 0
Base VOM Costs by Reporting Type: IESO
ReportingType | 2015 | 2020 | 2025 | 2030 | 2035 | 2040
BM | 0 | 0 | 0 | 0 | 0 | 0
CC | 0.07 | 0.01 | 0.09 | 0.11 | 3.55 | 10.9
CSP | 0 | 0 | 0 | 0 | 0 | 0
CT | 0 | 0 | 0 | 0 | 0 | 0.31
Coal | 0 | 0 | 0 | 0 | 0 | 0
Geo | 0 | 0 | 0 | 0 | 0 | 0
H | 0 | 0 | 0 | 0 | 0 | 0
LFG | 0.01 | 0.01 | 0.01 | 0.01 | 0.01 | 0.01
Nuc | 200.84 | 189.2 | 201.91 | 211.92 | 221.68 | 193.2
PS | 0 | 0 | 0 | 0 | 0 | 0
PV | 0 | 0 | 0 | 0 | 0 | 0
PeakG | 0 | 0 | 0 | 0 | 0 | 0
PeakO | 0 | 0 | 0 | 0 | 0 | 0
ST | 0 | 0 | 0 | 0 | 0 | 0
STOG | 0 | 0 | 0 | 0 | 0 | 0
STWD | 0 | 0 | 0 | 0 | 0 | 0
WT | 0.09 | 0.09 | 0.09 | 0.09 | 0.04 | 0.04
IGCC | 0 | 0 | 0 | 0 | 0 | 0
DemandResponse | 0 | 0 | 0 | 0 | 0 | 0
IGCC-CCS | 0 | 0 | 0 | 0 | 0 | 0
WT_off | 0 | 0 | 0 | 0 | 0 | 0
PseudoUnit | 0 | 0 | 0 | 0 | 0 | 0
FixedInterchange | 0 | 0 | 0 | 0 | 0 | 0
Base VOM Costs by Reporting Type: MAPP_CA
ReportingType | 2015 | 2020 | 2025 | 2030 | 2035 | 2040
BM | 0 | 0 | 0 | 0 | 0 | 0
CC | 7.59 | 7.78 | 1.08 | 0 | 0 | 0
CSP | 0 | 0 | 0 | 0 | 0 | 0
CT | 0 | 0 | 0 | 0 | 0 | 0
Coal | 1.57 | 4.13 | 0 | 0 | 0 | 0
Geo | 0 | 0 | 0 | 0 | 0 | 0
H | 0 | 0.03 | 0.17 | 0.36 | 0.36 | 0.36
LFG | 0 | 0 | 0 | 0 | 0 | 0
Nuc | 0 | 0 | 0 | 0 | 0 | 0
PS | 0 | 0 | 0 | 0 | 0 | 0
PV | 0 | 0 | 0 | 0 | 0 | 0
PeakG | 0 | 0 | 0 | 0 | 0 | 0
PeakO | 0 | 0 | 0 | 0 | 0 | 0
ST | 0 | 0 | 0 | 0 | 0 | 0
STOG | 0 | 0 | 0 | 0 | 0 | 0
STWD | 0 | 0 | 0 | 0 | 0 | 0
WT | 0.02 | 0.02 | 0.02 | 0.02 | 0.02 | 0.02
IGCC | 0 | 0 | 0 | 0 | 0 | 0
DemandResponse | 0 | 0 | 0 | 0 | 0 | 0
IGCC-CCS | 0 | 0 | 0 | 0 | 0 | 0
WT_off | 0 | 0 | 0 | 0 | 0 | 0
PseudoUnit | 0 | 0 | 0 | 0 | 0 | 0
FixedInterchange | 0 | 0 | 0 | 0 | 0 | 0
Base VOM Costs by Reporting Type: AZ_NM_SNV_Coal
ReportingType | 2015 | 2020 | 2025 | 2030 | 2035 | 2040
BM | 0 | 0 | 0 | 0 | 0 | 0
CC | 0 | 0 | 0 | 0 | 0 | 0
CSP | 0 | 0 | 0 | 0 | 0 | 0
CT | 0 | 0 | 0 | 0 | 0 | 0
Coal | 292.25 | 324.69 | 324.69 | 324.69 | 324.69 | 598.92
Geo | 0 | 0 | 0 | 0 | 0 | 0
H | 0 | 0 | 0 | 0 | 0 | 0
LFG | 0 | 0 | 0 | 0 | 0 | 0
Nuc | 0 | 0 | 0 | 0 | 0 | 0
PS | 0 | 0 | 0 | 0 | 0 | 0
PV | 0 | 0 | 0 | 0 | 0 | 0
PeakG | 0 | 0 | 0 | 0 | 0 | 0
PeakO | 0 | 0 | 0 | 0 | 0 | 0
ST | 0 | 0 | 0 | 0 | 0 | 0
STOG | 0 | 0 | 0 | 0 | 0 | 0
STWD | 0 | 0 | 0 | 0 | 0 | 0
WT | 0 | 0 | 0 | 0 | 0 | 0
IGCC | 0 | 0 | 0 | 0 | 0 | 0
DemandResponse | 0 | 0 | 0 | 0 | 0 | 0
IGCC-CCS | 0 | 0 | 0 | 0 | 0 | 0
WT_off | 0 | 0 | 0 | 0 | 0 | 0
PseudoUnit | 0 | 0 | 0 | 0 | 0 | 0
FixedInterchange | 0 | 0 | 0 | 0 | 0 | 0
Base VOM Costs by Reporting Type: AZ_NM_SNV_Gas
ReportingType | 2015 | 2020 | 2025 | 2030 | 2035 | 2040
BM | 0 | 0 | 0 | 0 | 0 | 0
CC | 254.16 | 316.78 | 315.43 | 416.97 | 468.75 | 443.15
CSP | 0 | 0 | 0 | 0 | 0 | 0
CT | 0 | 0 | 1.43 | 1.43 | 0 | 0
Coal | 0 | 0 | 0 | 0 | 0 | 0
Geo | 0 | 0 | 0 | 0 | 0 | 0
H | 0 | 0 | 0 | 0 | 0 | 0
LFG | 0 | 0 | 0 | 0 | 0 | 0
Nuc | 0 | 0 | 0 | 0 | 0 | 0
PS | 0 | 0 | 0 | 0 | 0 | 0
PV | 0 | 0 | 0 | 0 | 0 | 0
PeakG | 0 | 0 | 1.55 | 2.79 | 3.22 | 0
PeakO | 0 | 0 | 0 | 0 | 0 | 0
ST | 0 | 0 | 0 | 0 | 0 | 0
STOG | 0 | 0 | 0 | 0 | 0 | 0
STWD | 0 | 0 | 0 | 0 | 0 | 0
WT | 0 | 0 | 0 | 0 | 0 | 0
IGCC | 0 | 0 | 0 | 0 | 0 | 0
DemandResponse | 0 | 0 | 0 | 0 | 0 | 0
IGCC-CCS | 0 | 0 | 0 | 0 | 0 | 0
WT_off | 0 | 0 | 0 | 0 | 0 | 0
PseudoUnit | 0 | 0 | 0 | 0 | 0 | 0
FixedInterchange | 0 | 0 | 0 | 0 | 0 | 0
Base VOM Costs by Reporting Type: AZ_NM_SNV_NucRenew
ReportingType | 2015 | 2020 | 2025 | 2030 | 2035 | 2040
BM | 0 | 0 | 0 | 0 | 0 | 0
CC | 0 | 0 | 0 | 0 | 0 | 0
CSP | 0 | 0 | 0 | 0 | 0 | 0
CT | 0 | 0 | 0 | 0 | 0 | 0
Coal | 0 | 0 | 0 | 0 | 0 | 0
Geo | 0 | 0 | 116.31 | 116.31 | 116.31 | 116.31
H | 0 | 0 | 0 | 0 | 0 | 0
LFG | 0 | 0 | 0.01 | 0.01 | 0.01 | 0.01
Nuc | 71.66 | 71.66 | 71.66 | 71.66 | 71.66 | 71.66
PS | 0 | 0 | 0 | 0 | 0 | 0
PV | 0 | 0 | 0 | 0 | 0 | 0
PeakG | 0 | 0 | 0 | 0 | 0 | 0
PeakO | 0 | 0 | 0 | 0 | 0 | 0
ST | 0.01 | 0.03 | 0.04 | 0.04 | 0.04 | 0.04
STOG | 0 | 0 | 0 | 0 | 0 | 0
STWD | 0.43 | 0.43 | 0.43 | 0.43 | 0.43 | 0.43
WT | 0.02 | 0.02 | 0.03 | 0.04 | 0.04 | 0.04
IGCC | 0 | 0 | 0 | 0 | 0 | 0
DemandResponse | 0 | 0 | 0 | 0 | 0 | 0
IGCC-CCS | 0 | 0 | 0 | 0 | 0 | 0
WT_off | 0 | 0 | 0 | 0 | 0 | 0
PseudoUnit | 0 | 0 | 0 | 0 | 0 | 0
FixedInterchange | 0 | 0 | 0 | 0 | 0 | 0
Base VOM Costs by Reporting Type: ERCOT
ReportingType | 2015 | 2020 | 2025 | 2030 | 2035 | 2040
BM | 0 | 0.77 | 0.49 | 68.87 | 71.26 | 75.61
CC | 342.84 | 305.95 | 252.14 | 209 | 233.39 | 278.74
CSP | 0 | 0 | 0 | 0 | 0 | 0
CT | 0 | 0 | 0 | 0 | 0 | 0
Coal | 461.26 | 528.71 | 566.6 | 564.56 | 575.3 | 580.56
Geo | 0 | 0 | 0 | 0 | 0 | 0
H | 0 | 0 | 0 | 0.02 | 0.02 | 0.02
LFG | 0.01 | 0.01 | 0.04 | 0.04 | 0.04 | 0.04
Nuc | 94.14 | 94.14 | 94.14 | 94.14 | 94.14 | 94.14
PS | 0 | 0 | 0 | 0 | 0 | 0
PV | 0 | 0 | 0 | 0 | 0 | 0
PeakG | 0 | 0 | 0 | 0 | 0 | 0
PeakO | 0 | 0 | 0 | 0 | 0 | 0
ST | 0 | 0 | 0 | 0 | 0 | 0
STOG | 12.17 | 12.85 | 13.01 | 11.26 | 11.05 | 9.96
STWD | 0 | 0 | 0 | 0 | 0 | 0
WT | 0.32 | 0.58 | 0.87 | 1.05 | 1.08 | 1.12
IGCC | 0 | 0 | 0 | 0 | 0 | 0
DemandResponse | 0 | 0 | 0 | 0 | 0 | 0
IGCC-CCS | 0 | 0 | 0 | 0 | 0 | 0
WT_off | 0 | 0 | 0 | 0 | 0 | 0
PseudoUnit | 0 | 0 | 0 | 0 | 0 | 0
FixedInterchange | 0 | 0 | 0 | 0 | 0 | 0
Base VOM Costs by Reporting Type: NP15
ReportingType | 2015 | 2020 | 2025 | 2030 | 2035 | 2040
BM | 0 | 0 | 0 | 0 | 0 | 0
CC | 91.91 | 97.25 | 74.38 | 59.44 | 36.68 | 14.91
CSP | 0 | 0 | 0 | 0 | 0 | 0
CT | 0 | 0 | 0 | 0 | 0 | 0
Coal | 0.81 | 0 | 0 | 0 | 0 | 0
Geo | 0.11 | 13.44 | 48.23 | 48.23 | 48.23 | 48.23
H | 0 | 0 | 0 | 0 | 0 | 0
LFG | 0.01 | 0.01 | 0.06 | 0.06 | 0.06 | 0.06
Nuc | 42.53 | 42.53 | 42.53 | 42.53 | 42.53 | 42.53
PS | 0 | 0 | 0 | 0 | 0 | 0
PV | 0 | 0 | 0 | 0 | 0 | 0
PeakG | 0 | 0 | 0 | 0 | 0 | 0.08
PeakO | 0 | 0 | 0 | 0 | 0 | 0
ST | 0 | 0 | 0 | 0 | 0 | 0
STOG | 0.31 | 0.49 | 0.17 | 0.34 | 0.21 | 0.38
STWD | 7.35 | 7.35 | 7.35 | 7.35 | 7.35 | 7.35
WT | 0.04 | 0.06 | 0.29 | 0.36 | 0.36 | 0.36
IGCC | 0 | 0 | 0 | 0 | 0 | 0
DemandResponse | 0 | 0 | 0 | 0 | 0 | 0
IGCC-CCS | 0 | 0 | 0 | 0 | 0 | 0
WT_off | 0 | 0 | 0 | 0 | 0 | 0
PseudoUnit | 0 | 0 | 0 | 0 | 0 | 0
FixedInterchange | 0 | 0 | 0 | 0 | 0 | 0
Base VOM Costs by Reporting Type: NWPP_Coal
ReportingType | 2015 | 2020 | 2025 | 2030 | 2035 | 2040
BM | 0 | 0 | 0 | 0 | 0 | 0
CC | 0 | 0 | 0 | 0 | 0 | 0
CSP | 0 | 0 | 0 | 0 | 0 | 0
CT | 0 | 0 | 0 | 0 | 0 | 0
Coal | 368.81 | 406.83 | 406.83 | 406.83 | 406.83 | 406.83
Geo | 0 | 0 | 0 | 0 | 0 | 0
H | 0 | 0 | 0 | 0 | 0 | 0
LFG | 0 | 0 | 0 | 0 | 0 | 0
Nuc | 0 | 0 | 0 | 0 | 0 | 0
PS | 0 | 0 | 0 | 0 | 0 | 0
PV | 0 | 0 | 0 | 0 | 0 | 0
PeakG | 0 | 0 | 0 | 0 | 0 | 0
PeakO | 0 | 0 | 0 | 0 | 0 | 0
ST | 0 | 0 | 0 | 0 | 0 | 0
STOG | 0 | 0 | 0 | 0 | 0 | 0
STWD | 0 | 0 | 0 | 0 | 0 | 0
WT | 0 | 0 | 0 | 0 | 0 | 0
IGCC | 0 | 0 | 0 | 0 | 0 | 0
DemandResponse | 0 | 0 | 0 | 0 | 0 | 0
IGCC-CCS | 0 | 0 | 0 | 0 | 0 | 0
WT_off | 0 | 0 | 0 | 0 | 0 | 0
PseudoUnit | 0 | 0 | 0 | 0 | 0 | 0
FixedInterchange | 0 | 0 | 0 | 0 | 0 | 0
Base VOM Costs by Reporting Type: NWPP_Gas
ReportingType | 2015 | 2020 | 2025 | 2030 | 2035 | 2040
BM | 0 | 0 | 0 | 0 | 0 | 0
CC | 122.48 | 122.48 | 122.48 | 198.62 | 325.23 | 341.71
CSP | 0 | 0 | 0 | 0 | 0 | 0
CT | 0 | 0 | 0 | 0 | 0 | 0
Coal | 0 | 0 | 0 | 0 | 0 | 13.92
Geo | 0 | 0 | 0 | 0 | 0 | 0
H | 0 | 0 | 0 | 0 | 0 | 0
LFG | 0 | 0 | 0 | 0 | 0 | 0
Nuc | 0 | 0 | 0 | 0 | 0 | 0
PS | 0 | 0 | 0 | 0 | 0 | 0
PV | 0 | 0 | 0 | 0 | 0 | 0
PeakG | 0 | 0 | 0 | 0 | 0 | 0
PeakO | 0 | 0 | 0 | 0 | 0 | 0
ST | 0 | 0 | 0 | 0 | 0 | 0
STOG | 0 | 0 | 0 | 0 | 0 | 0
STWD | 0 | 0 | 0 | 0 | 0 | 0
WT | 0 | 0 | 0 | 0 | 0 | 0
IGCC | 0 | 0 | 0 | 0 | 0 | 0
DemandResponse | 0 | 0 | 0 | 0 | 0 | 0
IGCC-CCS | 0 | 0 | 0 | 0 | 0 | 0
WT_off | 0 | 0 | 0 | 0 | 0 | 0
PseudoUnit | 0 | 0 | 0 | 0 | 0 | 0
FixedInterchange | 0 | 0 | 0 | 0 | 0 | 0
Base VOM Costs by Reporting Type: NWPP_NucRenew
ReportingType | 2015 | 2020 | 2025 | 2030 | 2035 | 2040
BM | 0 | 0 | 0 | 0 | 0 | 0
CC | 0 | 0 | 0 | 0 | 0 | 0
CSP | 0 | 0 | 0 | 0 | 0 | 0
CT | 0 | 0 | 0 | 0 | 0 | 0
Coal | 0 | 0 | 0 | 0 | 0 | 0
Geo | 6.93 | 6.93 | 41.74 | 41.74 | 41.74 | 41.74
H | 0 | 0 | 0 | 0 | 0 | 0
LFG | 0.01 | 0.01 | 0.03 | 0.03 | 0.03 | 0.03
Nuc | 20.91 | 20.91 | 20.91 | 20.91 | 20.91 | 20.91
PS | 0 | 0 | 0 | 0 | 0 | 0
PV | 0 | 0 | 0 | 0 | 0 | 0
PeakG | 0 | 0 | 0 | 0 | 0 | 0
PeakO | 0 | 0 | 0 | 0 | 0 | 0
ST | 0 | 0 | 0 | 0 | 0 | 0
STOG | 0 | 0 | 0 | 0 | 0 | 0
STWD | 0 | 0.19 | 2.8 | 6.31 | 6.31 | 6.31
WT | 0.19 | 0.19 | 0.19 | 0.19 | 0.19 | 0.19
IGCC | 0 | 0 | 0 | 0 | 0 | 0
DemandResponse | 0 | 0 | 0 | 0 | 0 | 0
IGCC-CCS | 0 | 0 | 0 | 0 | 0 | 0
WT_off | 0 | 0 | 0 | 0 | 0 | 0
PseudoUnit | 0 | 0 | 0 | 0 | 0 | 0
FixedInterchange | 0 | 0 | 0 | 0 | 0 | 0
Base VOM Costs by Reporting Type: RMPA
ReportingType | 2015 | 2020 | 2025 | 2030 | 2035 | 2040
BM | 0 | 0 | 0 | 0 | 0 | 0
CC | 12.02 | 23.59 | 8.33 | 8.19 | 6.87 | 6.82
CSP | 0 | 0 | 0 | 0 | 0 | 0
CT | 0 | 0 | 0 | 0 | 0 | 0
Coal | 211.72 | 226.81 | 215.69 | 215.69 | 257.55 | 297.12
Geo | 0 | 36.8 | 204.16 | 206.14 | 206.14 | 206.14
H | 0 | 0 | 0 | 0 | 0 | 0
LFG | 0 | 0 | 0 | 0 | 0 | 0
Nuc | 0 | 0 | 0 | 0 | 0 | 0
PS | 0 | 0 | 0 | 0 | 0 | 0
PV | 0 | 0 | 0 | 0 | 0 | 0
PeakG | 0.03 | 0.21 | 0.04 | 0.66 | 0.21 | 0.23
PeakO | 0 | 0 | 0 | 0 | 0 | 0
ST | 0 | 0.01 | 0.01 | 0.01 | 0.01 | 0.01
STOG | 0 | 0 | 0 | 0 | 0 | 0
STWD | 0 | 0 | 0 | 0 | 0 | 0
WT | 0.07 | 0.07 | 0.07 | 0.07 | 0.07 | 0.07
IGCC | 0 | 0 | 0 | 0 | 0 | 0
DemandResponse | 0 | 0 | 0 | 0 | 0 | 0
IGCC-CCS | 0 | 0 | 0 | 0 | 0 | 0
WT_off | 0 | 0 | 0 | 0 | 0 | 0
PseudoUnit | 0 | 0 | 0 | 0 | 0 | 0
FixedInterchange | 0 | 0 | 0 | 0 | 0 | 0
Base VOM Costs by Reporting Type: SP15
ReportingType | 2015 | 2020 | 2025 | 2030 | 2035 | 2040
BM | 0.22 | 0.22 | 0.22 | 0.22 | 0.14 | 0.14
CC | 61.09 | 60.32 | 54.11 | 47.18 | 42.43 | 23.15
CSP | 0 | 0 | 0 | 0 | 0 | 0
CT | 0 | 0 | 0 | 0 | 0 | 0
Coal | 2.89 | 3.19 | 3.19 | 1.96 | 0 | 0
Geo | 4.1 | 120.4 | 120.4 | 120.4 | 120.4 | 120.4
H | 0 | 0 | 0 | 0 | 0 | 0
LFG | 0.02 | 0.06 | 0.07 | 0.07 | 0.07 | 0.07
Nuc | 41.61 | 41.61 | 41.61 | 41.61 | 41.61 | 41.61
PS | 0 | 0 | 0 | 0 | 0 | 0
PV | 0 | 0 | 0 | 0 | 0 | 0
PeakG | 0 | 0 | 0 | 0 | 0.03 | 0
PeakO | 0 | 0 | 0 | 0 | 0 | 0
ST | 0.02 | 0.02 | 0.02 | 0.02 | 0.02 | 0.02
STOG | 0.52 | 0.75 | 0.62 | 0.94 | 1.92 | 1.39
STWD | 1.98 | 1.98 | 1.98 | 1.98 | 1.98 | 1.98
WT | 0.07 | 0.07 | 0.07 | 0.07 | 0.07 | 0.07
IGCC | 0 | 0 | 0 | 0 | 0 | 0
DemandResponse | 0 | 0 | 0 | 0 | 0 | 0
IGCC-CCS | 0 | 0 | 0 | 0 | 0 | 0
WT_off | 0 | 0 | 0 | 0 | 0 | 0
PseudoUnit | 0 | 0 | 0 | 0 | 0 | 0
FixedInterchange | 0 | 0 | 0 | 0 | 0 | 0
Base VOM Costs by Reporting Type: ALB
ReportingType | 2015 | 2020 | 2025 | 2030 | 2035 | 2040
BM | 0 | 0 | 0 | 0 | 0 | 0
CC | 47.54 | 61.01 | 82.51 | 98.47 | 125.28 | 144.59
CSP | 0 | 0 | 0 | 0 | 0 | 0
CT | 0 | 0 | 0 | 0 | 0 | 0
Coal | 167.67 | 167.67 | 167.67 | 167.67 | 167.67 | 167.67
Geo | 0 | 0 | 0 | 0 | 0 | 0
H | 0 | 0 | 0 | 0 | 0 | 0
LFG | 0 | 0 | 0 | 0 | 0 | 0
Nuc | 0 | 0 | 0 | 0 | 0 | 0
PS | 0 | 0 | 0 | 0 | 0 | 0
PV | 0 | 0 | 0 | 0 | 0 | 0
PeakG | 0 | 0 | 0 | 0 | 0 | 0
PeakO | 0 | 0 | 0 | 0 | 0 | 0
ST | 0 | 0 | 0 | 0 | 0 | 0
STOG | 0 | 0 | 0 | 0 | 0 | 0
STWD | 0 | 0 | 0 | 0 | 0 | 0
WT | 0.02 | 0.02 | 0.02 | 0.02 | 0.02 | 0.02
IGCC | 0 | 0 | 0 | 0 | 0 | 0
DemandResponse | 0 | 0 | 0 | 0 | 0 | 0
IGCC-CCS | 0 | 0 | 0 | 0 | 0 | 0
WT_off | 0 | 0 | 0 | 0 | 0 | 0
PseudoUnit | 0 | 0 | 0 | 0 | 0 | 0
FixedInterchange | 0 | 0 | 0 | 0 | 0 | 0
Base VOM Costs by Reporting Type: BC
ReportingType | 2015 | 2020 | 2025 | 2030 | 2035 | 2040
BM | 0 | 0 | 0 | 0 | 0 | 0
CC | 34.39 | 38.93 | 52.35 | 69.95 | 88.18 | 105.94
CSP | 0 | 0 | 0 | 0 | 0 | 0
CT | 0 | 0 | 0 | 0 | 0 | 0
Coal | 0 | 0 | 0 | 0 | 0 | 0
Geo | 0 | 0 | 0 | 0 | 0 | 0
H | 0 | 0 | 0 | 0 | 0 | 0
LFG | 0 | 0 | 0 | 0 | 0 | 0
Nuc | 0 | 0 | 0 | 0 | 0 | 0
PS | 0 | 0 | 0 | 0 | 0 | 0
PV | 0 | 0 | 0 | 0 | 0 | 0
PeakG | 0 | 0 | 0 | 0 | 0 | 0
PeakO | 0 | 0 | 0 | 0 | 0 | 0
ST | 0 | 0 | 0 | 0 | 0 | 0
STOG | 0 | 0 | 0 | 0 | 0 | 0
STWD | 0 | 0 | 0 | 0 | 0 | 0
WT | 0.01 | 0.01 | 0.01 | 0.01 | 0.01 | 0.01
IGCC | 0 | 0 | 0 | 0 | 0 | 0
DemandResponse | 0 | 0 | 0 | 0 | 0 | 0
IGCC-CCS | 0 | 0 | 0 | 0 | 0 | 0
WT_off | 0 | 0 | 0 | 0 | 0 | 0
PseudoUnit | 0 | 0 | 0 | 0 | 0 | 0
FixedInterchange | 0 | 0 | 0 | 0 | 0 | 0
Base VOM Costs by Reporting Type: HQ_IESO
ReportingType | 2015 | 2020 | 2025 | 2030 | 2035 | 2040
BM | 0 | 0 | 0 | 0 | 0 | 0
CC | 0 | 0 | 0 | 0 | 0 | 0
CSP | 0 | 0 | 0 | 0 | 0 | 0
CT | 0 | 0 | 0 | 0 | 0 | 0
Coal | 0 | 0 | 0 | 0 | 0 | 0
Geo | 0 | 0 | 0 | 0 | 0 | 0
H | 0 | 0 | 0 | 0 | 0 | 0
LFG | 0 | 0 | 0 | 0 | 0 | 0
Nuc | 0 | 0 | 0 | 0 | 0 | 0
PS | 0 | 0 | 0 | 0 | 0 | 0
PV | 0 | 0 | 0 | 0 | 0 | 0
PeakG | 0 | 0 | 0 | 0 | 0 | 0
PeakO | 0 | 0 | 0 | 0 | 0 | 0
ST | 0 | 0 | 0 | 0 | 0 | 0
STOG | 0 | 0 | 0 | 0 | 0 | 0
STWD | 0 | 0 | 0 | 0 | 0 | 0
WT | 0 | 0 | 0 | 0 | 0 | 0
IGCC | 0 | 0 | 0 | 0 | 0 | 0
DemandResponse | 0 | 0 | 0 | 0 | 0 | 0
IGCC-CCS | 0 | 0 | 0 | 0 | 0 | 0
WT_off | 0 | 0 | 0 | 0 | 0 | 0
PseudoUnit | 0 | 0 | 0 | 0 | 0 | 0
FixedInterchange | 0 | 0 | 0 | 0 | 0 | 0
Base VOM Costs by Reporting Type: HQ_NEISO
ReportingType | 2015 | 2020 | 2025 | 2030 | 2035 | 2040
BM | 0 | 0 | 0 | 0 | 0 | 0
CC | 0 | 0 | 0 | 0 | 0 | 0
CSP | 0 | 0 | 0 | 0 | 0 | 0
CT | 0 | 0 | 0 | 0 | 0 | 0
Coal | 0 | 0 | 0 | 0 | 0 | 0
Geo | 0 | 0 | 0 | 0 | 0 | 0
H | 0 | 0 | 0 | 0 | 0 | 0
LFG | 0 | 0 | 0 | 0 | 0 | 0
Nuc | 0 | 0 | 0 | 0 | 0 | 0
PS | 0 | 0 | 0 | 0 | 0 | 0
PV | 0 | 0 | 0 | 0 | 0 | 0
PeakG | 0 | 0 | 0 | 0 | 0 | 0
PeakO | 0 | 0 | 0 | 0 | 0 | 0
ST | 0 | 0 | 0 | 0 | 0 | 0
STOG | 0 | 0 | 0 | 0 | 0 | 0
STWD | 0 | 0 | 0 | 0 | 0 | 0
WT | 0 | 0 | 0 | 0 | 0 | 0
IGCC | 0 | 0 | 0 | 0 | 0 | 0
DemandResponse | 0 | 0 | 0 | 0 | 0 | 0
IGCC-CCS | 0 | 0 | 0 | 0 | 0 | 0
WT_off | 0 | 0 | 0 | 0 | 0 | 0
PseudoUnit | 0 | 0 | 0 | 0 | 0 | 0
FixedInterchange | 0 | 0 | 0 | 0 | 0 | 0
Base VOM Costs by Reporting Type: HQ_NY
ReportingType | 2015 | 2020 | 2025 | 2030 | 2035 | 2040
BM | 0 | 0 | 0 | 0 | 0 | 0
CC | 0 | 0 | 0 | 0 | 0 | 0
CSP | 0 | 0 | 0 | 0 | 0 | 0
CT | 0 | 0 | 0 | 0 | 0 | 0
Coal | 0 | 0 | 0 | 0 | 0 | 0
Geo | 0 | 0 | 0 | 0 | 0 | 0
H | 0 | 0 | 0 | 0 | 0 | 0
LFG | 0 | 0 | 0 | 0 | 0 | 0
Nuc | 0 | 0 | 0 | 0 | 0 | 0
PS | 0 | 0 | 0 | 0 | 0 | 0
PV | 0 | 0 | 0 | 0 | 0 | 0
PeakG | 0 | 0 | 0 | 0 | 0 | 0
PeakO | 0 | 0 | 0 | 0 | 0 | 0
ST | 0 | 0 | 0 | 0 | 0 | 0
STOG | 0 | 0 | 0 | 0 | 0 | 0
STWD | 0 | 0 | 0 | 0 | 0 | 0
WT | 0 | 0 | 0 | 0 | 0 | 0
IGCC | 0 | 0 | 0 | 0 | 0 | 0
DemandResponse | 0 | 0 | 0 | 0 | 0 | 0
IGCC-CCS | 0 | 0 | 0 | 0 | 0 | 0
WT_off | 0 | 0 | 0 | 0 | 0 | 0
PseudoUnit | 0 | 0 | 0 | 0 | 0 | 0
FixedInterchange | 0 | 0 | 0 | 0 | 0 | 0
Base VOM Costs by Reporting Type: MARITIMES
ReportingType | 2015 | 2020 | 2025 | 2030 | 2035 | 2040
BM | 0 | 0 | 0 | 0 | 0 | 0
CC | 0 | 0 | 0 | 0 | 0 | 0
CSP | 0 | 0 | 0 | 0 | 0 | 0
CT | 0 | 0 | 0 | 0 | 0 | 0
Coal | 0 | 0 | 0 | 0 | 0 | 0
Geo | 0 | 0 | 0 | 0 | 0 | 0
H | 0 | 0 | 0 | 0 | 0 | 0
LFG | 0 | 0 | 0 | 0 | 0 | 0
Nuc | 0 | 0 | 0 | 0 | 0 | 0
PS | 0 | 0 | 0 | 0 | 0 | 0
PV | 0 | 0 | 0 | 0 | 0 | 0
PeakG | 0 | 0 | 0 | 0 | 0 | 0
PeakO | 0 | 0 | 0 | 0 | 0 | 0
ST | 0 | 0 | 0 | 0 | 0 | 0
STOG | 0 | 0 | 0 | 0 | 0 | 0
STWD | 0 | 0 | 0 | 0 | 0 | 0
WT | 0 | 0 | 0 | 0 | 0 | 0
IGCC | 0 | 0 | 0 | 0 | 0 | 0
DemandResponse | 0 | 0 | 0 | 0 | 0 | 0
IGCC-CCS | 0 | 0 | 0 | 0 | 0 | 0
WT_off | 0 | 0 | 0 | 0 | 0 | 0
PseudoUnit | 0 | 22.99 | 22.99 | 22.99 | 22.99 | 22.99
FixedInterchange | 0 | 0 | 0 | 0 | 0 | 0
Base VOM Costs by Reporting Type: All
ReportingType | 2015 | 2020 | 2025 | 2030 | 2035 | 2040
BM | 24.78 | 492.03 | 711.69 | 996.3 | 1067.67 | 1099.26
CC | 2668.03 | 2781.88 | 2441.59 | 2343.68 | 3182.77 | 3719.49
CSP | 0 | 0 | 0 | 0 | 0 | 0
CT | 13.72 | 19.62 | 22.12 | 13.32 | 45.3 | 60.77
Coal | 6895.05 | 6772.2 | 6783.49 | 6566.13 | 7056.86 | 7875.25
Geo | 11.14 | 177.58 | 530.84 | 532.83 | 532.83 | 532.83
H | 0 | 0.09 | 0.29 | 0.5 | 0.5 | 0.52
LFG | 0.38 | 0.54 | 0.73 | 0.79 | 0.79 | 0.79
Nuc | 2124.92 | 2173.96 | 2186.66 | 2169.15 | 1706.52 | 1342.12
PS | 0 | 0 | 0 | 0 | 0 | 0
PV | 0.02 | 0.06 | 0.08 | 0.08 | 0.08 | 0.09
PeakG | 26.73 | 38.2 | 40.1 | 29.42 | 57.03 | 43.26
PeakO | 0 | 0 | 0 | 0 | 0 | 0
ST | 0.03 | 0.06 | 0.07 | 0.07 | 0.07 | 0.07
STOG | 40.58 | 44.54 | 41.53 | 33.25 | 43.56 | 42.09
STWD | 48.59 | 50.49 | 46.68 | 51.14 | 51.8 | 53.15
WT | 2.03 | 3.48 | 5.11 | 6.68 | 6.8 | 6.98
IGCC | 30.43 | 30.43 | 30.43 | 30.43 | 30.43 | 30.43
DemandResponse | 0 | 0 | 0 | 0 | 0 | 0
IGCC-CCS | 0 | 0 | 0 | 0 | 0 | 0
WT_off | 0.02 | 0.02 | 0.66 | 1.44 | 1.53 | 1.69
PseudoUnit | 0 | 22.99 | 22.99 | 22.99 | 22.99 | 22.99
FixedInterchange | 0 | 0 | 0 | 0 | 0 | 0
Base VOM Costs by Reporting Type: EI_US
ReportingType | 2015 | 2020 | 2025 | 2030 | 2035 | 2040
BM | 24.55 | 491.04 | 710.97 | 927.21 | 996.26 | 1023.51
CC | 1693.93 | 1747.77 | 1478.67 | 1235.77 | 1852.42 | 2349.58
CSP | 0 | 0 | 0 | 0 | 0 | 0
CT | 13.72 | 19.62 | 20.69 | 11.89 | 45.3 | 60.46
Coal | 5388.06 | 5110.16 | 5098.82 | 4884.74 | 5324.82 | 5810.22
Geo | 0 | 0 | 0 | 0 | 0 | 0
H | 0 | 0.06 | 0.12 | 0.12 | 0.12 | 0.14
LFG | 0.32 | 0.44 | 0.52 | 0.57 | 0.57 | 0.57
Nuc | 1653.22 | 1713.9 | 1713.9 | 1686.38 | 1213.99 | 878.06
PS | 0 | 0 | 0 | 0 | 0 | 0
PV | 0 | 0.05 | 0.07 | 0.07 | 0.07 | 0.07
PeakG | 26.7 | 38 | 38.51 | 25.97 | 53.56 | 42.94
PeakO | 0 | 0 | 0 | 0 | 0 | 0
ST | 0 | 0 | 0 | 0 | 0 | 0
STOG | 27.58 | 30.45 | 27.73 | 20.71 | 30.38 | 30.36
STWD | 38.82 | 40.53 | 34.11 | 35.07 | 35.73 | 37.08
WT | 1.2 | 2.37 | 3.47 | 4.77 | 4.92 | 5.05
IGCC | 30.43 | 30.43 | 30.43 | 30.43 | 30.43 | 30.43
DemandResponse | 0 | 0 | 0 | 0 | 0 | 0
IGCC-CCS | 0 | 0 | 0 | 0 | 0 | 0
WT_off | 0.02 | 0.02 | 0.66 | 1.44 | 1.53 | 1.69
PseudoUnit | 0 | 22.99 | 22.99 | 22.99 | 22.99 | 22.99
FixedInterchange | 0 | 0 | 0 | 0 | 0 | 0
Base VOM Costs by Reporting Type: EI_Canada
ReportingType | 2015 | 2020 | 2025 | 2030 | 2035 | 2040
BM | 0 | 0 | 0 | 0 | 0 | 0
CC | 7.66 | 7.79 | 1.17 | 0.11 | 3.55 | 10.9
CSP | 0 | 0 | 0 | 0 | 0 | 0
CT | 0 | 0 | 0 | 0 | 0 | 0.31
Coal | 1.57 | 4.13 | 0 | 0 | 0 | 0
Geo | 0 | 0 | 0 | 0 | 0 | 0
H | 0 | 0.03 | 0.17 | 0.36 | 0.36 | 0.36
LFG | 0.01 | 0.01 | 0.01 | 0.01 | 0.01 | 0.01
Nuc | 200.84 | 189.2 | 201.91 | 211.92 | 221.68 | 193.2
PS | 0 | 0 | 0 | 0 | 0 | 0
PV | 0 | 0 | 0 | 0 | 0 | 0
PeakG | 0 | 0 | 0 | 0 | 0 | 0
PeakO | 0 | 0 | 0 | 0 | 0 | 0
ST | 0 | 0 | 0 | 0 | 0 | 0
STOG | 0 | 0 | 0 | 0 | 0 | 0
STWD | 0 | 0 | 0 | 0 | 0 | 0
WT | 0.11 | 0.11 | 0.11 | 0.11 | 0.05 | 0.05
IGCC | 0 | 0 | 0 | 0 | 0 | 0
DemandResponse | 0 | 0 | 0 | 0 | 0 | 0
IGCC-CCS | 0 | 0 | 0 | 0 | 0 | 0
WT_off | 0 | 0 | 0 | 0 | 0 | 0
PseudoUnit | 0 | 0 | 0 | 0 | 0 | 0
FixedInterchange | 0 | 0 | 0 | 0 | 0 | 0
Base VOM Costs by Reporting Type: EI
ReportingType | 2015 | 2020 | 2025 | 2030 | 2035 | 2040
BM | 24.55 | 491.04 | 710.97 | 927.21 | 996.26 | 1023.51
CC | 1701.59 | 1755.57 | 1479.84 | 1235.87 | 1855.97 | 2360.48
CSP | 0 | 0 | 0 | 0 | 0 | 0
CT | 13.72 | 19.62 | 20.69 | 11.89 | 45.3 | 60.77
Coal | 5389.62 | 5114.29 | 5098.82 | 4884.74 | 5324.82 | 5810.22
Geo | 0 | 0 | 0 | 0 | 0 | 0
H | 0 | 0.09 | 0.29 | 0.48 | 0.48 | 0.51
LFG | 0.33 | 0.45 | 0.53 | 0.58 | 0.58 | 0.58
Nuc | 1854.07 | 1903.1 | 1915.81 | 1898.3 | 1435.67 | 1071.27
PS | 0 | 0 | 0 | 0 | 0 | 0
PV | 0.01 | 0.05 | 0.07 | 0.07 | 0.07 | 0.08
PeakG | 26.7 | 38 | 38.51 | 25.97 | 53.56 | 42.94
PeakO | 0 | 0 | 0 | 0 | 0 | 0
ST | 0 | 0 | 0 | 0 | 0 | 0
STOG | 27.58 | 30.45 | 27.73 | 20.71 | 30.38 | 30.36
STWD | 38.82 | 40.53 | 34.11 | 35.07 | 35.73 | 37.08
WT | 1.31 | 2.48 | 3.58 | 4.88 | 4.97 | 5.11
IGCC | 30.43 | 30.43 | 30.43 | 30.43 | 30.43 | 30.43
DemandResponse | 0 | 0 | 0 | 0 | 0 | 0
IGCC-CCS | 0 | 0 | 0 | 0 | 0 | 0
WT_off | 0.02 | 0.02 | 0.66 | 1.44 | 1.53 | 1.69
PseudoUnit | 0 | 22.99 | 22.99 | 22.99 | 22.99 | 22.99
FixedInterchange | 0 | 0 | 0 | 0 | 0 | 0
Base VOM Costs by Reporting Type: Outside_EI
ReportingType | 2015 | 2020 | 2025 | 2030 | 2035 | 2040
BM | 0.22 | 0.99 | 0.71 | 69.09 | 71.4 | 75.75
CC | 966.44 | 1026.32 | 961.74 | 1107.81 | 1326.81 | 1359.01
CSP | 0 | 0 | 0 | 0 | 0 | 0
CT | 0 | 0 | 1.43 | 1.43 | 0 | 0
Coal | 1505.43 | 1657.9 | 1684.67 | 1681.4 | 1732.04 | 2065.02
Geo | 11.13 | 177.57 | 530.84 | 532.83 | 532.83 | 532.83
H | 0 | 0 | 0 | 0.02 | 0.02 | 0.02
LFG | 0.05 | 0.09 | 0.2 | 0.2 | 0.2 | 0.2
Nuc | 270.85 | 270.85 | 270.85 | 270.85 | 270.85 | 270.85
PS | 0 | 0 | 0 | 0 | 0 | 0
PV | 0.01 | 0.01 | 0.01 | 0.01 | 0.01 | 0.01
PeakG | 0.03 | 0.21 | 1.59 | 3.45 | 3.47 | 0.32
PeakO | 0 | 0 | 0 | 0 | 0 | 0
ST | 0.03 | 0.06 | 0.07 | 0.07 | 0.07 | 0.07
STOG | 13 | 14.09 | 13.8 | 12.54 | 13.17 | 11.73
STWD | 9.77 | 9.96 | 12.57 | 16.07 | 16.07 | 16.07
WT | 0.72 | 1 | 1.53 | 1.8 | 1.83 | 1.87
IGCC | 0 | 0 | 0 | 0 | 0 | 0
DemandResponse | 0 | 0 | 0 | 0 | 0 | 0
IGCC-CCS | 0 | 0 | 0 | 0 | 0 | 0
WT_off | 0 | 0 | 0 | 0 | 0 | 0
PseudoUnit | 0 | 0 | 0 | 0 | 0 | 0
FixedInterchange | 0 | 0 | 0 | 0 | 0 | 0
#9 | Retrofit VOM Costs ($million)
Retrofit VOM Costs by Reporting Type: Entergy
ReportingType | 2015 | 2020 | 2025 | 2030 | 2035 | 2040
BM | 0 | 0 | 0 | 0 | 0 | 0
CC | 0 | 0 | 0 | 0 | 0 | 0
CSP | 0 | 0 | 0 | 0 | 0 | 0
CT | 0 | 0 | 0 | 0 | 0 | 0
Coal | 15.01 | 335.8 | 380.17 | 410.33 | 420 | 420
Geo | 0 | 0 | 0 | 0 | 0 | 0
H | 0 | 0 | 0 | 0 | 0 | 0
LFG | 0 | 0 | 0 | 0 | 0 | 0
Nuc | 0 | 0 | 0 | 0 | 0 | 0
PS | 0 | 0 | 0 | 0 | 0 | 0
PV | 0 | 0 | 0 | 0 | 0 | 0
PeakG | 0 | 0 | 0 | 0 | 0 | 0
PeakO | 0 | 0 | 0 | 0 | 0 | 0
ST | 0 | 0 | 0 | 0 | 0 | 0
STOG | 0 | 0 | 0 | 0 | 0 | 0
STWD | 0 | 0 | 0 | 0 | 0 | 0
WT | 0 | 0 | 0 | 0 | 0 | 0
IGCC | 0 | 0 | 0 | 0 | 0 | 0
DemandResponse | 0 | 0 | 0 | 0 | 0 | 0
IGCC-CCS | 0 | 0 | 0 | 0 | 0 | 0
WT_off | 0 | 0 | 0 | 0 | 0 | 0
PseudoUnit | 0 | 0 | 0 | 0 | 0 | 0
FixedInterchange | 0 | 0 | 0 | 0 | 0 | 0
Retrofit VOM Costs by Reporting Type: FRCC
ReportingType | 2015 | 2020 | 2025 | 2030 | 2035 | 2040
BM | 0 | 0 | 0 | 0 | 0 | 0
CC | 0 | 0 | 0 | 0 | 0 | 0
CSP | 0 | 0 | 0 | 0 | 0 | 0
CT | 0 | 0 | 0 | 0 | 0 | 0
Coal | 236.42 | 281.55 | 289.3 | 299.72 | 309.24 | 309.24
Geo | 0 | 0 | 0 | 0 | 0 | 0
H | 0 | 0 | 0 | 0 | 0 | 0
LFG | 0 | 0 | 0 | 0 | 0 | 0
Nuc | 0 | 0 | 0 | 0 | 0 | 0
PS | 0 | 0 | 0 | 0 | 0 | 0
PV | 0 | 0 | 0 | 0 | 0 | 0
PeakG | 0 | 0 | 0 | 0 | 0 | 0
PeakO | 0 | 0 | 0 | 0 | 0 | 0
ST | 0 | 0 | 0 | 0 | 0 | 0
STOG | 0 | 0 | 0 | 0 | 0 | 0
STWD | 0 | 0 | 0 | 0 | 0 | 0
WT | 0 | 0 | 0 | 0 | 0 | 0
IGCC | 0 | 0 | 0 | 0 | 0 | 0
DemandResponse | 0 | 0 | 0 | 0 | 0 | 0
IGCC-CCS | 0 | 0 | 0 | 0 | 0 | 0
WT_off | 0 | 0 | 0 | 0 | 0 | 0
PseudoUnit | 0 | 0 | 0 | 0 | 0 | 0
FixedInterchange | 0 | 0 | 0 | 0 | 0 | 0
Retrofit VOM Costs by Reporting Type: MAPP_US
ReportingType | 2015 | 2020 | 2025 | 2030 | 2035 | 2040
BM | 0 | 0 | 0 | 0 | 0 | 0
CC | 0 | 0 | 0 | 0 | 0 | 0
CSP | 0 | 0 | 0 | 0 | 0 | 0
CT | 0 | 0 | 0 | 0 | 0 | 0
Coal | 94.43 | 98.64 | 98.64 | 91.35 | 98.64 | 98.64
Geo | 0 | 0 | 0 | 0 | 0 | 0
H | 0 | 0 | 0 | 0 | 0 | 0
LFG | 0 | 0 | 0 | 0 | 0 | 0
Nuc | 0 | 0 | 0 | 0 | 0 | 0
PS | 0 | 0 | 0 | 0 | 0 | 0
PV | 0 | 0 | 0 | 0 | 0 | 0
PeakG | 0 | 0 | 0 | 0 | 0 | 0
PeakO | 0 | 0 | 0 | 0 | 0 | 0
ST | 0 | 0 | 0 | 0 | 0 | 0
STOG | 0 | 0 | 0 | 0 | 0 | 0
STWD | 0 | 0 | 0 | 0 | 0 | 0
WT | 0 | 0 | 0 | 0 | 0 | 0
IGCC | 0 | 0 | 0 | 0 | 0 | 0
DemandResponse | 0 | 0 | 0 | 0 | 0 | 0
IGCC-CCS | 0 | 0 | 0 | 0 | 0 | 0
WT_off | 0 | 0 | 0 | 0 | 0 | 0
PseudoUnit | 0 | 0 | 0 | 0 | 0 | 0
FixedInterchange | 0 | 0 | 0 | 0 | 0 | 0
Retrofit VOM Costs by Reporting Type: MISO_IN
ReportingType | 2015 | 2020 | 2025 | 2030 | 2035 | 2040
BM | 0 | 0 | 0 | 0 | 0 | 0
CC | 0 | 0 | 0 | 0 | 0 | 0
CSP | 0 | 0 | 0 | 0 | 0 | 0
CT | 0 | 0 | 0 | 0 | 0 | 0
Coal | 317.1 | 490.14 | 507.25 | 484.68 | 545.41 | 578.82
Geo | 0 | 0 | 0 | 0 | 0 | 0
H | 0 | 0 | 0 | 0 | 0 | 0
LFG | 0 | 0 | 0 | 0 | 0 | 0
Nuc | 0 | 0 | 0 | 0 | 0 | 0
PS | 0 | 0 | 0 | 0 | 0 | 0
PV | 0 | 0 | 0 | 0 | 0 | 0
PeakG | 0 | 0 | 0 | 0 | 0 | 0
PeakO | 0 | 0 | 0 | 0 | 0 | 0
ST | 0 | 0 | 0 | 0 | 0 | 0
STOG | 0 | 0 | 0 | 0 | 0 | 0
STWD | 0 | 0 | 0 | 0 | 0 | 0
WT | 0 | 0 | 0 | 0 | 0 | 0
IGCC | 0 | 0 | 0 | 0 | 0 | 0
DemandResponse | 0 | 0 | 0 | 0 | 0 | 0
IGCC-CCS | 0 | 0 | 0 | 0 | 0 | 0
WT_off | 0 | 0 | 0 | 0 | 0 | 0
PseudoUnit | 0 | 0 | 0 | 0 | 0 | 0
FixedInterchange | 0 | 0 | 0 | 0 | 0 | 0
Retrofit VOM Costs by Reporting Type: MISO_MI
ReportingType | 2015 | 2020 | 2025 | 2030 | 2035 | 2040
BM | 0 | 0 | 0 | 0 | 0 | 0
CC | 0 | 0 | 0 | 0 | 0 | 0
CSP | 0 | 0 | 0 | 0 | 0 | 0
CT | 0 | 0 | 0 | 0 | 0 | 0
Coal | 41.51 | 222.28 | 232.08 | 209.8 | 261.47 | 273.17
Geo | 0 | 0 | 0 | 0 | 0 | 0
H | 0 | 0 | 0 | 0 | 0 | 0
LFG | 0 | 0 | 0 | 0 | 0 | 0
Nuc | 0 | 0 | 0 | 0 | 0 | 0
PS | 0 | 0 | 0 | 0 | 0 | 0
PV | 0 | 0 | 0 | 0 | 0 | 0
PeakG | 0 | 0 | 0 | 0 | 0 | 0
PeakO | 0 | 0 | 0 | 0 | 0 | 0
ST | 0 | 0 | 0 | 0 | 0 | 0
STOG | 0 | 0 | 0 | 0 | 0 | 0
STWD | 0 | 0 | 0 | 0 | 0 | 0
WT | 0 | 0 | 0 | 0 | 0 | 0
IGCC | 0 | 0 | 0 | 0 | 0 | 0
DemandResponse | 0 | 0 | 0 | 0 | 0 | 0
IGCC-CCS | 0 | 0 | 0 | 0 | 0 | 0
WT_off | 0 | 0 | 0 | 0 | 0 | 0
PseudoUnit | 0 | 0 | 0 | 0 | 0 | 0
FixedInterchange | 0 | 0 | 0 | 0 | 0 | 0
Retrofit VOM Costs by Reporting Type: MISO_MO-IL
ReportingType | 2015 | 2020 | 2025 | 2030 | 2035 | 2040
BM | 0 | 0 | 0 | 0 | 0 | 0
CC | 0 | 0 | 0 | 0 | 0 | 0
CSP | 0 | 0 | 0 | 0 | 0 | 0
CT | 0 | 0 | 0 | 0 | 0 | 0
Coal | 115.75 | 432.74 | 470.85 | 439.28 | 585.4 | 571.34
Geo | 0 | 0 | 0 | 0 | 0 | 0
H | 0 | 0 | 0 | 0 | 0 | 0
LFG | 0 | 0 | 0 | 0 | 0 | 0
Nuc | 0 | 0 | 0 | 0 | 0 | 0
PS | 0 | 0 | 0 | 0 | 0 | 0
PV | 0 | 0 | 0 | 0 | 0 | 0
PeakG | 0 | 0 | 0 | 0 | 0 | 0
PeakO | 0 | 0 | 0 | 0 | 0 | 0
ST | 0 | 0 | 0 | 0 | 0 | 0
STOG | 0 | 0 | 0 | 0 | 0 | 0
STWD | 0 | 0 | 0 | 0 | 0 | 0
WT | 0 | 0 | 0 | 0 | 0 | 0
IGCC | 0 | 0 | 0 | 0 | 0 | 0
DemandResponse | 0 | 0 | 0 | 0 | 0 | 0
IGCC-CCS | 0 | 0 | 0 | 0 | 0 | 0
WT_off | 0 | 0 | 0 | 0 | 0 | 0
PseudoUnit | 0 | 0 | 0 | 0 | 0 | 0
FixedInterchange | 0 | 0 | 0 | 0 | 0 | 0
Retrofit VOM Costs by Reporting Type: MISO_W
ReportingType | 2015 | 2020 | 2025 | 2030 | 2035 | 2040
BM | 0 | 0 | 0 | 0 | 0 | 0
CC | 0 | 0 | 0 | 0 | 0 | 0
CSP | 0 | 0 | 0 | 0 | 0 | 0
CT | 0 | 0 | 0 | 0 | 0 | 0
Coal | 144.25 | 397.56 | 400.38 | 376.34 | 411.74 | 411.74
Geo | 0 | 0 | 0 | 0 | 0 | 0
H | 0 | 0 | 0 | 0 | 0 | 0
LFG | 0 | 0 | 0 | 0 | 0 | 0
Nuc | 0 | 0 | 0 | 0 | 0 | 0
PS | 0 | 0 | 0 | 0 | 0 | 0
PV | 0 | 0 | 0 | 0 | 0 | 0
PeakG | 0 | 0 | 0 | 0 | 0 | 0
PeakO | 0 | 0 | 0 | 0 | 0 | 0
ST | 0 | 0 | 0 | 0 | 0 | 0
STOG | 0 | 0 | 0 | 0 | 0 | 0
STWD | 0 | 0 | 0 | 0 | 0 | 0
WT | 0 | 0 | 0 | 0 | 0 | 0
IGCC | 0 | 0 | 0 | 0 | 0 | 0
DemandResponse | 0 | 0 | 0 | 0 | 0 | 0
IGCC-CCS | 0 | 0 | 0 | 0 | 0 | 0
WT_off | 0 | 0 | 0 | 0 | 0 | 0
PseudoUnit | 0 | 0 | 0 | 0 | 0 | 0
FixedInterchange | 0 | 0 | 0 | 0 | 0 | 0
Retrofit VOM Costs by Reporting Type: MISO_WUMS
ReportingType | 2015 | 2020 | 2025 | 2030 | 2035 | 2040
BM | 0 | 0 | 0 | 0 | 0 | 0
CC | 0 | 0 | 0 | 0 | 0 | 0
CSP | 0 | 0 | 0 | 0 | 0 | 0
CT | 0 | 0 | 0 | 0 | 0 | 0
Coal | 85.82 | 139.78 | 145.71 | 137.66 | 169.42 | 180.55
Geo | 0 | 0 | 0 | 0 | 0 | 0
H | 0 | 0 | 0 | 0 | 0 | 0
LFG | 0 | 0 | 0 | 0 | 0 | 0
Nuc | 0 | 0 | 0 | 0 | 0 | 0
PS | 0 | 0 | 0 | 0 | 0 | 0
PV | 0 | 0 | 0 | 0 | 0 | 0
PeakG | 0 | 0 | 0 | 0 | 0 | 0
PeakO | 0 | 0 | 0 | 0 | 0 | 0
ST | 0 | 0 | 0 | 0 | 0 | 0
STOG | 0 | 0 | 0 | 0 | 0 | 0
STWD | 0 | 0 | 0 | 0 | 0 | 0
WT | 0 | 0 | 0 | 0 | 0 | 0
IGCC | 0 | 0 | 0 | 0 | 0 | 0
DemandResponse | 0 | 0 | 0 | 0 | 0 | 0
IGCC-CCS | 0 | 0 | 0 | 0 | 0 | 0
WT_off | 0 | 0 | 0 | 0 | 0 | 0
PseudoUnit | 0 | 0 | 0 | 0 | 0 | 0
FixedInterchange | 0 | 0 | 0 | 0 | 0 | 0
Retrofit VOM Costs by Reporting Type: Nebraska
ReportingType | 2015 | 2020 | 2025 | 2030 | 2035 | 2040
BM | 0 | 0 | 0 | 0 | 0 | 0
CC | 0 | 0 | 0 | 0 | 0 | 0
CSP | 0 | 0 | 0 | 0 | 0 | 0
CT | 0 | 0 | 0 | 0 | 0 | 0
Coal | 16.57 | 135.66 | 135.66 | 132.17 | 135.66 | 135.66
Geo | 0 | 0 | 0 | 0 | 0 | 0
H | 0 | 0 | 0 | 0 | 0 | 0
LFG | 0 | 0 | 0 | 0 | 0 | 0
Nuc | 0 | 0 | 0 | 0 | 0 | 0
PS | 0 | 0 | 0 | 0 | 0 | 0
PV | 0 | 0 | 0 | 0 | 0 | 0
PeakG | 0 | 0 | 0 | 0 | 0 | 0
PeakO | 0 | 0 | 0 | 0 | 0 | 0
ST | 0 | 0 | 0 | 0 | 0 | 0
STOG | 0 | 0 | 0 | 0 | 0 | 0
STWD | 0 | 0 | 0 | 0 | 0 | 0
WT | 0 | 0 | 0 | 0 | 0 | 0
IGCC | 0 | 0 | 0 | 0 | 0 | 0
DemandResponse | 0 | 0 | 0 | 0 | 0 | 0
IGCC-CCS | 0 | 0 | 0 | 0 | 0 | 0
WT_off | 0 | 0 | 0 | 0 | 0 | 0
PseudoUnit | 0 | 0 | 0 | 0 | 0 | 0
FixedInterchange | 0 | 0 | 0 | 0 | 0 | 0
Retrofit VOM Costs by Reporting Type: NEISO
ReportingType | 2015 | 2020 | 2025 | 2030 | 2035 | 2040
BM | 0 | 0 | 0 | 0 | 0 | 0
CC | 0 | 0 | 0 | 0 | 0 | 0
CSP | 0 | 0 | 0 | 0 | 0 | 0
CT | 0 | 0 | 0 | 0 | 0 | 0
Coal | 0.16 | 0 | 0 | 0 | 0 | 0
Geo | 0 | 0 | 0 | 0 | 0 | 0
H | 0 | 0 | 0 | 0 | 0 | 0
LFG | 0 | 0 | 0 | 0 | 0 | 0
Nuc | 0 | 0 | 0 | 0 | 0 | 0
PS | 0 | 0 | 0 | 0 | 0 | 0
PV | 0 | 0 | 0 | 0 | 0 | 0
PeakG | 0 | 0 | 0 | 0 | 0 | 0
PeakO | 0 | 0 | 0 | 0 | 0 | 0
ST | 0 | 0 | 0 | 0 | 0 | 0
STOG | 0 | 0 | 0 | 0 | 0 | 0
STWD | 0 | 0 | 0 | 0 | 0 | 0
WT | 0 | 0 | 0 | 0 | 0 | 0
IGCC | 0 | 0 | 0 | 0 | 0 | 0
DemandResponse | 0 | 0 | 0 | 0 | 0 | 0
IGCC-CCS | 0 | 0 | 0 | 0 | 0 | 0
WT_off | 0 | 0 | 0 | 0 | 0 | 0
PseudoUnit | 0 | 0 | 0 | 0 | 0 | 0
FixedInterchange | 0 | 0 | 0 | 0 | 0 | 0
Retrofit VOM Costs by Reporting Type: NonRTO_Midwest
ReportingType | 2015 | 2020 | 2025 | 2030 | 2035 | 2040
BM | 0 | 0 | 0 | 0 | 0 | 0
CC | 0 | 0 | 0 | 0 | 0 | 0
CSP | 0 | 0 | 0 | 0 | 0 | 0
CT | 0 | 0 | 0 | 0 | 0 | 0
Coal | 230.73 | 300.19 | 306.08 | 309.78 | 317.13 | 324.15
Geo | 0 | 0 | 0 | 0 | 0 | 0
H | 0 | 0 | 0 | 0 | 0 | 0
LFG | 0 | 0 | 0 | 0 | 0 | 0
Nuc | 0 | 0 | 0 | 0 | 0 | 0
PS | 0 | 0 | 0 | 0 | 0 | 0
PV | 0 | 0 | 0 | 0 | 0 | 0
PeakG | 0 | 0 | 0 | 0 | 0 | 0
PeakO | 0 | 0 | 0 | 0 | 0 | 0
ST | 0 | 0 | 0 | 0 | 0 | 0
STOG | 0 | 0 | 0 | 0 | 0 | 0
STWD | 0 | 0 | 0 | 0 | 0 | 0
WT | 0 | 0 | 0 | 0 | 0 | 0
IGCC | 0 | 0 | 0 | 0 | 0 | 0
DemandResponse | 0 | 0 | 0 | 0 | 0 | 0
IGCC-CCS | 0 | 0 | 0 | 0 | 0 | 0
WT_off | 0 | 0 | 0 | 0 | 0 | 0
PseudoUnit | 0 | 0 | 0 | 0 | 0 | 0
FixedInterchange | 0 | 0 | 0 | 0 | 0 | 0
Retrofit VOM Costs by Reporting Type: NYISO_A-F
ReportingType | 2015 | 2020 | 2025 | 2030 | 2035 | 2040
BM | 0 | 0 | 0 | 0 | 0 | 0
CC | 0 | 0 | 0 | 0 | 0 | 0
CSP | 0 | 0 | 0 | 0 | 0 | 0
CT | 0 | 0 | 0 | 0 | 0 | 0
Coal | 0 | 0 | 0 | 0 | 0 | 0
Geo | 0 | 0 | 0 | 0 | 0 | 0
H | 0 | 0 | 0 | 0 | 0 | 0
LFG | 0 | 0 | 0 | 0 | 0 | 0
Nuc | 0 | 0 | 0 | 0 | 0 | 0
PS | 0 | 0 | 0 | 0 | 0 | 0
PV | 0 | 0 | 0 | 0 | 0 | 0
PeakG | 0 | 0 | 0 | 0 | 0 | 0
PeakO | 0 | 0 | 0 | 0 | 0 | 0
ST | 0 | 0 | 0 | 0 | 0 | 0
STOG | 0 | 0 | 0 | 0 | 0 | 0
STWD | 0 | 0 | 0 | 0 | 0 | 0
WT | 0 | 0 | 0 | 0 | 0 | 0
IGCC | 0 | 0 | 0 | 0 | 0 | 0
DemandResponse | 0 | 0 | 0 | 0 | 0 | 0
IGCC-CCS | 0 | 0 | 0 | 0 | 0 | 0
WT_off | 0 | 0 | 0 | 0 | 0 | 0
PseudoUnit | 0 | 0 | 0 | 0 | 0 | 0
FixedInterchange | 0 | 0 | 0 | 0 | 0 | 0
Retrofit VOM Costs by Reporting Type: NYISO_G-I
ReportingType | 2015 | 2020 | 2025 | 2030 | 2035 | 2040
BM | 0 | 0 | 0 | 0 | 0 | 0
CC | 0 | 0 | 0 | 0 | 0 | 0
CSP | 0 | 0 | 0 | 0 | 0 | 0
CT | 0 | 0 | 0 | 0 | 0 | 0
Coal | 0 | 0 | 0 | 0 | 0 | 0
Geo | 0 | 0 | 0 | 0 | 0 | 0
H | 0 | 0 | 0 | 0 | 0 | 0
LFG | 0 | 0 | 0 | 0 | 0 | 0
Nuc | 0 | 0 | 0 | 0 | 0 | 0
PS | 0 | 0 | 0 | 0 | 0 | 0
PV | 0 | 0 | 0 | 0 | 0 | 0
PeakG | 0 | 0 | 0 | 0 | 0 | 0
PeakO | 0 | 0 | 0 | 0 | 0 | 0
ST | 0 | 0 | 0 | 0 | 0 | 0
STOG | 0 | 0 | 0 | 0 | 0 | 0
STWD | 0 | 0 | 0 | 0 | 0 | 0
WT | 0 | 0 | 0 | 0 | 0 | 0
IGCC | 0 | 0 | 0 | 0 | 0 | 0
DemandResponse | 0 | 0 | 0 | 0 | 0 | 0
IGCC-CCS | 0 | 0 | 0 | 0 | 0 | 0
WT_off | 0 | 0 | 0 | 0 | 0 | 0
PseudoUnit | 0 | 0 | 0 | 0 | 0 | 0
FixedInterchange | 0 | 0 | 0 | 0 | 0 | 0
Retrofit VOM Costs by Reporting Type: NYISO_J-K
ReportingType | 2015 | 2020 | 2025 | 2030 | 2035 | 2040
BM | 0 | 0 | 0 | 0 | 0 | 0
CC | 0 | 0 | 0 | 0 | 0 | 0
CSP | 0 | 0 | 0 | 0 | 0 | 0
CT | 0 | 0 | 0 | 0 | 0 | 0
Coal | 0 | 0 | 0 | 0 | 0 | 0
Geo | 0 | 0 | 0 | 0 | 0 | 0
H | 0 | 0 | 0 | 0 | 0 | 0
LFG | 0 | 0 | 0 | 0 | 0 | 0
Nuc | 0 | 0 | 0 | 0 | 0 | 0
PS | 0 | 0 | 0 | 0 | 0 | 0
PV | 0 | 0 | 0 | 0 | 0 | 0
PeakG | 0 | 0 | 0 | 0 | 0 | 0
PeakO | 0 | 0 | 0 | 0 | 0 | 0
ST | 0 | 0 | 0 | 0 | 0 | 0
STOG | 0 | 0 | 0 | 0 | 0 | 0
STWD | 0 | 0 | 0 | 0 | 0 | 0
WT | 0 | 0 | 0 | 0 | 0 | 0
IGCC | 0 | 0 | 0 | 0 | 0 | 0
DemandResponse | 0 | 0 | 0 | 0 | 0 | 0
IGCC-CCS | 0 | 0 | 0 | 0 | 0 | 0
WT_off | 0 | 0 | 0 | 0 | 0 | 0
PseudoUnit | 0 | 0 | 0 | 0 | 0 | 0
FixedInterchange | 0 | 0 | 0 | 0 | 0 | 0
Retrofit VOM Costs by Reporting Type: PJM_E
ReportingType | 2015 | 2020 | 2025 | 2030 | 2035 | 2040
BM | 0 | 0 | 0 | 0 | 0 | 0
CC | 0 | 0 | 0 | 0 | 0 | 0
CSP | 0 | 0 | 0 | 0 | 0 | 0
CT | 0 | 0 | 0 | 0 | 0 | 0
Coal | 1.75 | 0 | 0 | 0 | 0 | 0
Geo | 0 | 0 | 0 | 0 | 0 | 0
H | 0 | 0 | 0 | 0 | 0 | 0
LFG | 0 | 0 | 0 | 0 | 0 | 0
Nuc | 0 | 0 | 0 | 0 | 0 | 0
PS | 0 | 0 | 0 | 0 | 0 | 0
PV | 0 | 0 | 0 | 0 | 0 | 0
PeakG | 0 | 0 | 0 | 0 | 0 | 0
PeakO | 0 | 0 | 0 | 0 | 0 | 0
ST | 0 | 0 | 0 | 0 | 0 | 0
STOG | 0 | 0 | 0 | 0 | 0 | 0
STWD | 0 | 0 | 0 | 0 | 0 | 0
WT | 0 | 0 | 0 | 0 | 0 | 0
IGCC | 0 | 0 | 0 | 0 | 0 | 0
DemandResponse | 0 | 0 | 0 | 0 | 0 | 0
IGCC-CCS | 0 | 0 | 0 | 0 | 0 | 0
WT_off | 0 | 0 | 0 | 0 | 0 | 0
PseudoUnit | 0 | 0 | 0 | 0 | 0 | 0
FixedInterchange | 0 | 0 | 0 | 0 | 0 | 0
Retrofit VOM Costs by Reporting Type: PJM_ROM
ReportingType | 2015 | 2020 | 2025 | 2030 | 2035 | 2040
BM | 0 | 0 | 0 | 0 | 0 | 0
CC | 0 | 0 | 0 | 0 | 0 | 0
CSP | 0 | 0 | 0 | 0 | 0 | 0
CT | 0 | 0 | 0 | 0 | 0 | 0
Coal | 176.74 | 181.64 | 176.14 | 154.52 | 207.88 | 207.88
Geo | 0 | 0 | 0 | 0 | 0 | 0
H | 0 | 0 | 0 | 0 | 0 | 0
LFG | 0 | 0 | 0 | 0 | 0 | 0
Nuc | 0 | 0 | 0 | 0 | 0 | 0
PS | 0 | 0 | 0 | 0 | 0 | 0
PV | 0 | 0 | 0 | 0 | 0 | 0
PeakG | 0 | 0 | 0 | 0 | 0 | 0
PeakO | 0 | 0 | 0 | 0 | 0 | 0
ST | 0 | 0 | 0 | 0 | 0 | 0
STOG | 0 | 0 | 0 | 0 | 0 | 0
STWD | 0 | 0 | 0 | 0 | 0 | 0
WT | 0 | 0 | 0 | 0 | 0 | 0
IGCC | 0 | 0 | 0 | 0 | 0 | 0
DemandResponse | 0 | 0 | 0 | 0 | 0 | 0
IGCC-CCS | 0 | 0 | 0 | 0 | 0 | 0
WT_off | 0 | 0 | 0 | 0 | 0 | 0
PseudoUnit | 0 | 0 | 0 | 0 | 0 | 0
FixedInterchange | 0 | 0 | 0 | 0 | 0 | 0
Retrofit VOM Costs by Reporting Type: PJM_ROR
ReportingType | 2015 | 2020 | 2025 | 2030 | 2035 | 2040
BM | 0 | 0 | 0 | 0 | 0 | 0
CC | 0 | 0 | 0 | 0 | 0 | 0
CSP | 0 | 0 | 0 | 0 | 0 | 0
CT | 0 | 0 | 0 | 0 | 0 | 0
Coal | 940.32 | 1064.71 | 1065.72 | 1052.19 | 1079.1 | 1091.42
Geo | 0 | 0 | 0 | 0 | 0 | 0
H | 0 | 0 | 0 | 0 | 0 | 0
LFG | 0 | 0 | 0 | 0 | 0 | 0
Nuc | 0 | 0 | 0 | 0 | 0 | 0
PS | 0 | 0 | 0 | 0 | 0 | 0
PV | 0 | 0 | 0 | 0 | 0 | 0
PeakG | 0 | 0 | 0 | 0 | 0 | 0
PeakO | 0 | 0 | 0 | 0 | 0 | 0
ST | 0 | 0 | 0 | 0 | 0 | 0
STOG | 0 | 0 | 0 | 0 | 0 | 0
STWD | 0 | 0 | 0 | 0 | 0 | 0
WT | 0 | 0 | 0 | 0 | 0 | 0
IGCC | 0 | 0 | 0 | 0 | 0 | 0
DemandResponse | 0 | 0 | 0 | 0 | 0 | 0
IGCC-CCS | 0 | 0 | 0 | 0 | 0 | 0
WT_off | 0 | 0 | 0 | 0 | 0 | 0
PseudoUnit | 0 | 0 | 0 | 0 | 0 | 0
FixedInterchange | 0 | 0 | 0 | 0 | 0 | 0
Retrofit VOM Costs by Reporting Type: SOCO
ReportingType | 2015 | 2020 | 2025 | 2030 | 2035 | 2040
BM | 0 | 0 | 0 | 0 | 0 | 0
CC | 0 | 0 | 0 | 0 | 0 | 0
CSP | 0 | 0 | 0 | 0 | 0 | 0
CT | 0 | 0 | 0 | 0 | 0 | 0
Coal | 341.75 | 448.77 | 481.93 | 493.34 | 520.5 | 520.5
Geo | 0 | 0 | 0 | 0 | 0 | 0
H | 0 | 0 | 0 | 0 | 0 | 0
LFG | 0 | 0 | 0 | 0 | 0 | 0
Nuc | 0 | 0 | 0 | 0 | 0 | 0
PS | 0 | 0 | 0 | 0 | 0 | 0
PV | 0 | 0 | 0 | 0 | 0 | 0
PeakG | 0 | 0 | 0 | 0 | 0 | 0
PeakO | 0 | 0 | 0 | 0 | 0 | 0
ST | 0 | 0 | 0 | 0 | 0 | 0
STOG | 0 | 0 | 0 | 0 | 0 | 0
STWD | 0 | 0 | 0 | 0 | 0 | 0
WT | 0 | 0 | 0 | 0 | 0 | 0
IGCC | 0 | 0 | 0 | 0 | 0 | 0
DemandResponse | 0 | 0 | 0 | 0 | 0 | 0
IGCC-CCS | 0 | 0 | 0 | 0 | 0 | 0
WT_off | 0 | 0 | 0 | 0 | 0 | 0
PseudoUnit | 0 | 0 | 0 | 0 | 0 | 0
FixedInterchange | 0 | 0 | 0 | 0 | 0 | 0
Retrofit VOM Costs by Reporting Type: SPP_N
ReportingType | 2015 | 2020 | 2025 | 2030 | 2035 | 2040
BM | 0 | 0 | 0 | 0 | 0 | 0
CC | 0 | 0 | 0 | 0 | 0 | 0
CSP | 0 | 0 | 0 | 0 | 0 | 0
CT | 0 | 0 | 0 | 0 | 0 | 0
Coal | 190.31 | 340 | 308.49 | 301.99 | 308.73 | 308.73
Geo | 0 | 0 | 0 | 0 | 0 | 0
H | 0 | 0 | 0 | 0 | 0 | 0
LFG | 0 | 0 | 0 | 0 | 0 | 0
Nuc | 0 | 0 | 0 | 0 | 0 | 0
PS | 0 | 0 | 0 | 0 | 0 | 0
PV | 0 | 0 | 0 | 0 | 0 | 0
PeakG | 0 | 0 | 0 | 0 | 0 | 0
PeakO | 0 | 0 | 0 | 0 | 0 | 0
ST | 0 | 0 | 0 | 0 | 0 | 0
STOG | 0 | 0 | 0 | 0 | 0 | 0
STWD | 0 | 0 | 0 | 0 | 0 | 0
WT | 0 | 0 | 0 | 0 | 0 | 0
IGCC | 0 | 0 | 0 | 0 | 0 | 0
DemandResponse | 0 | 0 | 0 | 0 | 0 | 0
IGCC-CCS | 0 | 0 | 0 | 0 | 0 | 0
WT_off | 0 | 0 | 0 | 0 | 0 | 0
PseudoUnit | 0 | 0 | 0 | 0 | 0 | 0
FixedInterchange | 0 | 0 | 0 | 0 | 0 | 0
Retrofit VOM Costs by Reporting Type: SPP_S
ReportingType | 2015 | 2020 | 2025 | 2030 | 2035 | 2040
BM | 0 | 0 | 0 | 0 | 0 | 0
CC | 0 | 0 | 0 | 0 | 0 | 0
CSP | 0 | 0 | 0 | 0 | 0 | 0
CT | 0 | 0 | 0 | 0 | 0 | 0
Coal | 99.54 | 697.45 | 658.77 | 561.77 | 720.82 | 697.39
Geo | 0 | 0 | 0 | 0 | 0 | 0
H | 0 | 0 | 0 | 0 | 0 | 0
LFG | 0 | 0 | 0 | 0 | 0 | 0
Nuc | 0 | 0 | 0 | 0 | 0 | 0
PS | 0 | 0 | 0 | 0 | 0 | 0
PV | 0 | 0 | 0 | 0 | 0 | 0
PeakG | 0 | 0 | 0 | 0 | 0 | 0
PeakO | 0 | 0 | 0 | 0 | 0 | 0
ST | 0 | 0 | 0 | 0 | 0 | 0
STOG | 0 | 0 | 0 | 0 | 0 | 0
STWD | 0 | 0 | 0 | 0 | 0 | 0
WT | 0 | 0 | 0 | 0 | 0 | 0
IGCC | 0 | 0 | 0 | 0 | 0 | 0
DemandResponse | 0 | 0 | 0 | 0 | 0 | 0
IGCC-CCS | 0 | 0 | 0 | 0 | 0 | 0
WT_off | 0 | 0 | 0 | 0 | 0 | 0
PseudoUnit | 0 | 0 | 0 | 0 | 0 | 0
FixedInterchange | 0 | 0 | 0 | 0 | 0 | 0
Retrofit VOM Costs by Reporting Type: TVA
ReportingType | 2015 | 2020 | 2025 | 2030 | 2035 | 2040
BM | 0 | 0 | 0 | 0 | 0 | 0
CC | 0 | 0 | 0 | 0 | 0 | 0
CSP | 0 | 0 | 0 | 0 | 0 | 0
CT | 0 | 0 | 0 | 0 | 0 | 0
Coal | 203.79 | 378.52 | 375.76 | 357.77 | 388.15 | 388.9
Geo | 0 | 0 | 0 | 0 | 0 | 0
H | 0 | 0 | 0 | 0 | 0 | 0
LFG | 0 | 0 | 0 | 0 | 0 | 0
Nuc | 0 | 0 | 0 | 0 | 0 | 0
PS | 0 | 0 | 0 | 0 | 0 | 0
PV | 0 | 0 | 0 | 0 | 0 | 0
PeakG | 0 | 0 | 0 | 0 | 0 | 0
PeakO | 0 | 0 | 0 | 0 | 0 | 0
ST | 0 | 0 | 0 | 0 | 0 | 0
STOG | 0 | 0 | 0 | 0 | 0 | 0
STWD | 0 | 0 | 0 | 0 | 0 | 0
WT | 0 | 0 | 0 | 0 | 0 | 0
IGCC | 0 | 0 | 0 | 0 | 0 | 0
DemandResponse | 0 | 0 | 0 | 0 | 0 | 0
IGCC-CCS | 0 | 0 | 0 | 0 | 0 | 0
WT_off | 0 | 0 | 0 | 0 | 0 | 0
PseudoUnit | 0 | 0 | 0 | 0 | 0 | 0
FixedInterchange | 0 | 0 | 0 | 0 | 0 | 0
Retrofit VOM Costs by Reporting Type: TVA_Transmission
ReportingType | 2015 | 2020 | 2025 | 2030 | 2035 | 2040
BM | 0 | 0 | 0 | 0 | 0 | 0
CC | 0 | 0 | 0 | 0 | 0 | 0
CSP | 0 | 0 | 0 | 0 | 0 | 0
CT | 0 | 0 | 0 | 0 | 0 | 0
Coal | 0 | 0 | 0 | 0 | 0 | 0
Geo | 0 | 0 | 0 | 0 | 0 | 0
H | 0 | 0 | 0 | 0 | 0 | 0
LFG | 0 | 0 | 0 | 0 | 0 | 0
Nuc | 0 | 0 | 0 | 0 | 0 | 0
PS | 0 | 0 | 0 | 0 | 0 | 0
PV | 0 | 0 | 0 | 0 | 0 | 0
PeakG | 0 | 0 | 0 | 0 | 0 | 0
PeakO | 0 | 0 | 0 | 0 | 0 | 0
ST | 0 | 0 | 0 | 0 | 0 | 0
STOG | 0 | 0 | 0 | 0 | 0 | 0
STWD | 0 | 0 | 0 | 0 | 0 | 0
WT | 0 | 0 | 0 | 0 | 0 | 0
IGCC | 0 | 0 | 0 | 0 | 0 | 0
DemandResponse | 0 | 0 | 0 | 0 | 0 | 0
IGCC-CCS | 0 | 0 | 0 | 0 | 0 | 0
WT_off | 0 | 0 | 0 | 0 | 0 | 0
PseudoUnit | 0 | 0 | 0 | 0 | 0 | 0
FixedInterchange | 0 | 0 | 0 | 0 | 0 | 0
Retrofit VOM Costs by Reporting Type: VACAR
ReportingType | 2015 | 2020 | 2025 | 2030 | 2035 | 2040
BM | 0 | 0 | 0 | 0 | 0 | 0
CC | 0 | 0 | 0 | 0 | 0 | 0
CSP | 0 | 0 | 0 | 0 | 0 | 0
CT | 0 | 0 | 0 | 0 | 0 | 0
Coal | 350.57 | 275.77 | 214.3 | 103.46 | 225.05 | 279.73
Geo | 0 | 0 | 0 | 0 | 0 | 0
H | 0 | 0 | 0 | 0 | 0 | 0
LFG | 0 | 0 | 0 | 0 | 0 | 0
Nuc | 0 | 0 | 0 | 0 | 0 | 0
PS | 0 | 0 | 0 | 0 | 0 | 0
PV | 0 | 0 | 0 | 0 | 0 | 0
PeakG | 0 | 0 | 0 | 0 | 0 | 0
PeakO | 0 | 0 | 0 | 0 | 0 | 0
ST | 0 | 0 | 0 | 0 | 0 | 0
STOG | 0 | 0 | 0 | 0 | 0 | 0
STWD | 0 | 0 | 0 | 0 | 0 | 0
WT | 0 | 0 | 0 | 0 | 0 | 0
IGCC | 0 | 0 | 0 | 0 | 0 | 0
DemandResponse | 0 | 0 | 0 | 0 | 0 | 0
IGCC-CCS | 0 | 0 | 0 | 0 | 0 | 0
WT_off | 0 | 0 | 0 | 0 | 0 | 0
PseudoUnit | 0 | 0 | 0 | 0 | 0 | 0
FixedInterchange | 0 | 0 | 0 | 0 | 0 | 0
Retrofit VOM Costs by Reporting Type: IESO
ReportingType | 2015 | 2020 | 2025 | 2030 | 2035 | 2040
BM | 0 | 0 | 0 | 0 | 0 | 0
CC | 0 | 0 | 0 | 0 | 0 | 0
CSP | 0 | 0 | 0 | 0 | 0 | 0
CT | 0 | 0 | 0 | 0 | 0 | 0
Coal | 0 | 0 | 0 | 0 | 0 | 0
Geo | 0 | 0 | 0 | 0 | 0 | 0
H | 0 | 0 | 0 | 0 | 0 | 0
LFG | 0 | 0 | 0 | 0 | 0 | 0
Nuc | 0 | 0 | 0 | 0 | 0 | 0
PS | 0 | 0 | 0 | 0 | 0 | 0
PV | 0 | 0 | 0 | 0 | 0 | 0
PeakG | 0 | 0 | 0 | 0 | 0 | 0
PeakO | 0 | 0 | 0 | 0 | 0 | 0
ST | 0 | 0 | 0 | 0 | 0 | 0
STOG | 0 | 0 | 0 | 0 | 0 | 0
STWD | 0 | 0 | 0 | 0 | 0 | 0
WT | 0 | 0 | 0 | 0 | 0 | 0
IGCC | 0 | 0 | 0 | 0 | 0 | 0
DemandResponse | 0 | 0 | 0 | 0 | 0 | 0
IGCC-CCS | 0 | 0 | 0 | 0 | 0 | 0
WT_off | 0 | 0 | 0 | 0 | 0 | 0
PseudoUnit | 0 | 0 | 0 | 0 | 0 | 0
FixedInterchange | 0 | 0 | 0 | 0 | 0 | 0
Retrofit VOM Costs by Reporting Type: MAPP_CA
ReportingType | 2015 | 2020 | 2025 | 2030 | 2035 | 2040
BM | 0 | 0 | 0 | 0 | 0 | 0
CC | 0 | 0 | 0 | 0 | 0 | 0
CSP | 0 | 0 | 0 | 0 | 0 | 0
CT | 0 | 0 | 0 | 0 | 0 | 0
Coal | 0 | 0 | 0 | 0 | 0 | 0
Geo | 0 | 0 | 0 | 0 | 0 | 0
H | 0 | 0 | 0 | 0 | 0 | 0
LFG | 0 | 0 | 0 | 0 | 0 | 0
Nuc | 0 | 0 | 0 | 0 | 0 | 0
PS | 0 | 0 | 0 | 0 | 0 | 0
PV | 0 | 0 | 0 | 0 | 0 | 0
PeakG | 0 | 0 | 0 | 0 | 0 | 0
PeakO | 0 | 0 | 0 | 0 | 0 | 0
ST | 0 | 0 | 0 | 0 | 0 | 0
STOG | 0 | 0 | 0 | 0 | 0 | 0
STWD | 0 | 0 | 0 | 0 | 0 | 0
WT | 0 | 0 | 0 | 0 | 0 | 0
IGCC | 0 | 0 | 0 | 0 | 0 | 0
DemandResponse | 0 | 0 | 0 | 0 | 0 | 0
IGCC-CCS | 0 | 0 | 0 | 0 | 0 | 0
WT_off | 0 | 0 | 0 | 0 | 0 | 0
PseudoUnit | 0 | 0 | 0 | 0 | 0 | 0
FixedInterchange | 0 | 0 | 0 | 0 | 0 | 0
Retrofit VOM Costs by Reporting Type: AZ_NM_SNV_Coal
ReportingType | 2015 | 2020 | 2025 | 2030 | 2035 | 2040
BM | 0 | 0 | 0 | 0 | 0 | 0
CC | 0 | 0 | 0 | 0 | 0 | 0
CSP | 0 | 0 | 0 | 0 | 0 | 0
CT | 0 | 0 | 0 | 0 | 0 | 0
Coal | 354.51 | 404.7 | 404.7 | 404.7 | 404.7 | 404.7
Geo | 0 | 0 | 0 | 0 | 0 | 0
H | 0 | 0 | 0 | 0 | 0 | 0
LFG | 0 | 0 | 0 | 0 | 0 | 0
Nuc | 0 | 0 | 0 | 0 | 0 | 0
PS | 0 | 0 | 0 | 0 | 0 | 0
PV | 0 | 0 | 0 | 0 | 0 | 0
PeakG | 0 | 0 | 0 | 0 | 0 | 0
PeakO | 0 | 0 | 0 | 0 | 0 | 0
ST | 0 | 0 | 0 | 0 | 0 | 0
STOG | 0 | 0 | 0 | 0 | 0 | 0
STWD | 0 | 0 | 0 | 0 | 0 | 0
WT | 0 | 0 | 0 | 0 | 0 | 0
IGCC | 0 | 0 | 0 | 0 | 0 | 0
DemandResponse | 0 | 0 | 0 | 0 | 0 | 0
IGCC-CCS | 0 | 0 | 0 | 0 | 0 | 0
WT_off | 0 | 0 | 0 | 0 | 0 | 0
PseudoUnit | 0 | 0 | 0 | 0 | 0 | 0
FixedInterchange | 0 | 0 | 0 | 0 | 0 | 0
Retrofit VOM Costs by Reporting Type: AZ_NM_SNV_Gas
ReportingType | 2015 | 2020 | 2025 | 2030 | 2035 | 2040
BM | 0 | 0 | 0 | 0 | 0 | 0
CC | 0 | 0 | 0 | 0 | 0 | 0
CSP | 0 | 0 | 0 | 0 | 0 | 0
CT | 0 | 0 | 0 | 0 | 0 | 0
Coal | 0 | 0 | 0 | 0 | 0 | 0
Geo | 0 | 0 | 0 | 0 | 0 | 0
H | 0 | 0 | 0 | 0 | 0 | 0
LFG | 0 | 0 | 0 | 0 | 0 | 0
Nuc | 0 | 0 | 0 | 0 | 0 | 0
PS | 0 | 0 | 0 | 0 | 0 | 0
PV | 0 | 0 | 0 | 0 | 0 | 0
PeakG | 0 | 0 | 0 | 0 | 0 | 0
PeakO | 0 | 0 | 0 | 0 | 0 | 0
ST | 0 | 0 | 0 | 0 | 0 | 0
STOG | 0 | 0 | 0 | 0 | 0 | 0
STWD | 0 | 0 | 0 | 0 | 0 | 0
WT | 0 | 0 | 0 | 0 | 0 | 0
IGCC | 0 | 0 | 0 | 0 | 0 | 0
DemandResponse | 0 | 0 | 0 | 0 | 0 | 0
IGCC-CCS | 0 | 0 | 0 | 0 | 0 | 0
WT_off | 0 | 0 | 0 | 0 | 0 | 0
PseudoUnit | 0 | 0 | 0 | 0 | 0 | 0
FixedInterchange | 0 | 0 | 0 | 0 | 0 | 0
Retrofit VOM Costs by Reporting Type: AZ_NM_SNV_NucRenew
ReportingType | 2015 | 2020 | 2025 | 2030 | 2035 | 2040
BM | 0 | 0 | 0 | 0 | 0 | 0
CC | 0 | 0 | 0 | 0 | 0 | 0
CSP | 0 | 0 | 0 | 0 | 0 | 0
CT | 0 | 0 | 0 | 0 | 0 | 0
Coal | 0 | 0 | 0 | 0 | 0 | 0
Geo | 0 | 0 | 0 | 0 | 0 | 0
H | 0 | 0 | 0 | 0 | 0 | 0
LFG | 0 | 0 | 0 | 0 | 0 | 0
Nuc | 0 | 0 | 0 | 0 | 0 | 0
PS | 0 | 0 | 0 | 0 | 0 | 0
PV | 0 | 0 | 0 | 0 | 0 | 0
PeakG | 0 | 0 | 0 | 0 | 0 | 0
PeakO | 0 | 0 | 0 | 0 | 0 | 0
ST | 0 | 0 | 0 | 0 | 0 | 0
STOG | 0 | 0 | 0 | 0 | 0 | 0
STWD | 0 | 0 | 0 | 0 | 0 | 0
WT | 0 | 0 | 0 | 0 | 0 | 0
IGCC | 0 | 0 | 0 | 0 | 0 | 0
DemandResponse | 0 | 0 | 0 | 0 | 0 | 0
IGCC-CCS | 0 | 0 | 0 | 0 | 0 | 0
WT_off | 0 | 0 | 0 | 0 | 0 | 0
PseudoUnit | 0 | 0 | 0 | 0 | 0 | 0
FixedInterchange | 0 | 0 | 0 | 0 | 0 | 0
Retrofit VOM Costs by Reporting Type: ERCOT
ReportingType | 2015 | 2020 | 2025 | 2030 | 2035 | 2040
BM | 0 | 0 | 0 | 0 | 0 | 0
CC | 0 | 0 | 0 | 0 | 0 | 0
CSP | 0 | 0 | 0 | 0 | 0 | 0
CT | 0 | 0 | 0 | 0 | 0 | 0
Coal | 332.4 | 541.84 | 606.88 | 601.84 | 619.24 | 628.14
Geo | 0 | 0 | 0 | 0 | 0 | 0
H | 0 | 0 | 0 | 0 | 0 | 0
LFG | 0 | 0 | 0 | 0 | 0 | 0
Nuc | 0 | 0 | 0 | 0 | 0 | 0
PS | 0 | 0 | 0 | 0 | 0 | 0
PV | 0 | 0 | 0 | 0 | 0 | 0
PeakG | 0 | 0 | 0 | 0 | 0 | 0
PeakO | 0 | 0 | 0 | 0 | 0 | 0
ST | 0 | 0 | 0 | 0 | 0 | 0
STOG | 0 | 0 | 0 | 0 | 0 | 0
STWD | 0 | 0 | 0 | 0 | 0 | 0
WT | 0 | 0 | 0 | 0 | 0 | 0
IGCC | 0 | 0 | 0 | 0 | 0 | 0
DemandResponse | 0 | 0 | 0 | 0 | 0 | 0
IGCC-CCS | 0 | 0 | 0 | 0 | 0 | 0
WT_off | 0 | 0 | 0 | 0 | 0 | 0
PseudoUnit | 0 | 0 | 0 | 0 | 0 | 0
FixedInterchange | 0 | 0 | 0 | 0 | 0 | 0
Retrofit VOM Costs by Reporting Type: NP15
ReportingType | 2015 | 2020 | 2025 | 2030 | 2035 | 2040
BM | 0 | 0 | 0 | 0 | 0 | 0
CC | 0 | 0 | 0 | 0 | 0 | 0
CSP | 0 | 0 | 0 | 0 | 0 | 0
CT | 0 | 0 | 0 | 0 | 0 | 0
Coal | 1.46 | 0 | 0 | 0 | 0 | 0
Geo | 0 | 0 | 0 | 0 | 0 | 0
H | 0 | 0 | 0 | 0 | 0 | 0
LFG | 0 | 0 | 0 | 0 | 0 | 0
Nuc | 0 | 0 | 0 | 0 | 0 | 0
PS | 0 | 0 | 0 | 0 | 0 | 0
PV | 0 | 0 | 0 | 0 | 0 | 0
PeakG | 0 | 0 | 0 | 0 | 0 | 0
PeakO | 0 | 0 | 0 | 0 | 0 | 0
ST | 0 | 0 | 0 | 0 | 0 | 0
STOG | 0 | 0 | 0 | 0 | 0 | 0
STWD | 0 | 0 | 0 | 0 | 0 | 0
WT | 0 | 0 | 0 | 0 | 0 | 0
IGCC | 0 | 0 | 0 | 0 | 0 | 0
DemandResponse | 0 | 0 | 0 | 0 | 0 | 0
IGCC-CCS | 0 | 0 | 0 | 0 | 0 | 0
WT_off | 0 | 0 | 0 | 0 | 0 | 0
PseudoUnit | 0 | 0 | 0 | 0 | 0 | 0
FixedInterchange | 0 | 0 | 0 | 0 | 0 | 0
Retrofit VOM Costs by Reporting Type: NWPP_Coal
ReportingType | 2015 | 2020 | 2025 | 2030 | 2035 | 2040
BM | 0 | 0 | 0 | 0 | 0 | 0
CC | 0 | 0 | 0 | 0 | 0 | 0
CSP | 0 | 0 | 0 | 0 | 0 | 0
CT | 0 | 0 | 0 | 0 | 0 | 0
Coal | 536.7 | 693.67 | 693.67 | 693.67 | 693.67 | 693.67
Geo | 0 | 0 | 0 | 0 | 0 | 0
H | 0 | 0 | 0 | 0 | 0 | 0
LFG | 0 | 0 | 0 | 0 | 0 | 0
Nuc | 0 | 0 | 0 | 0 | 0 | 0
PS | 0 | 0 | 0 | 0 | 0 | 0
PV | 0 | 0 | 0 | 0 | 0 | 0
PeakG | 0 | 0 | 0 | 0 | 0 | 0
PeakO | 0 | 0 | 0 | 0 | 0 | 0
ST | 0 | 0 | 0 | 0 | 0 | 0
STOG | 0 | 0 | 0 | 0 | 0 | 0
STWD | 0 | 0 | 0 | 0 | 0 | 0
WT | 0 | 0 | 0 | 0 | 0 | 0
IGCC | 0 | 0 | 0 | 0 | 0 | 0
DemandResponse | 0 | 0 | 0 | 0 | 0 | 0
IGCC-CCS | 0 | 0 | 0 | 0 | 0 | 0
WT_off | 0 | 0 | 0 | 0 | 0 | 0
PseudoUnit | 0 | 0 | 0 | 0 | 0 | 0
FixedInterchange | 0 | 0 | 0 | 0 | 0 | 0
Retrofit VOM Costs by Reporting Type: NWPP_Gas
ReportingType | 2015 | 2020 | 2025 | 2030 | 2035 | 2040
BM | 0 | 0 | 0 | 0 | 0 | 0
CC | 0 | 0 | 0 | 0 | 0 | 0
CSP | 0 | 0 | 0 | 0 | 0 | 0
CT | 0 | 0 | 0 | 0 | 0 | 0
Coal | 0 | 0 | 0 | 0 | 0 | 0
Geo | 0 | 0 | 0 | 0 | 0 | 0
H | 0 | 0 | 0 | 0 | 0 | 0
LFG | 0 | 0 | 0 | 0 | 0 | 0
Nuc | 0 | 0 | 0 | 0 | 0 | 0
PS | 0 | 0 | 0 | 0 | 0 | 0
PV | 0 | 0 | 0 | 0 | 0 | 0
PeakG | 0 | 0 | 0 | 0 | 0 | 0
PeakO | 0 | 0 | 0 | 0 | 0 | 0
ST | 0 | 0 | 0 | 0 | 0 | 0
STOG | 0 | 0 | 0 | 0 | 0 | 0
STWD | 0 | 0 | 0 | 0 | 0 | 0
WT | 0 | 0 | 0 | 0 | 0 | 0
IGCC | 0 | 0 | 0 | 0 | 0 | 0
DemandResponse | 0 | 0 | 0 | 0 | 0 | 0
IGCC-CCS | 0 | 0 | 0 | 0 | 0 | 0
WT_off | 0 | 0 | 0 | 0 | 0 | 0
PseudoUnit | 0 | 0 | 0 | 0 | 0 | 0
FixedInterchange | 0 | 0 | 0 | 0 | 0 | 0
Retrofit VOM Costs by Reporting Type: NWPP_NucRenew
ReportingType | 2015 | 2020 | 2025 | 2030 | 2035 | 2040
BM | 0 | 0 | 0 | 0 | 0 | 0
CC | 0 | 0 | 0 | 0 | 0 | 0
CSP | 0 | 0 | 0 | 0 | 0 | 0
CT | 0 | 0 | 0 | 0 | 0 | 0
Coal | 0 | 0 | 0 | 0 | 0 | 0
Geo | 0 | 0 | 0 | 0 | 0 | 0
H | 0 | 0 | 0 | 0 | 0 | 0
LFG | 0 | 0 | 0 | 0 | 0 | 0
Nuc | 0 | 0 | 0 | 0 | 0 | 0
PS | 0 | 0 | 0 | 0 | 0 | 0
PV | 0 | 0 | 0 | 0 | 0 | 0
PeakG | 0 | 0 | 0 | 0 | 0 | 0
PeakO | 0 | 0 | 0 | 0 | 0 | 0
ST | 0 | 0 | 0 | 0 | 0 | 0
STOG | 0 | 0 | 0 | 0 | 0 | 0
STWD | 0 | 0 | 0 | 0 | 0 | 0
WT | 0 | 0 | 0 | 0 | 0 | 0
IGCC | 0 | 0 | 0 | 0 | 0 | 0
DemandResponse | 0 | 0 | 0 | 0 | 0 | 0
IGCC-CCS | 0 | 0 | 0 | 0 | 0 | 0
WT_off | 0 | 0 | 0 | 0 | 0 | 0
PseudoUnit | 0 | 0 | 0 | 0 | 0 | 0
FixedInterchange | 0 | 0 | 0 | 0 | 0 | 0
Retrofit VOM Costs by Reporting Type: RMPA
ReportingType | 2015 | 2020 | 2025 | 2030 | 2035 | 2040
BM | 0 | 0 | 0 | 0 | 0 | 0
CC | 0 | 0 | 0 | 0 | 0 | 0
CSP | 0 | 0 | 0 | 0 | 0 | 0
CT | 0 | 0 | 0 | 0 | 0 | 0
Coal | 259.51 | 340.11 | 320.42 | 320.42 | 320.42 | 311.8
Geo | 0 | 0 | 0 | 0 | 0 | 0
H | 0 | 0 | 0 | 0 | 0 | 0
LFG | 0 | 0 | 0 | 0 | 0 | 0
Nuc | 0 | 0 | 0 | 0 | 0 | 0
PS | 0 | 0 | 0 | 0 | 0 | 0
PV | 0 | 0 | 0 | 0 | 0 | 0
PeakG | 0 | 0 | 0 | 0 | 0 | 0
PeakO | 0 | 0 | 0 | 0 | 0 | 0
ST | 0 | 0 | 0 | 0 | 0 | 0
STOG | 0 | 0 | 0 | 0 | 0 | 0
STWD | 0 | 0 | 0 | 0 | 0 | 0
WT | 0 | 0 | 0 | 0 | 0 | 0
IGCC | 0 | 0 | 0 | 0 | 0 | 0
DemandResponse | 0 | 0 | 0 | 0 | 0 | 0
IGCC-CCS | 0 | 0 | 0 | 0 | 0 | 0
WT_off | 0 | 0 | 0 | 0 | 0 | 0
PseudoUnit | 0 | 0 | 0 | 0 | 0 | 0
FixedInterchange | 0 | 0 | 0 | 0 | 0 | 0
Retrofit VOM Costs by Reporting Type: SP15
ReportingType | 2015 | 2020 | 2025 | 2030 | 2035 | 2040
BM | 0 | 0 | 0 | 0 | 0 | 0
CC | 0 | 0 | 0 | 0 | 0 | 0
CSP | 0 | 0 | 0 | 0 | 0 | 0
CT | 0 | 0 | 0 | 0 | 0 | 0
Coal | 5.19 | 5.66 | 5.66 | 3.48 | 0 | 0
Geo | 0 | 0 | 0 | 0 | 0 | 0
H | 0 | 0 | 0 | 0 | 0 | 0
LFG | 0 | 0 | 0 | 0 | 0 | 0
Nuc | 0 | 0 | 0 | 0 | 0 | 0
PS | 0 | 0 | 0 | 0 | 0 | 0
PV | 0 | 0 | 0 | 0 | 0 | 0
PeakG | 0 | 0 | 0 | 0 | 0 | 0
PeakO | 0 | 0 | 0 | 0 | 0 | 0
ST | 0 | 0 | 0 | 0 | 0 | 0
STOG | 0 | 0 | 0 | 0 | 0 | 0
STWD | 0 | 0 | 0 | 0 | 0 | 0
WT | 0 | 0 | 0 | 0 | 0 | 0
IGCC | 0 | 0 | 0 | 0 | 0 | 0
DemandResponse | 0 | 0 | 0 | 0 | 0 | 0
IGCC-CCS | 0 | 0 | 0 | 0 | 0 | 0
WT_off | 0 | 0 | 0 | 0 | 0 | 0
PseudoUnit | 0 | 0 | 0 | 0 | 0 | 0
FixedInterchange | 0 | 0 | 0 | 0 | 0 | 0
Retrofit VOM Costs by Reporting Type: ALB
ReportingType | 2015 | 2020 | 2025 | 2030 | 2035 | 2040
BM | 0 | 0 | 0 | 0 | 0 | 0
CC | 0 | 0 | 0 | 0 | 0 | 0
CSP | 0 | 0 | 0 | 0 | 0 | 0
CT | 0 | 0 | 0 | 0 | 0 | 0
Coal | 21.2 | 21.2 | 21.2 | 21.2 | 21.2 | 21.2
Geo | 0 | 0 | 0 | 0 | 0 | 0
H | 0 | 0 | 0 | 0 | 0 | 0
LFG | 0 | 0 | 0 | 0 | 0 | 0
Nuc | 0 | 0 | 0 | 0 | 0 | 0
PS | 0 | 0 | 0 | 0 | 0 | 0
PV | 0 | 0 | 0 | 0 | 0 | 0
PeakG | 0 | 0 | 0 | 0 | 0 | 0
PeakO | 0 | 0 | 0 | 0 | 0 | 0
ST | 0 | 0 | 0 | 0 | 0 | 0
STOG | 0 | 0 | 0 | 0 | 0 | 0
STWD | 0 | 0 | 0 | 0 | 0 | 0
WT | 0 | 0 | 0 | 0 | 0 | 0
IGCC | 0 | 0 | 0 | 0 | 0 | 0
DemandResponse | 0 | 0 | 0 | 0 | 0 | 0
IGCC-CCS | 0 | 0 | 0 | 0 | 0 | 0
WT_off | 0 | 0 | 0 | 0 | 0 | 0
PseudoUnit | 0 | 0 | 0 | 0 | 0 | 0
FixedInterchange | 0 | 0 | 0 | 0 | 0 | 0
Retrofit VOM Costs by Reporting Type: BC
ReportingType | 2015 | 2020 | 2025 | 2030 | 2035 | 2040
BM | 0 | 0 | 0 | 0 | 0 | 0
CC | 0 | 0 | 0 | 0 | 0 | 0
CSP | 0 | 0 | 0 | 0 | 0 | 0
CT | 0 | 0 | 0 | 0 | 0 | 0
Coal | 0 | 0 | 0 | 0 | 0 | 0
Geo | 0 | 0 | 0 | 0 | 0 | 0
H | 0 | 0 | 0 | 0 | 0 | 0
LFG | 0 | 0 | 0 | 0 | 0 | 0
Nuc | 0 | 0 | 0 | 0 | 0 | 0
PS | 0 | 0 | 0 | 0 | 0 | 0
PV | 0 | 0 | 0 | 0 | 0 | 0
PeakG | 0 | 0 | 0 | 0 | 0 | 0
PeakO | 0 | 0 | 0 | 0 | 0 | 0
ST | 0 | 0 | 0 | 0 | 0 | 0
STOG | 0 | 0 | 0 | 0 | 0 | 0
STWD | 0 | 0 | 0 | 0 | 0 | 0
WT | 0 | 0 | 0 | 0 | 0 | 0
IGCC | 0 | 0 | 0 | 0 | 0 | 0
DemandResponse | 0 | 0 | 0 | 0 | 0 | 0
IGCC-CCS | 0 | 0 | 0 | 0 | 0 | 0
WT_off | 0 | 0 | 0 | 0 | 0 | 0
PseudoUnit | 0 | 0 | 0 | 0 | 0 | 0
FixedInterchange | 0 | 0 | 0 | 0 | 0 | 0
Retrofit VOM Costs by Reporting Type: HQ_IESO
ReportingType | 2015 | 2020 | 2025 | 2030 | 2035 | 2040
BM | 0 | 0 | 0 | 0 | 0 | 0
CC | 0 | 0 | 0 | 0 | 0 | 0
CSP | 0 | 0 | 0 | 0 | 0 | 0
CT | 0 | 0 | 0 | 0 | 0 | 0
Coal | 0 | 0 | 0 | 0 | 0 | 0
Geo | 0 | 0 | 0 | 0 | 0 | 0
H | 0 | 0 | 0 | 0 | 0 | 0
LFG | 0 | 0 | 0 | 0 | 0 | 0
Nuc | 0 | 0 | 0 | 0 | 0 | 0
PS | 0 | 0 | 0 | 0 | 0 | 0
PV | 0 | 0 | 0 | 0 | 0 | 0
PeakG | 0 | 0 | 0 | 0 | 0 | 0
PeakO | 0 | 0 | 0 | 0 | 0 | 0
ST | 0 | 0 | 0 | 0 | 0 | 0
STOG | 0 | 0 | 0 | 0 | 0 | 0
STWD | 0 | 0 | 0 | 0 | 0 | 0
WT | 0 | 0 | 0 | 0 | 0 | 0
IGCC | 0 | 0 | 0 | 0 | 0 | 0
DemandResponse | 0 | 0 | 0 | 0 | 0 | 0
IGCC-CCS | 0 | 0 | 0 | 0 | 0 | 0
WT_off | 0 | 0 | 0 | 0 | 0 | 0
PseudoUnit | 0 | 0 | 0 | 0 | 0 | 0
FixedInterchange | 0 | 0 | 0 | 0 | 0 | 0
Retrofit VOM Costs by Reporting Type: HQ_NEISO
ReportingType | 2015 | 2020 | 2025 | 2030 | 2035 | 2040
BM | 0 | 0 | 0 | 0 | 0 | 0
CC | 0 | 0 | 0 | 0 | 0 | 0
CSP | 0 | 0 | 0 | 0 | 0 | 0
CT | 0 | 0 | 0 | 0 | 0 | 0
Coal | 0 | 0 | 0 | 0 | 0 | 0
Geo | 0 | 0 | 0 | 0 | 0 | 0
H | 0 | 0 | 0 | 0 | 0 | 0
LFG | 0 | 0 | 0 | 0 | 0 | 0
Nuc | 0 | 0 | 0 | 0 | 0 | 0
PS | 0 | 0 | 0 | 0 | 0 | 0
PV | 0 | 0 | 0 | 0 | 0 | 0
PeakG | 0 | 0 | 0 | 0 | 0 | 0
PeakO | 0 | 0 | 0 | 0 | 0 | 0
ST | 0 | 0 | 0 | 0 | 0 | 0
STOG | 0 | 0 | 0 | 0 | 0 | 0
STWD | 0 | 0 | 0 | 0 | 0 | 0
WT | 0 | 0 | 0 | 0 | 0 | 0
IGCC | 0 | 0 | 0 | 0 | 0 | 0
DemandResponse | 0 | 0 | 0 | 0 | 0 | 0
IGCC-CCS | 0 | 0 | 0 | 0 | 0 | 0
WT_off | 0 | 0 | 0 | 0 | 0 | 0
PseudoUnit | 0 | 0 | 0 | 0 | 0 | 0
FixedInterchange | 0 | 0 | 0 | 0 | 0 | 0
Retrofit VOM Costs by Reporting Type: HQ_NY
ReportingType | 2015 | 2020 | 2025 | 2030 | 2035 | 2040
BM | 0 | 0 | 0 | 0 | 0 | 0
CC | 0 | 0 | 0 | 0 | 0 | 0
CSP | 0 | 0 | 0 | 0 | 0 | 0
CT | 0 | 0 | 0 | 0 | 0 | 0
Coal | 0 | 0 | 0 | 0 | 0 | 0
Geo | 0 | 0 | 0 | 0 | 0 | 0
H | 0 | 0 | 0 | 0 | 0 | 0
LFG | 0 | 0 | 0 | 0 | 0 | 0
Nuc | 0 | 0 | 0 | 0 | 0 | 0
PS | 0 | 0 | 0 | 0 | 0 | 0
PV | 0 | 0 | 0 | 0 | 0 | 0
PeakG | 0 | 0 | 0 | 0 | 0 | 0
PeakO | 0 | 0 | 0 | 0 | 0 | 0
ST | 0 | 0 | 0 | 0 | 0 | 0
STOG | 0 | 0 | 0 | 0 | 0 | 0
STWD | 0 | 0 | 0 | 0 | 0 | 0
WT | 0 | 0 | 0 | 0 | 0 | 0
IGCC | 0 | 0 | 0 | 0 | 0 | 0
DemandResponse | 0 | 0 | 0 | 0 | 0 | 0
IGCC-CCS | 0 | 0 | 0 | 0 | 0 | 0
WT_off | 0 | 0 | 0 | 0 | 0 | 0
PseudoUnit | 0 | 0 | 0 | 0 | 0 | 0
FixedInterchange | 0 | 0 | 0 | 0 | 0 | 0
Retrofit VOM Costs by Reporting Type: MARITIMES
ReportingType | 2015 | 2020 | 2025 | 2030 | 2035 | 2040
BM | 0 | 0 | 0 | 0 | 0 | 0
CC | 0 | 0 | 0 | 0 | 0 | 0
CSP | 0 | 0 | 0 | 0 | 0 | 0
CT | 0 | 0 | 0 | 0 | 0 | 0
Coal | 0 | 0 | 0 | 0 | 0 | 0
Geo | 0 | 0 | 0 | 0 | 0 | 0
H | 0 | 0 | 0 | 0 | 0 | 0
LFG | 0 | 0 | 0 | 0 | 0 | 0
Nuc | 0 | 0 | 0 | 0 | 0 | 0
PS | 0 | 0 | 0 | 0 | 0 | 0
PV | 0 | 0 | 0 | 0 | 0 | 0
PeakG | 0 | 0 | 0 | 0 | 0 | 0
PeakO | 0 | 0 | 0 | 0 | 0 | 0
ST | 0 | 0 | 0 | 0 | 0 | 0
STOG | 0 | 0 | 0 | 0 | 0 | 0
STWD | 0 | 0 | 0 | 0 | 0 | 0
WT | 0 | 0 | 0 | 0 | 0 | 0
IGCC | 0 | 0 | 0 | 0 | 0 | 0
DemandResponse | 0 | 0 | 0 | 0 | 0 | 0
IGCC-CCS | 0 | 0 | 0 | 0 | 0 | 0
WT_off | 0 | 0 | 0 | 0 | 0 | 0
PseudoUnit | 0 | 0 | 0 | 0 | 0 | 0
FixedInterchange | 0 | 0 | 0 | 0 | 0 | 0
retrofit VOM Costs by Reporting Type: All
ReportingType | 2015 | 2020 | 2025 | 2030 | 2035 | 2040
BM | 0 | 0 | 0 | 0 | 0 | 0
CC | 0 | 0 | 0 | 0 | 0 | 0
CSP | 0 | 0 | 0 | 0 | 0 | 0
CT | 0 | 0 | 0 | 0 | 0 | 0
Coal | 5113.49 | 8228.42 | 8299.78 | 7961.46 | 8763.58 | 8857.39
Geo | 0 | 0 | 0 | 0 | 0 | 0
H | 0 | 0 | 0 | 0 | 0 | 0
LFG | 0 | 0 | 0 | 0 | 0 | 0
Nuc | 0 | 0 | 0 | 0 | 0 | 0
PS | 0 | 0 | 0 | 0 | 0 | 0
PV | 0 | 0 | 0 | 0 | 0 | 0
PeakG | 0 | 0 | 0 | 0 | 0 | 0
PeakO | 0 | 0 | 0 | 0 | 0 | 0
ST | 0 | 0 | 0 | 0 | 0 | 0
STOG | 0 | 0 | 0 | 0 | 0 | 0
STWD | 0 | 0 | 0 | 0 | 0 | 0
WT | 0 | 0 | 0 | 0 | 0 | 0
IGCC | 0 | 0 | 0 | 0 | 0 | 0
DemandResponse | 0 | 0 | 0 | 0 | 0 | 0
IGCC-CCS | 0 | 0 | 0 | 0 | 0 | 0
WT_off | 0 | 0 | 0 | 0 | 0 | 0
PseudoUnit | 0 | 0 | 0 | 0 | 0 | 0
FixedInterchange | 0 | 0 | 0 | 0 | 0 | 0
retrofit VOM Costs by Reporting Type: EI_US
ReportingType | 2015 | 2020 | 2025 | 2030 | 2035 | 2040
BM | 0 | 0 | 0 | 0 | 0 | 0
CC | 0 | 0 | 0 | 0 | 0 | 0
CSP | 0 | 0 | 0 | 0 | 0 | 0
CT | 0 | 0 | 0 | 0 | 0 | 0
Coal | 3602.52 | 6221.23 | 6247.24 | 5916.15 | 6704.35 | 6797.88
Geo | 0 | 0 | 0 | 0 | 0 | 0
H | 0 | 0 | 0 | 0 | 0 | 0
LFG | 0 | 0 | 0 | 0 | 0 | 0
Nuc | 0 | 0 | 0 | 0 | 0 | 0
PS | 0 | 0 | 0 | 0 | 0 | 0
PV | 0 | 0 | 0 | 0 | 0 | 0
PeakG | 0 | 0 | 0 | 0 | 0 | 0
PeakO | 0 | 0 | 0 | 0 | 0 | 0
ST | 0 | 0 | 0 | 0 | 0 | 0
STOG | 0 | 0 | 0 | 0 | 0 | 0
STWD | 0 | 0 | 0 | 0 | 0 | 0
WT | 0 | 0 | 0 | 0 | 0 | 0
IGCC | 0 | 0 | 0 | 0 | 0 | 0
DemandResponse | 0 | 0 | 0 | 0 | 0 | 0
IGCC-CCS | 0 | 0 | 0 | 0 | 0 | 0
WT_off | 0 | 0 | 0 | 0 | 0 | 0
PseudoUnit | 0 | 0 | 0 | 0 | 0 | 0
FixedInterchange | 0 | 0 | 0 | 0 | 0 | 0
retrofit VOM Costs by Reporting Type: EI_Canada
ReportingType | 2015 | 2020 | 2025 | 2030 | 2035 | 2040
BM | 0 | 0 | 0 | 0 | 0 | 0
CC | 0 | 0 | 0 | 0 | 0 | 0
CSP | 0 | 0 | 0 | 0 | 0 | 0
CT | 0 | 0 | 0 | 0 | 0 | 0
Coal | 0 | 0 | 0 | 0 | 0 | 0
Geo | 0 | 0 | 0 | 0 | 0 | 0
H | 0 | 0 | 0 | 0 | 0 | 0
LFG | 0 | 0 | 0 | 0 | 0 | 0
Nuc | 0 | 0 | 0 | 0 | 0 | 0
PS | 0 | 0 | 0 | 0 | 0 | 0
PV | 0 | 0 | 0 | 0 | 0 | 0
PeakG | 0 | 0 | 0 | 0 | 0 | 0
PeakO | 0 | 0 | 0 | 0 | 0 | 0
ST | 0 | 0 | 0 | 0 | 0 | 0
STOG | 0 | 0 | 0 | 0 | 0 | 0
STWD | 0 | 0 | 0 | 0 | 0 | 0
WT | 0 | 0 | 0 | 0 | 0 | 0
IGCC | 0 | 0 | 0 | 0 | 0 | 0
DemandResponse | 0 | 0 | 0 | 0 | 0 | 0
IGCC-CCS | 0 | 0 | 0 | 0 | 0 | 0
WT_off | 0 | 0 | 0 | 0 | 0 | 0
PseudoUnit | 0 | 0 | 0 | 0 | 0 | 0
FixedInterchange | 0 | 0 | 0 | 0 | 0 | 0
retrofit VOM Costs by Reporting Type: EI
ReportingType | 2015 | 2020 | 2025 | 2030 | 2035 | 2040
BM | 0 | 0 | 0 | 0 | 0 | 0
CC | 0 | 0 | 0 | 0 | 0 | 0
CSP | 0 | 0 | 0 | 0 | 0 | 0
CT | 0 | 0 | 0 | 0 | 0 | 0
Coal | 3602.52 | 6221.23 | 6247.24 | 5916.15 | 6704.35 | 6797.88
Geo | 0 | 0 | 0 | 0 | 0 | 0
H | 0 | 0 | 0 | 0 | 0 | 0
LFG | 0 | 0 | 0 | 0 | 0 | 0
Nuc | 0 | 0 | 0 | 0 | 0 | 0
PS | 0 | 0 | 0 | 0 | 0 | 0
PV | 0 | 0 | 0 | 0 | 0 | 0
PeakG | 0 | 0 | 0 | 0 | 0 | 0
PeakO | 0 | 0 | 0 | 0 | 0 | 0
ST | 0 | 0 | 0 | 0 | 0 | 0
STOG | 0 | 0 | 0 | 0 | 0 | 0
STWD | 0 | 0 | 0 | 0 | 0 | 0
WT | 0 | 0 | 0 | 0 | 0 | 0
IGCC | 0 | 0 | 0 | 0 | 0 | 0
DemandResponse | 0 | 0 | 0 | 0 | 0 | 0
IGCC-CCS | 0 | 0 | 0 | 0 | 0 | 0
WT_off | 0 | 0 | 0 | 0 | 0 | 0
PseudoUnit | 0 | 0 | 0 | 0 | 0 | 0
FixedInterchange | 0 | 0 | 0 | 0 | 0 | 0
retrofit VOM Costs by Reporting Type: Outside_EI
ReportingType | 2015 | 2020 | 2025 | 2030 | 2035 | 2040
BM | 0 | 0 | 0 | 0 | 0 | 0
CC | 0 | 0 | 0 | 0 | 0 | 0
CSP | 0 | 0 | 0 | 0 | 0 | 0
CT | 0 | 0 | 0 | 0 | 0 | 0
Coal | 1510.96 | 2007.19 | 2052.54 | 2045.3 | 2059.23 | 2059.51
Geo | 0 | 0 | 0 | 0 | 0 | 0
H | 0 | 0 | 0 | 0 | 0 | 0
LFG | 0 | 0 | 0 | 0 | 0 | 0
Nuc | 0 | 0 | 0 | 0 | 0 | 0
PS | 0 | 0 | 0 | 0 | 0 | 0
PV | 0 | 0 | 0 | 0 | 0 | 0
PeakG | 0 | 0 | 0 | 0 | 0 | 0
PeakO | 0 | 0 | 0 | 0 | 0 | 0
ST | 0 | 0 | 0 | 0 | 0 | 0
STOG | 0 | 0 | 0 | 0 | 0 | 0
STWD | 0 | 0 | 0 | 0 | 0 | 0
WT | 0 | 0 | 0 | 0 | 0 | 0
IGCC | 0 | 0 | 0 | 0 | 0 | 0
DemandResponse | 0 | 0 | 0 | 0 | 0 | 0
IGCC-CCS | 0 | 0 | 0 | 0 | 0 | 0
WT_off | 0 | 0 | 0 | 0 | 0 | 0
PseudoUnit | 0 | 0 | 0 | 0 | 0 | 0
FixedInterchange | 0 | 0 | 0 | 0 | 0 | 0
#10 | Base FOM Costs ($million)
Base FOM Costs by Reporting Type: Entergy
ReportingType | 2015 | 2020 | 2025 | 2030 | 2035 | 2040
BM | 0 | 0 | 0 | 0 | 0 | 0
CC | 413.46 | 525.29 | 422.2 | 467.26 | 534.47 | 534.47
CSP | 0 | 0 | 0 | 0 | 0 | 0
CT | 0 | 0 | 0 | 0 | 0 | 0
Coal | 517.35 | 557.26 | 562.84 | 589.52 | 615.72 | 824.21
Geo | 0 | 0 | 0 | 0 | 0 | 0
H | 10.6 | 10.6 | 10.6 | 10.6 | 10.6 | 10.6
LFG | 0.97 | 0.97 | 0.97 | 13.89 | 13.89 | 13.89
Nuc | 789.41 | 804.93 | 789.41 | 789.41 | 666.82 | 1125.48
PS | 1.4 | 1.4 | 1.4 | 1.4 | 1.4 | 1.4
PV | 0 | 1.09 | 1.68 | 1.74 | 1.8 | 1.85
PeakG | 47.54 | 69.98 | 49.29 | 63.1 | 67 | 67
PeakO | 4.42 | 5.87 | 5.08 | 5.22 | 5.22 | 5.22
ST | 0 | 0 | 0 | 0 | 0 | 0
STOG | 173.66 | 205.49 | 133.87 | 133.87 | 133.87 | 133.87
STWD | 6.6 | 8.26 | 6.73 | 6.73 | 6.73 | 6.73
WT | 3.66 | 3.66 | 3.66 | 3.66 | 3.66 | 3.66
IGCC | 0 | 0 | 0 | 0 | 0 | 0
DemandResponse | 0 | 0 | 0 | 0 | 0 | 0
IGCC-CCS | 0 | 0 | 0 | 0 | 0 | 0
WT_off | 0 | 0 | 0 | 0 | 0 | 0
PseudoUnit | 0 | 0 | 0 | 0 | 0 | 0
FixedInterchange | 0 | 0 | 0 | 0 | 0 | 0
Base FOM Costs by Reporting Type: FRCC
ReportingType | 2015 | 2020 | 2025 | 2030 | 2035 | 2040
BM | 0 | 98.26 | 201.2 | 201.2 | 201.2 | 201.2
CC | 674.93 | 878.86 | 717.14 | 752.2 | 971.45 | 1072.48
CSP | 0 | 0 | 0 | 0 | 0 | 0
CT | 16.6 | 16.6 | 16.6 | 16.6 | 16.6 | 16.6
Coal | 581.48 | 559.11 | 579.81 | 624.95 | 657.59 | 710.17
Geo | 0 | 0 | 0 | 0 | 0 | 0
H | 0.78 | 0.78 | 1.18 | 1.18 | 1.18 | 1.18
LFG | 58.63 | 82.46 | 82.46 | 82.46 | 82.46 | 82.46
Nuc | 601.49 | 635.55 | 601.49 | 601.49 | 946.02 | 369.98
PS | 0 | 0 | 0 | 0 | 0 | 0
PV | 0.75 | 0.75 | 0.75 | 0.75 | 0.75 | 0.75
PeakG | 149.81 | 217.71 | 155.12 | 202.68 | 202.68 | 202.68
PeakO | 64.61 | 83.43 | 68.43 | 68.43 | 68.43 | 68.43
ST | 0 | 0 | 0 | 0 | 0 | 0
STOG | 196.02 | 231.95 | 196.29 | 196.29 | 196.29 | 196.29
STWD | 6.25 | 7.82 | 6.37 | 6.37 | 6.37 | 6.37
WT | 0 | 0 | 0 | 0 | 0 | 0
IGCC | 0 | 0 | 0 | 0 | 0 | 0
DemandResponse | 0 | 0 | 0 | 0 | 0 | 0
IGCC-CCS | 0 | 0 | 0 | 0 | 0 | 0
WT_off | 0 | 0 | 0 | 0 | 0 | 0
PseudoUnit | 0 | 0 | 0 | 0 | 0 | 0
FixedInterchange | 0 | 0 | 0 | 0 | 0 | 0
Base FOM Costs by Reporting Type: MAPP_US
ReportingType | 2015 | 2020 | 2025 | 2030 | 2035 | 2040
BM | 0 | 0 | 0 | 0 | 0 | 0
CC | 8.58 | 10.9 | 8.79 | 8.81 | 9.52 | 10.72
CSP | 0 | 0 | 0 | 0 | 0 | 0
CT | 2.06 | 2.06 | 2.06 | 2.06 | 4.15 | 5.44
Coal | 200.74 | 173.05 | 172.13 | 173.29 | 204.74 | 236.69
Geo | 3.95 | 3.95 | 3.95 | 3.95 | 3.95 | 3.95
H | 31.14 | 31.14 | 31.14 | 31.14 | 31.14 | 31.14
LFG | 0.24 | 0.24 | 0.24 | 8.86 | 8.86 | 8.86
Nuc | 0.01 | 0.01 | 0.01 | 0.01 | 0.01 | 0.01
PS | 0 | 0 | 0 | 0 | 0 | 0
PV | 0 | 0 | 0 | 0 | 0 | 0
PeakG | 12.29 | 19.13 | 14.16 | 16.07 | 17.04 | 17.04
PeakO | 1.24 | 2.06 | 1.65 | 1.65 | 1.65 | 1.65
ST | 0 | 0 | 0 | 0 | 0 | 0
STOG | 0 | 0 | 0 | 0 | 0 | 0
STWD | 0 | 0 | 0 | 0 | 0 | 0
WT | 55.22 | 96.48 | 96.48 | 223.93 | 308.33 | 362.2
IGCC | 0 | 0 | 0 | 0 | 0 | 0
DemandResponse | 0 | 0 | 0 | 0 | 0 | 0
IGCC-CCS | 0 | 0 | 0 | 0 | 0 | 0
WT_off | 0 | 0 | 0 | 0 | 0 | 0
PseudoUnit | 0 | 0 | 0 | 0 | 0 | 0
FixedInterchange | 0 | 0 | 0 | 0 | 0 | 0
Base FOM Costs by Reporting Type: MISO_IN
ReportingType | 2015 | 2020 | 2025 | 2030 | 2035 | 2040
BM | 0 | 0 | 0 | 0 | 0 | 0
CC | 41.43 | 52.67 | 42.31 | 45.82 | 88.18 | 108.63
CSP | 0 | 0 | 0 | 0 | 0 | 0
CT | 0 | 0 | 0 | 0 | 0 | 0
Coal | 930.27 | 1050.46 | 1043.15 | 1172.34 | 1310.67 | 1455.93
Geo | 0 | 0 | 0 | 0 | 0 | 0
H | 1.07 | 1.07 | 1.07 | 1.07 | 1.07 | 1.07
LFG | 4.46 | 4.46 | 14.11 | 14.11 | 14.11 | 14.11
Nuc | 0.01 | 0.01 | 0.01 | 0.01 | 0.01 | 0.01
PS | 0 | 0 | 0 | 0 | 0 | 0
PV | 0 | 3.94 | 6.4 | 6.4 | 6.59 | 6.82
PeakG | 52.35 | 76.94 | 54.27 | 73.39 | 73.39 | 73.39
PeakO | 10.59 | 13.5 | 10.82 | 10.82 | 10.82 | 10.82
ST | 0 | 0 | 0 | 0 | 0 | 0
STOG | 12.26 | 14.51 | 12.44 | 12.44 | 12.44 | 12.44
STWD | 0 | 0 | 0 | 0 | 0 | 0
WT | 18.31 | 18.31 | 18.31 | 18.31 | 18.31 | 18.31
IGCC | 30.22 | 30.22 | 30.22 | 30.22 | 30.22 | 30.22
DemandResponse | 0 | 0 | 0 | 0 | 0 | 0
IGCC-CCS | 0 | 0 | 0 | 0 | 0 | 0
WT_off | 0 | 0 | 0 | 0 | 0 | 0
PseudoUnit | 0 | 0 | 0 | 0 | 0 | 0
FixedInterchange | 0 | 0 | 0 | 0 | 0 | 0
Base FOM Costs by Reporting Type: MISO_MI
ReportingType | 2015 | 2020 | 2025 | 2030 | 2035 | 2040
BM | 0 | 0 | 0 | 0 | 0 | 0
CC | 128.88 | 172.17 | 142.32 | 148.71 | 160.93 | 160.93
CSP | 0 | 0 | 0 | 0 | 0 | 0
CT | 0 | 0 | 0 | 0 | 0 | 0
Coal | 635.18 | 651.46 | 596.18 | 672.33 | 752.48 | 800.7
Geo | 0 | 0 | 0 | 0 | 0 | 0
H | 2.01 | 2.01 | 2.01 | 2.01 | 2.01 | 2.01
LFG | 19.67 | 19.67 | 38.95 | 38.95 | 38.95 | 38.95
Nuc | 275.03 | 275.03 | 275.03 | 275.03 | 161.75 | 417.74
PS | 44.44 | 44.44 | 44.44 | 44.44 | 44.44 | 44.44
PV | 0 | 0 | 0 | 0 | 0 | 0
PeakG | 61.2 | 89.88 | 71.67 | 85.63 | 85.63 | 85.63
PeakO | 15.67 | 19.97 | 16.01 | 16.01 | 16.01 | 16.01
ST | 0 | 0 | 0 | 0 | 0 | 0
STOG | 125.33 | 148.3 | 127.13 | 127.13 | 127.13 | 127.13
STWD | 5.22 | 6.54 | 5.33 | 5.33 | 5.33 | 5.33
WT | 61.65 | 61.65 | 70.16 | 74.12 | 78.5 | 83.12
IGCC | 0 | 0 | 0 | 0 | 0 | 0
DemandResponse | 0 | 0 | 0 | 0 | 0 | 0
IGCC-CCS | 0 | 0 | 0 | 0 | 0 | 0
WT_off | 0 | 0 | 0 | 0 | 0 | 0
PseudoUnit | 0 | 0 | 0 | 0 | 0 | 0
FixedInterchange | 0 | 0 | 0 | 0 | 0 | 0
Base FOM Costs by Reporting Type: MISO_MO-IL
ReportingType | 2015 | 2020 | 2025 | 2030 | 2035 | 2040
BM | 0 | 0 | 0 | 0 | 0 | 0
CC | 31.4 | 39.92 | 32.06 | 35.22 | 39.25 | 39.25
CSP | 0 | 0 | 0 | 0 | 0 | 0
CT | 0 | 0 | 0 | 0 | 0 | 0
Coal | 1032.33 | 1079.53 | 1008.14 | 1155.53 | 1320.72 | 1393.14
Geo | 0 | 0 | 0 | 0 | 0 | 0
H | 5.01 | 5.01 | 9 | 9 | 9 | 9
LFG | 2.17 | 2.17 | 29.04 | 29.04 | 29.04 | 29.04
Nuc | 308.98 | 325.11 | 325.11 | 325.11 | 325.11 | 325.11
PS | 10.45 | 10.45 | 10.45 | 10.45 | 10.45 | 10.45
PV | 0 | 0 | 0 | 0 | 0 | 0
PeakG | 77.83 | 114.84 | 80.73 | 103.92 | 110.46 | 110.46
PeakO | 21.48 | 28.65 | 22.96 | 22.96 | 22.96 | 22.96
ST | 0 | 0 | 0 | 0 | 0 | 0
STOG | 26.02 | 30.78 | 26.39 | 26.39 | 26.39 | 26.39
STWD | 0 | 0 | 0 | 0 | 0 | 0
WT | 21.36 | 21.36 | 21.36 | 21.36 | 21.36 | 24.31
IGCC | 0 | 0 | 0 | 0 | 0 | 0
DemandResponse | 0 | 0 | 0 | 0 | 0 | 0
IGCC-CCS | 0 | 0 | 0 | 0 | 0 | 0
WT_off | 0 | 0 | 0 | 0 | 0 | 0
PseudoUnit | 0 | 0 | 0 | 0 | 0 | 0
FixedInterchange | 0 | 0 | 0 | 0 | 0 | 0
Base FOM Costs by Reporting Type: MISO_W
ReportingType | 2015 | 2020 | 2025 | 2030 | 2035 | 2040
BM | 0 | 0 | 0 | 0 | 0 | 0
CC | 90.43 | 114.8 | 92.68 | 92.68 | 109.48 | 112.22
CSP | 0 | 0 | 0 | 0 | 0 | 0
CT | 0 | 0 | 0 | 0 | 0 | 0
Coal | 778.34 | 804.13 | 806.71 | 837.25 | 973.19 | 1246.43
Geo | 0 | 0 | 0 | 0 | 0 | 0
H | 7.08 | 7.08 | 7.08 | 7.08 | 7.08 | 7.08
LFG | 24.73 | 24.73 | 33.36 | 33.36 | 33.36 | 33.36
Nuc | 343.79 | 343.79 | 343.79 | 602.57 | 0.04 | 0.04
PS | 0 | 0 | 0 | 0 | 0 | 0
PV | 0 | 0 | 0 | 0 | 0 | 0
PeakG | 87.12 | 123.54 | 89.97 | 105.17 | 108.71 | 108.71
PeakO | 56.38 | 79.08 | 64.57 | 64.57 | 64.57 | 64.57
ST | 0 | 0 | 0 | 0 | 0 | 0
STOG | 7.56 | 8.94 | 7.67 | 7.67 | 7.67 | 7.67
STWD | 10.03 | 12.55 | 10.23 | 10.23 | 10.23 | 10.23
WT | 268.82 | 268.82 | 383.19 | 650.2 | 650.2 | 650.2
IGCC | 0 | 0 | 0 | 0 | 0 | 0
DemandResponse | 0 | 0 | 0 | 0 | 0 | 0
IGCC-CCS | 0 | 0 | 0 | 0 | 0 | 0
WT_off | 0 | 0 | 0 | 0 | 0 | 0
PseudoUnit | 0 | 0 | 0 | 0 | 0 | 0
FixedInterchange | 0 | 0 | 0 | 0 | 0 | 0
Base FOM Costs by Reporting Type: MISO_WUMS
ReportingType | 2015 | 2020 | 2025 | 2030 | 2035 | 2040
BM | 0 | 0 | 0 | 0 | 0 | 0
CC | 80.83 | 102.77 | 82.55 | 82.55 | 159.88 | 163.69
CSP | 0 | 0 | 0 | 0 | 0 | 0
CT | 0 | 30.58 | 43.42 | 84.34 | 113.02 | 113.02
Coal | 316.36 | 305.29 | 319.41 | 328.69 | 330.08 | 379.18
Geo | 0 | 0 | 0 | 0 | 0 | 0
H | 4.79 | 4.8 | 4.8 | 4.8 | 4.8 | 4.8
LFG | 8.57 | 8.57 | 35.44 | 35.44 | 35.44 | 35.44
Nuc | 264.54 | 287.77 | 264.54 | 570.75 | 0.04 | 0.04
PS | 0 | 0 | 0 | 0 | 0 | 0
PV | 0 | 0 | 0 | 0 | 0 | 0
PeakG | 55.64 | 81.65 | 65.08 | 77.65 | 77.65 | 77.65
PeakO | 13.52 | 17.78 | 14.69 | 14.69 | 14.69 | 14.69
ST | 0 | 0 | 0 | 0 | 0 | 0
STOG | 13.21 | 15.63 | 13.39 | 13.39 | 13.39 | 13.39
STWD | 3.37 | 4.21 | 3.43 | 3.43 | 3.43 | 3.43
WT | 46.36 | 46.36 | 46.36 | 46.36 | 46.36 | 46.36
IGCC | 0 | 0 | 0 | 0 | 0 | 0
DemandResponse | 0 | 0 | 0 | 0 | 0 | 0
IGCC-CCS | 0 | 0 | 0 | 0 | 0 | 0
WT_off | 0 | 0 | 0 | 0 | 0 | 0
PseudoUnit | 0 | 0 | 0 | 0 | 0 | 0
FixedInterchange | 0 | 0 | 0 | 0 | 0 | 0
Base FOM Costs by Reporting Type: Nebraska
ReportingType | 2015 | 2020 | 2025 | 2030 | 2035 | 2040
BM | 0 | 0 | 0 | 0 | 0 | 0
CC | 10.62 | 13.51 | 10.85 | 10.85 | 12.75 | 13.28
CSP | 0 | 0 | 0 | 0 | 0 | 0
CT | 0 | 0 | 0 | 0 | 0 | 0
Coal | 257.61 | 296.53 | 307.03 | 324.87 | 335.48 | 452.63
Geo | 0 | 0 | 0 | 0 | 0 | 0
H | 2.38 | 2.38 | 2.38 | 2.38 | 2.38 | 2.38
LFG | 0.72 | 0.72 | 0.72 | 9.35 | 9.35 | 9.35
Nuc | 182.28 | 198.29 | 182.28 | 249.21 | 0.09 | 0.09
PS | 0 | 0 | 0 | 0 | 0 | 0
PV | 0 | 0 | 0 | 0 | 0 | 0
PeakG | 21.82 | 37.31 | 31.37 | 31.37 | 31.37 | 31.37
PeakO | 9.57 | 12.19 | 9.77 | 9.77 | 9.77 | 9.77
ST | 0 | 0 | 0 | 0 | 0 | 0
STOG | 11.87 | 14.04 | 12.04 | 12.04 | 12.04 | 12.04
STWD | 0 | 0 | 0 | 0 | 0 | 0
WT | 10.56 | 69.4 | 69.4 | 69.4 | 69.4 | 69.4
IGCC | 0 | 0 | 0 | 0 | 0 | 0
DemandResponse | 0 | 0 | 0 | 0 | 0 | 0
IGCC-CCS | 0 | 0 | 0 | 0 | 0 | 0
WT_off | 0 | 0 | 0 | 0 | 0 | 0
PseudoUnit | 0 | 0 | 0 | 0 | 0 | 0
FixedInterchange | 0 | 0 | 0 | 0 | 0 | 0
Base FOM Costs by Reporting Type: NEISO
ReportingType | 2015 | 2020 | 2025 | 2030 | 2035 | 2040
BM | 25.35 | 25.35 | 25.35 | 25.35 | 25.35 | 25.35
CC | 309.7 | 385.75 | 319.47 | 346.36 | 379.78 | 379.78
CSP | 0 | 0 | 0 | 0 | 0 | 0
CT | 2.24 | 2.24 | 2.24 | 2.24 | 5.02 | 13.24
Coal | 22.84 | 0 | 0 | 0 | 0 | 0
Geo | 0 | 0 | 0 | 0 | 0 | 0
H | 46.4 | 46.4 | 46.4 | 46.4 | 46.45 | 46.45
LFG | 70.11 | 70.11 | 78.5 | 78.5 | 78.5 | 78.5
Nuc | 676.28 | 735.67 | 676.28 | 676.28 | 488.61 | 932.14
PS | 39.74 | 39.74 | 39.74 | 39.74 | 39.74 | 39.74
PV | 0.03 | 5.43 | 5.43 | 5.43 | 5.43 | 5.46
PeakG | 19.94 | 29.61 | 20.7 | 22.52 | 28.85 | 28.85
PeakO | 34.72 | 44.24 | 35.46 | 35.46 | 35.46 | 35.46
ST | 0 | 0 | 0 | 0 | 0 | 0
STOG | 0 | 0 | 0 | 0 | 0 | 0
STWD | 19.55 | 24.46 | 19.93 | 19.93 | 19.93 | 19.93
WT | 13.44 | 41.71 | 102.67 | 126.82 | 142.76 | 142.76
IGCC | 0 | 0 | 0 | 0 | 0 | 0
DemandResponse | 0 | 0 | 0 | 0 | 0 | 0
IGCC-CCS | 0 | 0 | 0 | 0 | 0 | 0
WT_off | 24.96 | 24.96 | 24.96 | 24.96 | 0 | 0
PseudoUnit | 0 | 0 | 0 | 0 | 0 | 0
FixedInterchange | 0 | 0 | 0 | 0 | 0 | 0
Base FOM Costs by Reporting Type: NonRTO_Midwest
ReportingType | 2015 | 2020 | 2025 | 2030 | 2035 | 2040
BM | 0 | 0 | 0 | 0 | 0 | 0
CC | 0 | 5.59 | 5.59 | 5.59 | 5.59 | 9.2
CSP | 0 | 0 | 0 | 0 | 0 | 0
CT | 0 | 0 | 0 | 0 | 0 | 0
Coal | 652.21 | 691.97 | 694.48 | 746.92 | 825.5 | 913.01
Geo | 0 | 0 | 0 | 0 | 0 | 0
H | 2.04 | 2.04 | 12.66 | 12.66 | 12.66 | 12.66
LFG | 1.69 | 1.69 | 20.97 | 20.97 | 20.97 | 20.97
Nuc | 0.01 | 0.01 | 0.01 | 0.01 | 0.01 | 0.01
PS | 0 | 0 | 0 | 0 | 0 | 0
PV | 0 | 0 | 0 | 0 | 0 | 0
PeakG | 56.39 | 83.4 | 58.5 | 71.11 | 80.61 | 80.61
PeakO | 0.35 | 0.45 | 0.36 | 0.36 | 0.36 | 0.36
ST | 0 | 0 | 0 | 0 | 0 | 0
STOG | 0 | 0 | 0 | 0 | 0 | 0
STWD | 0 | 0 | 0 | 0 | 0 | 0
WT | 2.26 | 2.26 | 2.26 | 2.26 | 2.26 | 2.26
IGCC | 0 | 0 | 0 | 0 | 0 | 0
DemandResponse | 0 | 0 | 0 | 0 | 0 | 0
IGCC-CCS | 0 | 0 | 0 | 0 | 0 | 0
WT_off | 0 | 0 | 0 | 0 | 0 | 0
PseudoUnit | 0 | 0 | 0 | 0 | 0 | 0
FixedInterchange | 0 | 0 | 0 | 0 | 0 | 0
Base FOM Costs by Reporting Type: NYISO_A-F
ReportingType | 2015 | 2020 | 2025 | 2030 | 2035 | 2040
BM | 0 | 0 | 0 | 0 | 0 | 0
CC | 115.84 | 148.08 | 131.11 | 142.52 | 142.52 | 142.52
CSP | 0 | 0 | 0 | 0 | 0 | 0
CT | 0 | 0 | 0 | 0 | 0 | 0
Coal | 0 | 0 | 0 | 0 | 0 | 0
Geo | 0 | 0 | 0 | 0 | 0 | 0
H | 62.6 | 62.6 | 62.6 | 62.6 | 62.6 | 62.6
LFG | 20.8 | 20.8 | 20.8 | 28.97 | 28.97 | 28.97
Nuc | 489.92 | 509.2 | 489.92 | 399.48 | 552.03 | 578.17
PS | 33.52 | 33.52 | 33.52 | 33.52 | 33.52 | 33.52
PV | 0 | 0 | 0 | 0 | 0 | 0
PeakG | 3.78 | 5.56 | 5.31 | 5.31 | 5.31 | 5.31
PeakO | 1.14 | 1.46 | 1.17 | 1.17 | 1.17 | 1.17
ST | 0 | 0 | 0 | 0 | 0 | 0
STOG | 0 | 0 | 0 | 0 | 0 | 0
STWD | 2.76 | 3.45 | 2.81 | 2.81 | 2.81 | 2.81
WT | 113.42 | 133.35 | 133.35 | 133.35 | 82.02 | 67.49
IGCC | 0 | 0 | 0 | 0 | 0 | 0
DemandResponse | 0 | 0 | 0 | 0 | 0 | 0
IGCC-CCS | 0 | 0 | 0 | 0 | 0 | 0
WT_off | 0 | 0 | 0 | 0 | 0 | 0
PseudoUnit | 0 | 0 | 0 | 0 | 0 | 0
FixedInterchange | 0 | 0 | 0 | 0 | 0 | 0
Base FOM Costs by Reporting Type: NYISO_G-I
ReportingType | 2015 | 2020 | 2025 | 2030 | 2035 | 2040
BM | 0 | 0 | 0 | 0 | 0 | 0
CC | 34.33 | 43.65 | 35.09 | 35.19 | 67.84 | 119.67
CSP | 0 | 0 | 0 | 0 | 0 | 0
CT | 0 | 0 | 0 | 0 | 0 | 0
Coal | 0 | 0 | 0 | 0 | 0 | 0
Geo | 0 | 0 | 0 | 0 | 0 | 0
H | 0.46 | 0.46 | 0.46 | 0.46 | 0.46 | 0.46
LFG | 7.72 | 7.72 | 7.72 | 16.67 | 16.67 | 16.67
Nuc | 297.74 | 323.88 | 297.74 | 297.74 | 452.18 | 0.18
PS | 0 | 0 | 0 | 0 | 0 | 0
PV | 0 | 0 | 0 | 0 | 0 | 0
PeakG | 1.51 | 2.04 | 1.56 | 1.56 | 1.56 | 1.56
PeakO | 2.55 | 3.25 | 2.61 | 2.61 | 2.61 | 2.61
ST | 0 | 0 | 0 | 0 | 0 | 0
STOG | 0 | 0 | 0 | 0 | 0 | 0
STWD | 0 | 0 | 0 | 0 | 0 | 0
WT | 0 | 1.68 | 1.68 | 1.68 | 1.68 | 1.68
IGCC | 0 | 0 | 0 | 0 | 0 | 0
DemandResponse | 0 | 0 | 0 | 0 | 0 | 0
IGCC-CCS | 0 | 0 | 0 | 0 | 0 | 0
WT_off | 0 | 0 | 0 | 0 | 0 | 0
PseudoUnit | 0 | 0 | 0 | 0 | 0 | 0
FixedInterchange | 0 | 0 | 0 | 0 | 0 | 0
Base FOM Costs by Reporting Type: NYISO_J-K
ReportingType | 2015 | 2020 | 2025 | 2030 | 2035 | 2040
BM | 0 | 0 | 0 | 0 | 0 | 0
CC | 125.46 | 154.92 | 127.77 | 138.94 | 152.61 | 152.61
CSP | 0 | 0 | 0 | 0 | 0 | 0
CT | 0 | 0 | 2.2 | 10.56 | 22.07 | 22.07
Coal | 0 | 0 | 0 | 0 | 0 | 0
Geo | 0 | 0 | 0 | 0 | 0 | 0
H | 0 | 0 | 0 | 0 | 0 | 0
LFG | 14.96 | 14.96 | 14.96 | 23.9 | 23.9 | 23.9
Nuc | 0.01 | 0.01 | 0.01 | 0.01 | 0.01 | 0.01
PS | 0 | 0 | 0 | 0 | 0 | 0
PV | 0.53 | 0.53 | 0.53 | 0.53 | 0 | 0
PeakG | 54.7 | 77.08 | 56.45 | 62.35 | 66.78 | 66.78
PeakO | 61.69 | 79.16 | 63.78 | 65.02 | 65.02 | 65.02
ST | 0 | 0 | 0 | 0 | 0 | 0
STOG | 192.2 | 227.43 | 194.96 | 194.96 | 194.96 | 194.96
STWD | 0 | 0 | 0 | 0 | 0 | 0
WT | 0 | 0 | 0 | 0 | 0 | 0
IGCC | 0 | 0 | 0 | 0 | 0 | 0
DemandResponse | 0 | 0 | 0 | 0 | 0 | 0
IGCC-CCS | 0 | 0 | 0 | 0 | 0 | 0
WT_off | 0 | 0 | 0 | 0 | 0 | 0
PseudoUnit | 0 | 0 | 0 | 0 | 0 | 0
FixedInterchange | 0 | 0 | 0 | 0 | 0 | 0
Base FOM Costs by Reporting Type: PJM_E
ReportingType | 2015 | 2020 | 2025 | 2030 | 2035 | 2040
BM | 3.02 | 3.02 | 3.02 | 3.02 | 3.02 | 3.02
CC | 297.21 | 359.4 | 312.87 | 330.19 | 350.43 | 350.43
CSP | 0 | 0 | 0 | 0 | 0 | 0
CT | 0.18 | 0.18 | 0.18 | 0.18 | 0.18 | 0.18
Coal | 41.72 | 0.8 | 0.8 | 0.8 | 0.8 | 0.8
Geo | 0 | 0 | 0 | 0 | 0 | 0
H | 3.85 | 3.85 | 3.85 | 3.85 | 3.85 | 3.85
LFG | 56.83 | 72.83 | 72.83 | 72.83 | 72.83 | 72.83
Nuc | 1239 | 1184.31 | 1149.53 | 1149.53 | 825.73 | 1983.3
PS | 9.5 | 9.5 | 9.5 | 9.5 | 9.5 | 9.5
PV | 0.75 | 0.75 | 0.75 | 0.75 | 0.75 | 0.75
PeakG | 75.2 | 106.43 | 77.64 | 89.79 | 93.22 | 93.22
PeakO | 75.92 | 100.78 | 82.41 | 82.41 | 82.41 | 82.41
ST | 0 | 0 | 0 | 0 | 0 | 0
STOG | 87.72 | 103.8 | 88.98 | 88.98 | 88.98 | 88.98
STWD | 0 | 0 | 0 | 0 | 0 | 0
WT | 32.63 | 33.19 | 33.19 | 33.19 | 33.19 | 83.5
IGCC | 0 | 0 | 0 | 0 | 0 | 0
DemandResponse | 0 | 0 | 0 | 0 | 0 | 0
IGCC-CCS | 0 | 0 | 0 | 0 | 0 | 0
WT_off | 0 | 0 | 312.95 | 504.14 | 504.14 | 511.99
PseudoUnit | 0 | 0 | 0 | 0 | 0 | 0
FixedInterchange | 0 | 0 | 0 | 0 | 0 | 0
Base FOM Costs by Reporting Type: PJM_ROM
ReportingType | 2015 | 2020 | 2025 | 2030 | 2035 | 2040
BM | 1.81 | 3.5 | 3.5 | 156.12 | 197.49 | 197.49
CC | 142.43 | 174.53 | 145.82 | 151.1 | 172.02 | 329.69
CSP | 0 | 0 | 0 | 0 | 0 | 0
CT | 0.11 | 0.11 | 0.11 | 0.11 | 0.11 | 0.11
Coal | 500.3 | 418.69 | 462.62 | 581.12 | 605.35 | 623.04
Geo | 0 | 0 | 0 | 0 | 0 | 0
H | 19.83 | 29.48 | 29.48 | 29.48 | 29.48 | 29.48
LFG | 43.05 | 74.95 | 74.95 | 74.95 | 74.95 | 74.95
Nuc | 733.21 | 756.8 | 733.21 | 733.21 | 657.66 | 1060.55
PS | 35.92 | 35.92 | 35.92 | 35.92 | 35.92 | 35.92
PV | 0.06 | 23.6 | 38.44 | 42.46 | 44.05 | 45.96
PeakG | 30.83 | 44.67 | 41.32 | 41.32 | 41.32 | 41.32
PeakO | 45.95 | 58.57 | 46.94 | 46.94 | 46.94 | 46.94
ST | 0 | 0 | 0 | 0 | 0 | 0
STOG | 155.08 | 183.5 | 157.31 | 157.31 | 157.31 | 157.31
STWD | 2.24 | 2.81 | 2.29 | 2.29 | 2.29 | 2.29
WT | 38.48 | 222.65 | 222.65 | 222.65 | 222.65 | 222.65
IGCC | 0 | 0 | 0 | 0 | 0 | 0
DemandResponse | 0 | 0 | 0 | 0 | 0 | 0
IGCC-CCS | 0 | 0 | 0 | 0 | 0 | 0
WT_off | 0 | 0 | 0 | 0 | 0 | 0
PseudoUnit | 0 | 0 | 0 | 0 | 0 | 0
FixedInterchange | 0 | 0 | 0 | 0 | 0 | 0
Base FOM Costs by Reporting Type: PJM_ROR
ReportingType | 2015 | 2020 | 2025 | 2030 | 2035 | 2040
BM | 38.69 | 38.69 | 38.69 | 125.77 | 209.51 | 282.42
CC | 357.07 | 446.97 | 374.27 | 400.44 | 460.77 | 473.01
CSP | 0 | 0 | 0 | 0 | 0 | 0
CT | 0.19 | 0.19 | 0.19 | 0.19 | 29.92 | 32.29
Coal | 3511.12 | 2686.1 | 2783.02 | 3294.12 | 3776.22 | 4024.22
Geo | 0 | 0 | 0 | 0 | 0 | 0
H | 26.17 | 33.33 | 33.33 | 33.33 | 33.33 | 33.33
LFG | 65.06 | 126.87 | 126.87 | 126.87 | 126.87 | 126.87
Nuc | 2917.4 | 3014.07 | 2917.4 | 2791.17 | 2168.76 | 4415.45
PS | 73.14 | 73.14 | 73.14 | 73.14 | 73.14 | 73.14
PV | 0.35 | 0.35 | 0.35 | 0.35 | 0.35 | 0.35
PeakG | 325.76 | 481.29 | 337.93 | 436.45 | 464.24 | 464.24
PeakO | 48.69 | 65.15 | 52.22 | 52.22 | 52.22 | 52.22
ST | 0 | 0 | 0 | 0 | 0 | 0
STOG | 91.71 | 108.52 | 93.03 | 93.03 | 93.03 | 93.03
STWD | 6.22 | 7.78 | 6.34 | 6.34 | 6.34 | 6.34
WT | 322.6 | 696.02 | 1205.28 | 1593.56 | 1593.56 | 1593.56
IGCC | 0 | 0 | 0 | 0 | 0 | 0
DemandResponse | 0 | 0 | 0 | 0 | 0 | 0
IGCC-CCS | 0 | 0 | 0 | 0 | 0 | 0
WT_off | 0 | 0 | 0 | 0 | 0 | 0
PseudoUnit | 0 | 0 | 0 | 0 | 0 | 0
FixedInterchange | 0 | 0 | 0 | 0 | 0 | 0
Base FOM Costs by Reporting Type: SOCO
ReportingType | 2015 | 2020 | 2025 | 2030 | 2035 | 2040
BM | 5.53 | 145.76 | 624.65 | 658.82 | 658.82 | 658.82
CC | 507.93 | 628.85 | 518.25 | 538.67 | 617.59 | 617.59
CSP | 0 | 0 | 0 | 0 | 0 | 0
CT | 0 | 0 | 0 | 0 | 0 | 0
Coal | 1043.1 | 1018.08 | 1022.11 | 1161.78 | 1356.19 | 1619.87
Geo | 0 | 0 | 0 | 0 | 0 | 0
H | 59.74 | 59.74 | 59.74 | 59.74 | 59.74 | 72.09
LFG | 4.46 | 17.39 | 17.39 | 17.39 | 17.39 | 17.39
Nuc | 850.41 | 1045.67 | 1045.67 | 1045.67 | 1045.67 | 1199.16
PS | 39.76 | 39.76 | 39.76 | 39.76 | 39.76 | 39.76
PV | 0 | 0 | 0 | 0 | 0 | 0
PeakG | 178.03 | 264.31 | 105.37 | 137.73 | 146.86 | 146.86
PeakO | 0 | 0 | 0 | 0 | 0 | 0
ST | 0 | 0 | 0 | 0 | 0 | 0
STOG | 0 | 0 | 0 | 0 | 0 | 0
STWD | 21.41 | 26.79 | 21.83 | 21.83 | 21.83 | 21.83
WT | 0 | 2.81 | 2.81 | 2.81 | 2.81 | 2.81
IGCC | 0 | 0 | 0 | 0 | 0 | 0
DemandResponse | 0 | 0 | 0 | 0 | 0 | 0
IGCC-CCS | 0 | 0 | 0 | 0 | 0 | 0
WT_off | 0 | 0 | 0 | 0 | 0 | 0
PseudoUnit | 0 | 0 | 0 | 0 | 0 | 0
FixedInterchange | 0 | 0 | 0 | 0 | 0 | 0
Base FOM Costs by Reporting Type: SPP_N
ReportingType | 2015 | 2020 | 2025 | 2030 | 2035 | 2040
BM | 0 | 0 | 0 | 0 | 0 | 0
CC | 41.13 | 52.29 | 42 | 46.53 | 51.42 | 51.42
CSP | 0 | 0 | 0 | 0 | 0 | 0
CT | 0 | 0.98 | 0.98 | 0.98 | 40.5 | 40.5
Coal | 578.25 | 623.61 | 598.5 | 653.74 | 707.48 | 828.56
Geo | 0 | 0 | 0 | 0 | 0 | 0
H | 0.3 | 0.3 | 0.3 | 0.3 | 0.3 | 0.3
LFG | 0.84 | 0.84 | 0.84 | 12.28 | 12.28 | 12.28
Nuc | 160.51 | 168.89 | 168.89 | 168.89 | 168.89 | 168.89
PS | 0 | 0 | 0 | 0 | 0 | 0
PV | 0 | 0 | 0 | 0 | 0 | 0
PeakG | 74.97 | 117.69 | 105.7 | 105.7 | 105.7 | 105.7
PeakO | 34.89 | 44.84 | 35.94 | 35.94 | 35.94 | 35.94
ST | 0 | 0 | 0 | 0 | 0 | 0
STOG | 74.49 | 88.14 | 75.55 | 75.55 | 75.55 | 75.55
STWD | 0 | 0 | 0 | 0 | 0 | 0
WT | 41.99 | 82.59 | 171.29 | 340.2 | 348.8 | 348.8
IGCC | 0 | 0 | 0 | 0 | 0 | 0
DemandResponse | 0 | 0 | 0 | 0 | 0 | 0
IGCC-CCS | 0 | 0 | 0 | 0 | 0 | 0
WT_off | 0 | 0 | 0 | 0 | 0 | 0
PseudoUnit | 0 | 0 | 0 | 0 | 0 | 0
FixedInterchange | 0 | 0 | 0 | 0 | 0 | 0
Base FOM Costs by Reporting Type: SPP_S
ReportingType | 2015 | 2020 | 2025 | 2030 | 2035 | 2040
BM | 0 | 0 | 0 | 0 | 0 | 0
CC | 327.42 | 415.34 | 336.76 | 365.29 | 401.35 | 404.99
CSP | 0 | 0 | 0 | 0 | 0 | 0
CT | 2.76 | 4.77 | 4.77 | 4.77 | 4.77 | 4.77
Coal | 818.02 | 907.18 | 860.82 | 868.77 | 931.87 | 1154.25
Geo | 0 | 0 | 0 | 0 | 0 | 0
H | 30.03 | 30.03 | 30.03 | 30.03 | 30.03 | 30.03
LFG | 2.29 | 2.29 | 2.29 | 13.72 | 13.72 | 13.72
Nuc | 0.01 | 0.01 | 0.01 | 0.01 | 0.01 | 0.01
PS | 10.59 | 10.59 | 10.59 | 10.59 | 10.59 | 10.59
PV | 0 | 0 | 0 | 0 | 0 | 0
PeakG | 60.2 | 87.93 | 62.37 | 76.78 | 82.77 | 82.77
PeakO | 3.36 | 4.54 | 3.63 | 3.63 | 3.64 | 3.66
ST | 0 | 0 | 0 | 0 | 0 | 0
STOG | 388.23 | 459.38 | 393.79 | 393.79 | 393.79 | 393.79
STWD | 2.69 | 3.37 | 2.75 | 2.75 | 2.75 | 2.75
WT | 90.68 | 366.4 | 600.19 | 758.67 | 796.48 | 824.25
IGCC | 0 | 0 | 0 | 0 | 0 | 0
DemandResponse | 0 | 0 | 0 | 0 | 0 | 0
IGCC-CCS | 0 | 0 | 0 | 0 | 0 | 0
WT_off | 0 | 0 | 0 | 0 | 0 | 0
PseudoUnit | 0 | 0 | 0 | 0 | 0 | 0
FixedInterchange | 0 | 0 | 0 | 0 | 0 | 0
Base FOM Costs by Reporting Type: TVA
ReportingType | 2015 | 2020 | 2025 | 2030 | 2035 | 2040
BM | 0 | 305.99 | 337.77 | 643.45 | 704.05 | 704.05
CC | 152.84 | 188.78 | 155.65 | 161.51 | 185.96 | 185.96
CSP | 0 | 0 | 0 | 0 | 0 | 0
CT | 0 | 0 | 0 | 0 | 0 | 4.23
Coal | 1026.99 | 914.06 | 910.17 | 999.63 | 1072.53 | 1080.66
Geo | 0 | 0 | 0 | 0 | 0 | 0
H | 72.8 | 73.19 | 73.19 | 73.19 | 73.19 | 73.19
LFG | 1.57 | 14.49 | 14.49 | 14.49 | 14.49 | 14.49
Nuc | 1153.81 | 1199.07 | 1153.81 | 1153.81 | 788.03 | 1385.25
PS | 41.38 | 41.38 | 41.38 | 41.38 | 41.38 | 41.38
PV | 0 | 0 | 0 | 0 | 0 | 0
PeakG | 99.24 | 153.37 | 140.99 | 140.99 | 140.99 | 140.99
PeakO | 1.87 | 2.54 | 1.92 | 2.49 | 2.49 | 2.49
ST | 0 | 0 | 0 | 0 | 0 | 0
STOG | 0 | 0 | 0 | 0 | 0 | 0
STWD | 0.16 | 0.2 | 0.16 | 0.16 | 0.16 | 0.16
WT | 0.99 | 3.8 | 3.8 | 3.8 | 3.8 | 3.8
IGCC | 0 | 0 | 0 | 0 | 0 | 0
DemandResponse | 0 | 0 | 0 | 0 | 0 | 0
IGCC-CCS | 0 | 0 | 0 | 0 | 0 | 0
WT_off | 0 | 0 | 0 | 0 | 0 | 0
PseudoUnit | 0 | 0 | 0 | 0 | 0 | 0
FixedInterchange | 0 | 0 | 0 | 0 | 0 | 0
Base FOM Costs by Reporting Type: TVA_Transmission
ReportingType | 2015 | 2020 | 2025 | 2030 | 2035 | 2040
BM | 0 | 0 | 0 | 0 | 0 | 0
CC | 0 | 0 | 0 | 0 | 0 | 0
CSP | 0 | 0 | 0 | 0 | 0 | 0
CT | 0 | 0 | 0 | 0 | 0 | 0
Coal | 0 | 0 | 0 | 0 | 0 | 0
Geo | 0 | 0 | 0 | 0 | 0 | 0
H | 0 | 0 | 0 | 0 | 0 | 0
LFG | 0 | 0 | 0 | 0 | 0 | 0
Nuc | 0 | 0 | 0 | 0 | 0 | 0
PS | 0 | 0 | 0 | 0 | 0 | 0
PV | 0 | 0 | 0 | 0 | 0 | 0
PeakG | 0 | 0 | 0 | 0 | 0 | 0
PeakO | 0 | 0 | 0 | 0 | 0 | 0
ST | 0 | 0 | 0 | 0 | 0 | 0
STOG | 0 | 0 | 0 | 0 | 0 | 0
STWD | 0 | 0 | 0 | 0 | 0 | 0
WT | 0 | 0 | 0 | 0 | 0 | 0
IGCC | 0 | 0 | 0 | 0 | 0 | 0
DemandResponse | 0 | 0 | 0 | 0 | 0 | 0
IGCC-CCS | 0 | 0 | 0 | 0 | 0 | 0
WT_off | 0 | 0 | 0 | 0 | 0 | 0
PseudoUnit | 0 | 0 | 0 | 0 | 0 | 0
FixedInterchange | 0 | 0 | 0 | 0 | 0 | 0
Base FOM Costs by Reporting Type: VACAR
ReportingType | 2015 | 2020 | 2025 | 2030 | 2035 | 2040
BM | 0.09 | 702.15 | 702.15 | 702.15 | 702.15 | 702.15
CC | 147.54 | 176.96 | 150.79 | 159.44 | 173.47 | 198.46
CSP | 0 | 0 | 0 | 0 | 0 | 0
CT | 19.57 | 19.57 | 19.57 | 19.57 | 35.23 | 50.06
Coal | 1258.66 | 852.49 | 678.74 | 776.94 | 922.35 | 977.45
Geo | 0 | 0 | 0 | 0 | 0 | 0
H | 30.23 | 30.23 | 30.23 | 30.23 | 30.97 | 30.97
LFG | 7.64 | 20.52 | 20.52 | 20.52 | 20.52 | 20.52
Nuc | 1664.13 | 1955.26 | 1870.92 | 1870.92 | 1398.04 | 2995.54
PS | 62.1 | 62.1 | 62.1 | 62.1 | 62.1 | 62.1
PV | 0.23 | 2.55 | 2.66 | 2.72 | 2.91 | 3.07
PeakG | 142.93 | 209.84 | 148.17 | 188.38 | 199.72 | 199.72
PeakO | 36.13 | 46.34 | 37.33 | 38.01 | 38.01 | 38.01
ST | 0 | 0 | 0 | 0 | 0 | 0
STOG | 4.04 | 4.78 | 4.1 | 4.1 | 4.1 | 4.1
STWD | 9.01 | 11.27 | 9.18 | 9.18 | 9.18 | 9.18
WT | 0 | 98.25 | 98.25 | 98.25 | 98.25 | 98.25
IGCC | 0 | 0 | 0 | 0 | 0 | 0
DemandResponse | 0 | 0 | 0 | 0 | 0 | 0
IGCC-CCS | 0 | 0 | 0 | 0 | 0 | 0
WT_off | 0.05 | 0.05 | 601.28 | 1540.54 | 1693.65 | 1919.54
PseudoUnit | 0 | 0 | 0 | 0 | 0 | 0
FixedInterchange | 0 | 0 | 0 | 0 | 0 | 0
Base FOM Costs by Reporting Type: IESO
ReportingType | 2015 | 2020 | 2025 | 2030 | 2035 | 2040
BM | 32.8 | 32.8 | 32.8 | 32.8 | 32.8 | 32.8
CC | 102.32 | 102.32 | 102.32 | 102.32 | 109.46 | 121.58
CSP | 0 | 0 | 0 | 0 | 0 | 0
CT | 2.46 | 2.46 | 2.46 | 2.46 | 5.67 | 22.58
Coal | 0 | 0 | 0 | 0 | 0 | 0
Geo | 0 | 0 | 0 | 0 | 0 | 0
H | 123.83 | 123.83 | 123.83 | 123.83 | 123.83 | 123.83
LFG | 14.17 | 14.17 | 14.17 | 14.17 | 14.23 | 14.23
Nuc | 1895.33 | 1895.33 | 1895.33 | 1895.33 | 1745.37 | 2079.68
PS | 2.92 | 2.92 | 2.92 | 2.92 | 2.92 | 2.92
PV | 18.26 | 18.26 | 18.26 | 18.26 | 0.44 | 0.44
PeakG | 11.67 | 13.67 | 13.67 | 13.67 | 13.67 | 13.67
PeakO | 0.66 | 0.66 | 0.78 | 0.86 | 0.86 | 0.86
ST | 0 | 0 | 0 | 0 | 0 | 0
STOG | 0 | 0 | 0 | 0 | 0 | 0
STWD | 0 | 0 | 0 | 0 | 0 | 0
WT | 102.92 | 102.92 | 102.92 | 102.92 | 43.8 | 43.8
IGCC | 0 | 0 | 0 | 0 | 0 | 0
DemandResponse | 0 | 0 | 0 | 0 | 0 | 0
IGCC-CCS | 0 | 0 | 0 | 0 | 0 | 0
WT_off | 0 | 0 | 0 | 0 | 0 | 0
PseudoUnit | 0 | 0 | 0 | 0 | 0 | 0
FixedInterchange | 0 | 0 | 0 | 0 | 0 | 0
Base FOM Costs by Reporting Type: MAPP_CA
ReportingType | 2015 | 2020 | 2025 | 2030 | 2035 | 2040
BM | 0 | 0 | 0 | 0 | 0 | 0
CC | 21.69 | 21.69 | 21.69 | 0 | 0 | 0
CSP | 0 | 0 | 0 | 0 | 0 | 0
CT | 0.23 | 0.23 | 0.23 | 0.23 | 0 | 0
Coal | 111.35 | 113.43 | 0 | 0 | 0 | 0
Geo | 0 | 0 | 0 | 0 | 0 | 0
H | 92.24 | 96.93 | 123.42 | 158.45 | 158.45 | 158.45
LFG | 0 | 0 | 0 | 0 | 0 | 0
Nuc | 0.01 | 0.01 | 0.01 | 0.01 | 0.01 | 0.01
PS | 0 | 0 | 0 | 0 | 0 | 0
PV | 0 | 0 | 0 | 0 | 0 | 0
PeakG | 9.88 | 9.88 | 9.88 | 9.88 | 13.09 | 13.09
PeakO | 0.09 | 0.09 | 0.09 | 0.12 | 0.12 | 0.12
ST | 0 | 0 | 0 | 0 | 0 | 0
STOG | 5.54 | 5.54 | 5.54 | 0 | 0 | 0
STWD | 0 | 0 | 0 | 0 | 0 | 0
WT | 17.9 | 17.9 | 17.9 | 17.9 | 17.9 | 17.9
IGCC | 0 | 0 | 0 | 0 | 0 | 0
DemandResponse | 0 | 0 | 0 | 0 | 0 | 0
IGCC-CCS | 0 | 0 | 0 | 0 | 0 | 0
WT_off | 0 | 0 | 0 | 0 | 0 | 0
PseudoUnit | 0 | 0 | 0 | 0 | 0 | 0
FixedInterchange | 0 | 0 | 0 | 0 | 0 | 0
Base FOM Costs by Reporting Type: AZ_NM_SNV_Coal
ReportingType | 2015 | 2020 | 2025 | 2030 | 2035 | 2040
BM | 0 | 0 | 0 | 0 | 0 | 0
CC | 0 | 0 | 0 | 0 | 0 | 0
CSP | 0 | 0 | 0 | 0 | 0 | 0
CT | 0 | 0 | 0 | 0 | 0 | 0
Coal | 731.78 | 781.65 | 789.38 | 904.87 | 1033.76 | 1399.62
Geo | 0 | 0 | 0 | 0 | 0 | 0
H | 0 | 0 | 0 | 0 | 0 | 0
LFG | 0 | 0 | 0 | 0 | 0 | 0
Nuc | 0 | 0 | 0 | 0 | 0 | 0
PS | 0 | 0 | 0 | 0 | 0 | 0
PV | 0 | 0 | 0 | 0 | 0 | 0
PeakG | 0 | 0 | 0 | 0 | 0 | 0
PeakO | 0 | 0 | 0 | 0 | 0 | 0
ST | 0 | 0 | 0 | 0 | 0 | 0
STOG | 0 | 0 | 0 | 0 | 0 | 0
STWD | 0 | 0 | 0 | 0 | 0 | 0
WT | 0 | 0 | 0 | 0 | 0 | 0
IGCC | 0 | 0 | 0 | 0 | 0 | 0
DemandResponse | 0 | 0 | 0 | 0 | 0 | 0
IGCC-CCS | 0 | 0 | 0 | 0 | 0 | 0
WT_off | 0 | 0 | 0 | 0 | 0 | 0
PseudoUnit | 0 | 0 | 0 | 0 | 0 | 0
FixedInterchange | 0 | 0 | 0 | 0 | 0 | 0
Base FOM Costs by Reporting Type: AZ_NM_SNV_Gas
ReportingType | 2015 | 2020 | 2025 | 2030 | 2035 | 2040
BM | 0 | 0 | 0 | 0 | 0 | 0
CC | 442.18 | 580.61 | 472.39 | 555.62 | 656.87 | 656.87
CSP | 0 | 0 | 0 | 0 | 0 | 0
CT | 4.93 | 4.93 | 4.93 | 4.93 | 0 | 0
Coal | 0 | 0 | 0 | 0 | 0 | 0
Geo | 0 | 0 | 0 | 0 | 0 | 0
H | 0 | 0 | 0 | 0 | 0 | 0
LFG | 0 | 0 | 0 | 0 | 0 | 0
Nuc | 0 | 0 | 0 | 0 | 0 | 0
PS | 0 | 0 | 0 | 0 | 0 | 0
PV | 0 | 0 | 0 | 0 | 0 | 0
PeakG | 30.4 | 45.13 | 36.16 | 43.98 | 43.98 | 0
PeakO | 0 | 0 | 0 | 0 | 0 | 0
ST | 0 | 0 | 0 | 0 | 0 | 0
STOG | 0 | 0 | 0 | 0 | 0 | 0
STWD | 0 | 0 | 0 | 0 | 0 | 0
WT | 0 | 0 | 0 | 0 | 0 | 0
IGCC | 0 | 0 | 0 | 0 | 0 | 0
DemandResponse | 0 | 0 | 0 | 0 | 0 | 0
IGCC-CCS | 0 | 0 | 0 | 0 | 0 | 0
WT_off | 0 | 0 | 0 | 0 | 0 | 0
PseudoUnit | 0 | 0 | 0 | 0 | 0 | 0
FixedInterchange | 0 | 0 | 0 | 0 | 0 | 0
Base FOM Costs by Reporting Type: AZ_NM_SNV_NucRenew
ReportingType | 2015 | 2020 | 2025 | 2030 | 2035 | 2040
BM | 0 | 0 | 0 | 0 | 0 | 0
CC | 0 | 0 | 0 | 0 | 0 | 0
CSP | 0 | 0 | 0 | 0 | 0 | 0
CT | 0 | 0 | 0 | 0 | 0 | 0
Coal | 0 | 0 | 0 | 0 | 0 | 0
Geo | 0 | 0 | 122.18 | 122.18 | 122.18 | 122.18
H | 44.6 | 44.6 | 44.6 | 44.6 | 44.6 | 44.6
LFG | 0.84 | 0.84 | 8.14 | 8.14 | 8.14 | 8.14
Nuc | 484.16 | 564.17 | 564.17 | 564.17 | 564.17 | 564.17
PS | 5.13 | 5.13 | 5.13 | 5.13 | 5.13 | 5.13
PV | 2.38 | 2.38 | 2.38 | 2.38 | 2.38 | 2.38
PeakG | 0 | 0 | 0 | 0 | 0 | 0
PeakO | 0 | 0 | 0 | 0 | 0 | 0
ST | 17.92 | 46.04 | 63.75 | 71.73 | 71.73 | 71.73
STOG | 0 | 0 | 0 | 0 | 0 | 0
STWD | 0.83 | 1.04 | 0.85 | 0.85 | 0.85 | 0.85
WT | 17.57 | 17.57 | 26.76 | 44.06 | 44.06 | 44.06
IGCC | 0 | 0 | 0 | 0 | 0 | 0
DemandResponse | 0 | 0 | 0 | 0 | 0 | 0
IGCC-CCS | 0 | 0 | 0 | 0 | 0 | 0
WT_off | 0 | 0 | 0 | 0 | 0 | 0
PseudoUnit | 0 | 0 | 0 | 0 | 0 | 0
FixedInterchange | 0 | 0 | 0 | 0 | 0 | 0
Base FOM Costs by Reporting Type: ERCOT
ReportingType | 2015 | 2020 | 2025 | 2030 | 2035 | 2040
BM | 14.57 | 14.57 | 14.57 | 185.52 | 191.96 | 203.66
CC | 862.73 | 1102.12 | 912.43 | 942.02 | 1101.75 | 1152.54
CSP | 0 | 0 | 0 | 0 | 0 | 0
CT | 1.67 | 1.67 | 1.67 | 1.67 | 1.67 | 1.67
Coal | 1151.3 | 1332.67 | 1229.71 | 1284.14 | 1437.22 | 1730.88
Geo | 0 | 0 | 0 | 0 | 0 | 0
H | 8.05 | 8.05 | 8.05 | 16.99 | 16.99 | 16.99
LFG | 9.05 | 9.05 | 51.64 | 51.64 | 51.64 | 51.64
Nuc | 574.09 | 734.71 | 741.22 | 741.22 | 741.22 | 741.22
PS | 0 | 0 | 0 | 0 | 0 | 0
PV | 0.25 | 0.25 | 0.25 | 0.25 | 0.01 | 0.01
PeakG | 80.63 | 119.03 | 114.62 | 114.62 | 114.62 | 114.62
PeakO | 1.29 | 1.86 | 1.53 | 1.53 | 1.53 | 1.53
ST | 0 | 0 | 0 | 0 | 0 | 0
STOG | 772.21 | 913.74 | 783.28 | 783.28 | 783.28 | 783.28
STWD | 0 | 0 | 0 | 0 | 0 | 0
WT | 315.42 | 549.36 | 813.28 | 977.51 | 1000.81 | 1042.6
IGCC | 0 | 0 | 0 | 0 | 0 | 0
DemandResponse | 0 | 0 | 0 | 0 | 0 | 0
IGCC-CCS | 0 | 0 | 0 | 0 | 0 | 0
WT_off | 0 | 0 | 0 | 0 | 0 | 0
PseudoUnit | 0 | 0 | 0 | 0 | 0 | 0
FixedInterchange | 0 | 0 | 0 | 0 | 0 | 0
Base FOM Costs by Reporting Type: NP15
ReportingType | 2015 | 2020 | 2025 | 2030 | 2035 | 2040
BM | 0 | 0 | 0 | 0 | 0 | 0
CC | 205.4 | 258.04 | 212.25 | 226.85 | 253.32 | 253.32
CSP | 0 | 0 | 0 | 0 | 0 | 0
CT | 1.48 | 15.95 | 15.95 | 42.48 | 71.81 | 100.9
Coal | 1.65 | 0 | 0 | 0 | 0 | 0
Geo | 100.8 | 114.81 | 151.36 | 151.36 | 151.36 | 151.36
H | 125.7 | 125.7 | 125.7 | 125.7 | 125.7 | 125.7
LFG | 10.26 | 10.26 | 78.24 | 78.24 | 78.24 | 78.24
Nuc | 302.44 | 364.27 | 334.86 | 334.86 | 334.86 | 334.86
PS | 53.58 | 53.58 | 53.58 | 53.58 | 53.58 | 53.58
PV | 0.89 | 0.89 | 0.89 | 0.89 | 0.78 | 0.78
PeakG | 56.04 | 82.34 | 58.1 | 74.01 | 78.49 | 78.49
PeakO | 10.26 | 13.08 | 10.48 | 10.49 | 10.49 | 10.49
ST | 1.86 | 1.86 | 1.86 | 1.86 | 1.86 | 1.86
STOG | 167.55 | 198.25 | 169.95 | 169.95 | 169.95 | 169.95
STWD | 14.17 | 17.73 | 14.44 | 14.44 | 14.44 | 14.44
WT | 40.21 | 63.52 | 297.52 | 365.1 | 365.54 | 365.54
IGCC | 0 | 0 | 0 | 0 | 0 | 0
DemandResponse | 0 | 0 | 0 | 0 | 0 | 0
IGCC-CCS | 0 | 0 | 0 | 0 | 0 | 0
WT_off | 0 | 0 | 0 | 0 | 0 | 0
PseudoUnit | 0 | 0 | 0 | 0 | 0 | 0
FixedInterchange | 0 | 0 | 0 | 0 | 0 | 0
Base FOM Costs by Reporting Type: NWPP_Coal
ReportingType | 2015 | 2020 | 2025 | 2030 | 2035 | 2040
BM | 0 | 0 | 0 | 0 | 0 | 0
CC | 0 | 0 | 0 | 0 | 0 | 0
CSP | 0 | 0 | 0 | 0 | 0 | 0
CT | 0 | 0 | 0 | 0 | 0 | 0
Coal | 900.45 | 954.62 | 993.33 | 1065.23 | 1236.5 | 1338.59
Geo | 0 | 0 | 0 | 0 | 0 | 0
H | 0 | 0 | 0 | 0 | 0 | 0
LFG | 0 | 0 | 0 | 0 | 0 | 0
Nuc | 0 | 0 | 0 | 0 | 0 | 0
PS | 0 | 0 | 0 | 0 | 0 | 0
PV | 0 | 0 | 0 | 0 | 0 | 0
PeakG | 0 | 0 | 0 | 0 | 0 | 0
PeakO | 0 | 0 | 0 | 0 | 0 | 0
ST | 0 | 0 | 0 | 0 | 0 | 0
STOG | 0 | 0 | 0 | 0 | 0 | 0
STWD | 0 | 0 | 0 | 0 | 0 | 0
WT | 0 | 0 | 0 | 0 | 0 | 0
IGCC | 0 | 0 | 0 | 0 | 0 | 0
DemandResponse | 0 | 0 | 0 | 0 | 0 | 0
IGCC-CCS | 0 | 0 | 0 | 0 | 0 | 0
WT_off | 0 | 0 | 0 | 0 | 0 | 0
PseudoUnit | 0 | 0 | 0 | 0 | 0 | 0
FixedInterchange | 0 | 0 | 0 | 0 | 0 | 0
Base FOM Costs by Reporting Type: NWPP_Gas
ReportingType | 2015 | 2020 | 2025 | 2030 | 2035 | 2040
BM | 0 | 0 | 0 | 0 | 0 | 0
CC | 192.07 | 243.03 | 196.06 | 237.89 | 350.44 | 359.5
CSP | 0 | 0 | 0 | 0 | 0 | 0
CT | 1 | 1 | 1 | 1 | 0 | 0
Coal | 0 | 0 | 0 | 0 | 0 | 12.64
Geo | 0 | 0 | 0 | 0 | 0 | 0
H | 0 | 0 | 0 | 0 | 0 | 0
LFG | 0 | 0 | 0 | 0 | 0 | 0
Nuc | 0 | 0 | 0 | 0 | 0 | 0
PS | 0 | 0 | 0 | 0 | 0 | 0
PV | 0 | 0 | 0 | 0 | 0 | 0
PeakG | 0 | 0 | 0 | 0 | 0 | 0
PeakO | 0 | 0 | 0 | 0 | 0 | 0
ST | 0 | 0 | 0 | 0 | 0 | 0
STOG | 0 | 0 | 0 | 0 | 0 | 0
STWD | 0 | 0 | 0 | 0 | 0 | 0
WT | 0 | 0 | 0 | 0 | 0 | 0
IGCC | 0 | 0 | 0 | 0 | 0 | 0
DemandResponse | 0 | 0 | 0 | 0 | 0 | 0
IGCC-CCS | 0 | 0 | 0 | 0 | 0 | 0
WT_off | 0 | 0 | 0 | 0 | 0 | 0
PseudoUnit | 0 | 0 | 0 | 0 | 0 | 0
FixedInterchange | 0 | 0 | 0 | 0 | 0 | 0
Base FOM Costs by Reporting Type: NWPP_NucRenew
ReportingType | 2015 | 2020 | 2025 | 2030 | 2035 | 2040
BM | 3.27 | 3.27 | 3.27 | 3.27 | 3.27 | 3.27
CC | 0 | 0 | 0 | 0 | 0 | 0
CSP | 0 | 0 | 0 | 0 | 0 | 0
CT | 0 | 0 | 0 | 0 | 0 | 0
Coal | 0 | 0 | 0 | 0 | 0 | 0
Geo | 35.81 | 35.81 | 72.38 | 72.38 | 72.38 | 72.38
H | 480.54 | 480.54 | 480.54 | 480.54 | 480.54 | 480.54
LFG | 15.5 | 15.5 | 40.43 | 44.91 | 44.91 | 44.91
Nuc | 164.67 | 164.67 | 164.67 | 164.67 | 164.67 | 225.13
PS | 6.12 | 6.12 | 6.12 | 6.12 | 6.12 | 6.12
PV | 0.04 | 0.04 | 0.04 | 0.04 | 0.04 | 0.04
PeakG | 0 | 0 | 0 | 0 | 0 | 0
PeakO | 0 | 0 | 0 | 0 | 0 | 0
ST | 0 | 0 | 0 | 0 | 0 | 0
STOG | 0 | 0 | 0 | 0 | 0 | 0
STWD | 12.15 | 15.2 | 12.39 | 12.39 | 12.39 | 12.39
WT | 228.93 | 228.93 | 228.93 | 228.93 | 228.93 | 228.93
IGCC | 0 | 0 | 0 | 0 | 0 | 0
DemandResponse | 0 | 0 | 0 | 0 | 0 | 0
IGCC-CCS | 0 | 0 | 0 | 0 | 0 | 0
WT_off | 0 | 0 | 0 | 0 | 0 | 0
PseudoUnit | 0 | 0 | 0 | 0 | 0 | 0
FixedInterchange | 0 | 0 | 0 | 0 | 0 | 0
Base FOM Costs by Reporting Type: RMPA
ReportingType | 2015 | 2020 | 2025 | 2030 | 2035 | 2040
BM | 0 | 0 | 0 | 0 | 0 | 0
CC | 79.71 | 101.34 | 81.4 | 99.64 | 99.64 | 99.64
CSP | 0 | 0 | 0 | 0 | 0 | 0
CT | 1.02 | 1.02 | 1.02 | 1.02 | 0 | 0
Coal | 483.02 | 500.78 | 505.71 | 513.53 | 590.84 | 728.55
Geo | 0 | 38.66 | 214.47 | 216.56 | 216.56 | 216.56
H | 13.99 | 13.99 | 13.99 | 13.99 | 13.99 | 13.99
LFG | 0.89 | 0.89 | 0.89 | 4.37 | 4.37 | 4.37
Nuc | 0.01 | 0.01 | 0.01 | 0.01 | 0.01 | 0.01
PS | 13.37 | 13.37 | 13.37 | 13.37 | 13.37 | 13.37
PV | 0.31 | 0.31 | 0.31 | 0.31 | 0.31 | 0.31
PeakG | 48.87 | 72.26 | 50.7 | 61.6 | 69.81 | 69.81
PeakO | 5.49 | 6.99 | 2.69 | 2.69 | 2.69 | 2.69
ST | 0.19 | 24.53 | 26.59 | 27.57 | 27.57 | 27.57
STOG | 0 | 0 | 0 | 0 | 0 | 0
STWD | 0 | 0 | 0 | 0 | 0 | 0
WT | 67.62 | 67.62 | 67.62 | 67.62 | 67.62 | 67.62
IGCC | 0 | 0 | 0 | 0 | 0 | 0
DemandResponse | 0 | 0 | 0 | 0 | 0 | 0
IGCC-CCS | 0 | 0 | 0 | 0 | 0 | 0
WT_off | 0 | 0 | 0 | 0 | 0 | 0
PseudoUnit | 0 | 0 | 0 | 0 | 0 | 0
FixedInterchange | 0 | 0 | 0 | 0 | 0 | 0
Base FOM Costs by Reporting Type: SP15
ReportingType | 2015 | 2020 | 2025 | 2030 | 2035 | 2040
BM | 0.6 | 0.6 | 0.6 | 0.6 | 0.6 | 0.6
CC | 299.75 | 377.64 | 311.5 | 321.09 | 355.07 | 364.66
CSP | 0 | 0 | 0 | 0 | 0 | 0
CT | 0 | 0 | 0 | 0 | 0 | 0
Coal | 6.4 | 8.11 | 7.61 | 8.09 | 0 | 0
Geo | 86.16 | 208.35 | 208.35 | 208.35 | 208.35 | 208.35
H | 16.57 | 16.57 | 16.57 | 16.57 | 16.57 | 16.57
LFG | 26.93 | 89.67 | 93.8 | 93.8 | 93.8 | 93.8
Nuc | 327.58 | 356.35 | 327.58 | 327.58 | 327.58 | 447.86
PS | 34.19 | 34.19 | 34.19 | 34.19 | 34.19 | 34.19
PV | 1.87 | 1.87 | 1.87 | 1.87 | 1.8 | 1.8
PeakG | 76.73 | 111.44 | 93.22 | 103.59 | 103.59 | 103.59
PeakO | 1.47 | 1.91 | 1.53 | 1.53 | 1.53 | 1.53
ST | 28.67 | 28.67 | 28.67 | 28.67 | 28.67 | 28.67
STOG | 450.09 | 532.57 | 456.54 | 456.54 | 456.54 | 456.54
STWD | 3.81 | 4.77 | 3.89 | 3.89 | 3.89 | 3.89
WT | 71.03 | 71.03 | 71.03 | 71.03 | 71.03 | 71.03
IGCC | 0 | 0 | 0 | 0 | 0 | 0
DemandResponse | 0 | 0 | 0 | 0 | 0 | 0
IGCC-CCS | 0 | 0 | 0 | 0 | 0 | 0
WT_off | 0 | 0 | 0 | 0 | 0 | 0
PseudoUnit | 0 | 0 | 0 | 0 | 0 | 0
FixedInterchange | 0 | 0 | 0 | 0 | 0 | 0
Base FOM Costs by Reporting Type: ALB
ReportingType | 2015 | 2020 | 2025 | 2030 | 2035 | 2040
BM | 0 | 0 | 0 | 0 | 0 | 0
CC | 71.2 | 78.91 | 92.72 | 112.49 | 126.86 | 142.39
CSP | 0 | 0 | 0 | 0 | 0 | 0
CT | 1.35 | 1.35 | 1.35 | 1.35 | 0 | 0
Coal | 380.9 | 399.22 | 412.86 | 439.17 | 499.16 | 562.47
Geo | 0 | 0 | 0 | 0 | 0 | 0
H | 12.99 | 12.99 | 12.99 | 12.99 | 12.99 | 12.99
LFG | 1.21 | 1.21 | 1.21 | 1.21 | 1.21 | 1.21
Nuc | 0.01 | 0.01 | 0.01 | 0.01 | 0.01 | 0.01
PS | 0 | 0 | 0 | 0 | 0 | 0
PV | 0 | 0 | 0 | 0 | 0 | 0
PeakG | 24.72 | 24.13 | 24.13 | 24.13 | 33.99 | 33.99
PeakO | 0 | 0 | 0 | 0 | 0 | 0
ST | 0 | 0 | 0 | 0 | 0 | 0
STOG | 0 | 0 | 0 | 0 | 0 | 0
STWD | 0 | 0 | 0 | 0 | 0 | 0
WT | 22.94 | 22.94 | 22.94 | 22.94 | 22.94 | 22.94
IGCC | 0 | 0 | 0 | 0 | 0 | 0
DemandResponse | 0 | 0 | 0 | 0 | 0 | 0
IGCC-CCS | 0 | 0 | 0 | 0 | 0 | 0
WT_off | 0 | 0 | 0 | 0 | 0 | 0
PseudoUnit | 0 | 0 | 0 | 0 | 0 | 0
FixedInterchange | 0 | 0 | 0 | 0 | 0 | 0
Base FOM Costs by Reporting Type: BC
ReportingType | 2015 | 2020 | 2025 | 2030 | 2035 | 2040
BM | 0 | 0 | 0 | 0 | 0 | 0
CC | 22.94 | 25.43 | 32.81 | 43 | 55.39 | 65.15
CSP | 0 | 0 | 0 | 0 | 0 | 0
CT | 0 | 0 | 0 | 0 | 0 | 1.09
Coal | 0 | 0 | 0 | 0 | 0 | 0
Geo | 0 | 0 | 0 | 0 | 0 | 0
H | 173.22 | 173.22 | 173.22 | 173.22 | 173.22 | 173.22
LFG | 2.9 | 2.9 | 2.9 | 2.9 | 2.9 | 2.9
Nuc | 0.01 | 0.01 | 0.01 | 0.01 | 0.01 | 0.01
PS | 0 | 0 | 0 | 0 | 0 | 0
PV | 0 | 0 | 0 | 0 | 0 | 0
PeakG | 2.66 | 2.77 | 3.3 | 3.3 | 3.3 | 3.3
PeakO | 1.16 | 1.29 | 1.29 | 1.29 | 1.29 | 1.29
ST | 0 | 0 | 0 | 0 | 0 | 0
STOG | 0 | 0 | 0 | 0 | 0 | 0
STWD | 16.34 | 16.34 | 16.34 | 16.34 | 16.34 | 16.34
WT | 7.53 | 7.53 | 7.53 | 7.53 | 7.53 | 7.53
IGCC | 0 | 0 | 0 | 0 | 0 | 0
DemandResponse | 0 | 0 | 0 | 0 | 0 | 0
IGCC-CCS | 0 | 0 | 0 | 0 | 0 | 0
WT_off | 0 | 0 | 0 | 0 | 0 | 0
PseudoUnit | 0 | 0 | 0 | 0 | 0 | 0
FixedInterchange | 0 | 0 | 0 | 0 | 0 | 0
Base FOM Costs by Reporting Type: HQ_IESO
ReportingType | 2015 | 2020 | 2025 | 2030 | 2035 | 2040
BM | 0 | 0 | 0 | 0 | 0 | 0
CC | 0 | 0 | 0 | 0 | 0 | 0
CSP | 0 | 0 | 0 | 0 | 0 | 0
CT | 0 | 0 | 0 | 0 | 0 | 0
Coal | 0 | 0 | 0 | 0 | 0 | 0
Geo | 0 | 0 | 0 | 0 | 0 | 0
H | 0 | 0 | 0 | 0 | 0 | 0
LFG | 0 | 0 | 0 | 0 | 0 | 0
Nuc | 0.01 | 0.01 | 0.01 | 0.01 | 0.01 | 0.01
PS | 0 | 0 | 0 | 0 | 0 | 0
PV | 0 | 0 | 0 | 0 | 0 | 0
PeakG | 0 | 0 | 0 | 0 | 0 | 0
PeakO | 0 | 0 | 0 | 0 | 0 | 0
ST | 0 | 0 | 0 | 0 | 0 | 0
STOG | 0 | 0 | 0 | 0 | 0 | 0
STWD | 0 | 0 | 0 | 0 | 0 | 0
WT | 0 | 0 | 0 | 0 | 0 | 0
IGCC | 0 | 0 | 0 | 0 | 0 | 0
DemandResponse | 0 | 0 | 0 | 0 | 0 | 0
IGCC-CCS | 0 | 0 | 0 | 0 | 0 | 0
WT_off | 0 | 0 | 0 | 0 | 0 | 0
PseudoUnit | 0 | 0 | 0 | 0 | 0 | 0
FixedInterchange | 0 | 0 | 0 | 0 | 0 | 0
Base FOM Costs by Reporting Type: HQ_NEISO
ReportingType | 2015 | 2020 | 2025 | 2030 | 2035 | 2040
BM | 0 | 0 | 0 | 0 | 0 | 0
CC | 0 | 0 | 0 | 0 | 0 | 0
CSP | 0 | 0 | 0 | 0 | 0 | 0
CT | 0 | 0 | 0 | 0 | 0 | 0
Coal | 0 | 0 | 0 | 0 | 0 | 0
Geo | 0 | 0 | 0 | 0 | 0 | 0
H | 0 | 0 | 0 | 0 | 0 | 0
LFG | 0 | 0 | 0 | 0 | 0 | 0
Nuc | 0.01 | 0.01 | 0.01 | 0.01 | 0.01 | 0.01
PS | 0 | 0 | 0 | 0 | 0 | 0
PV | 0 | 0 | 0 | 0 | 0 | 0
PeakG | 0 | 0 | 0 | 0 | 0 | 0
PeakO | 0 | 0 | 0 | 0 | 0 | 0
ST | 0 | 0 | 0 | 0 | 0 | 0
STOG | 0 | 0 | 0 | 0 | 0 | 0
STWD | 0 | 0 | 0 | 0 | 0 | 0
WT | 0 | 0 | 0 | 0 | 0 | 0
IGCC | 0 | 0 | 0 | 0 | 0 | 0
DemandResponse | 0 | 0 | 0 | 0 | 0 | 0
IGCC-CCS | 0 | 0 | 0 | 0 | 0 | 0
WT_off | 0 | 0 | 0 | 0 | 0 | 0
PseudoUnit | 0 | 0 | 0 | 0 | 0 | 0
FixedInterchange | 0 | 0 | 0 | 0 | 0 | 0
Base FOM Costs by Reporting Type: HQ_NY
ReportingType | 2015 | 2020 | 2025 | 2030 | 2035 | 2040
BM | 0 | 0 | 0 | 0 | 0 | 0
CC | 0 | 0 | 0 | 0 | 0 | 0
CSP | 0 | 0 | 0 | 0 | 0 | 0
CT | 0 | 0 | 0 | 0 | 0 | 0
Coal | 0 | 0 | 0 | 0 | 0 | 0
Geo | 0 | 0 | 0 | 0 | 0 | 0
H | 0 | 0 | 0 | 0 | 0 | 0
LFG | 0 | 0 | 0 | 0 | 0 | 0
Nuc | 0.01 | 0.01 | 0.01 | 0.01 | 0.01 | 0.01
PS | 0 | 0 | 0 | 0 | 0 | 0
PV | 0 | 0 | 0 | 0 | 0 | 0
PeakG | 0 | 0 | 0 | 0 | 0 | 0
PeakO | 0 | 0 | 0 | 0 | 0 | 0
ST | 0 | 0 | 0 | 0 | 0 | 0
STOG | 0 | 0 | 0 | 0 | 0 | 0
STWD | 0 | 0 | 0 | 0 | 0 | 0
WT | 0 | 0 | 0 | 0 | 0 | 0
IGCC | 0 | 0 | 0 | 0 | 0 | 0
DemandResponse | 0 | 0 | 0 | 0 | 0 | 0
IGCC-CCS | 0 | 0 | 0 | 0 | 0 | 0
WT_off | 0 | 0 | 0 | 0 | 0 | 0
PseudoUnit | 0 | 0 | 0 | 0 | 0 | 0
FixedInterchange | 0 | 0 | 0 | 0 | 0 | 0
Base FOM Costs by Reporting Type: MARITIMES
ReportingType | 2015 | 2020 | 2025 | 2030 | 2035 | 2040
BM | 0 | 0 | 0 | 0 | 0 | 0
CC | 0 | 0 | 0 | 0 | 0 | 0
CSP | 0 | 0 | 0 | 0 | 0 | 0
CT | 0 | 0 | 0 | 0 | 0 | 0
Coal | 0 | 0 | 0 | 0 | 0 | 0
Geo | 0 | 0 | 0 | 0 | 0 | 0
H | 0 | 0 | 0 | 0 | 0 | 0
LFG | 0 | 0 | 0 | 0 | 0 | 0
Nuc | 0.01 | 0.01 | 0.01 | 0.01 | 0.01 | 0.01
PS | 0 | 0 | 0 | 0 | 0 | 0
PV | 0 | 0 | 0 | 0 | 0 | 0
PeakG | 0 | 0 | 0 | 0 | 0 | 0
PeakO | 0 | 0 | 0 | 0 | 0 | 0
ST | 0 | 0 | 0 | 0 | 0 | 0
STOG | 0 | 0 | 0 | 0 | 0 | 0
STWD | 0 | 0 | 0 | 0 | 0 | 0
WT | 0 | 0 | 0 | 0 | 0 | 0
IGCC | 0 | 0 | 0 | 0 | 0 | 0
DemandResponse | 0 | 0 | 0 | 0 | 0 | 0
IGCC-CCS | 0 | 0 | 0 | 0 | 0 | 0
WT_off | 0 | 0 | 0 | 0 | 0 | 0
PseudoUnit | 0 | 7.12 | 7.12 | 7.12 | 7.12 | 7.12
FixedInterchange | 0 | 0 | 0 | 0 | 0 | 0
Base FOM Costs by Reporting Type: All
ReportingType | 2015 | 2020 | 2025 | 2030 | 2035 | 2040
BM | 125.73 | 1373.96 | 1987.57 | 2738.06 | 2930.21 | 3014.82
CC | 6339.46 | 7983.14 | 6641.9 | 7106.83 | 8356.05 | 8846.63
CSP | 0 | 0 | 0 | 0 | 0 | 0
CT | 57.86 | 105.9 | 120.94 | 196.76 | 350.71 | 428.75
Coal | 18469.71 | 17680.29 | 17345.28 | 19177.63 | 21496.45 | 24493.72
Geo | 226.72 | 401.57 | 772.7 | 774.79 | 774.79 | 774.79
H | 1511 | 1532.91 | 1574.41 | 1618.38 | 1619.17 | 1631.51
LFG | 498.94 | 733.94 | 999.86 | 1086.91 | 1086.97 | 1086.97
Nuc | 16696.36 | 17842.96 | 17313.01 | 17728.25 | 14523.5 | 21350.19
PS | 517.25 | 517.25 | 517.25 | 517.25 | 517.25 | 517.25
PV | 26.7 | 62.98 | 80.98 | 85.12 | 68.4 | 70.76
PeakG | 2030.7 | 2974.86 | 2177.49 | 2587.78 | 2706.43 | 2662.45
PeakO | 565.16 | 739.72 | 596.12 | 598.86 | 598.87 | 598.89
ST | 48.64 | 101.1 | 120.87 | 129.83 | 129.83 | 129.83
STOG | 2954.78 | 3495.29 | 2952.23 | 2946.7 | 2946.7 | 2946.7
STWD | 142.81 | 174.59 | 145.3 | 145.3 | 145.3 | 145.3
WT | 2034.5 | 3420.08 | 4942.77 | 6330.12 | 6394.54 | 6561.32
IGCC | 30.22 | 30.22 | 30.22 | 30.22 | 30.22 | 30.22
DemandResponse | 0 | 0 | 0 | 0 | 0 | 0
IGCC-CCS | 0 | 0 | 0 | 0 | 0 | 0
WT_off | 25.01 | 25.01 | 939.19 | 2069.64 | 2197.79 | 2431.53
PseudoUnit | 0 | 7.12 | 7.12 | 7.12 | 7.12 | 7.12
FixedInterchange | 0 | 0 | 0 | 0 | 0 | 0
Base FOM Costs by Reporting Type: EI_US
ReportingType | 2015 | 2020 | 2025 | 2030 | 2035 | 2040
BM | 74.48 | 1322.71 | 1936.32 | 2515.87 | 2701.58 | 2774.49
CC | 4039.47 | 5092.01 | 4206.34 | 4465.9 | 5247.25 | 5631
CSP | 0 | 0 | 0 | 0 | 0 | 0
CT | 43.71 | 77.28 | 92.32 | 141.61 | 271.56 | 302.51
Coal | 14702.87 | 13589.8 | 13406.67 | 14962.59 | 16698.98 | 18720.96
Geo | 3.95 | 3.95 | 3.95 | 3.95 | 3.95 | 3.95
H | 419.29 | 436.5 | 451.51 | 451.51 | 452.3 | 464.64
LFG | 417.2 | 589.46 | 708.43 | 787.52 | 787.52 | 787.52
Nuc | 12948.03 | 13763.39 | 13285.11 | 13700.35 | 10645.57 | 16957.2
PS | 401.94 | 401.94 | 401.94 | 401.94 | 401.94 | 401.94
PV | 2.71 | 38.99 | 56.99 | 61.13 | 62.64 | 64.99
PeakG | 1689.1 | 2494.21 | 1773.7 | 2139 | 2231.89 | 2231.89
PeakO | 544.73 | 713.83 | 577.74 | 580.36 | 580.37 | 580.38
ST | 0 | 0 | 0 | 0 | 0 | 0
STOG | 1559.4 | 1845.19 | 1536.93 | 1536.93 | 1536.93 | 1536.93
STWD | 95.51 | 119.51 | 97.38 | 97.38 | 97.38 | 97.38
WT | 1142.42 | 2270.74 | 3286.33 | 4424.57 | 4524.38 | 4649.36
IGCC | 30.22 | 30.22 | 30.22 | 30.22 | 30.22 | 30.22
DemandResponse | 0 | 0 | 0 | 0 | 0 | 0
IGCC-CCS | 0 | 0 | 0 | 0 | 0 | 0
WT_off | 25.01 | 25.01 | 939.19 | 2069.64 | 2197.79 | 2431.53
PseudoUnit | 0 | 7.12 | 7.12 | 7.12 | 7.12 | 7.12
FixedInterchange | 0 | 0 | 0 | 0 | 0 | 0
Base FOM Costs by Reporting Type: EI_Canada
ReportingType | 2015 | 2020 | 2025 | 2030 | 2035 | 2040
BM | 32.8 | 32.8 | 32.8 | 32.8 | 32.8 | 32.8
CC | 124.01 | 124.01 | 124.01 | 102.32 | 109.46 | 121.58
CSP | 0 | 0 | 0 | 0 | 0 | 0
CT | 2.7 | 2.7 | 2.7 | 2.7 | 5.67 | 22.58
Coal | 111.35 | 113.43 | 0 | 0 | 0 | 0
Geo | 0 | 0 | 0 | 0 | 0 | 0
H | 216.06 | 220.76 | 247.25 | 282.28 | 282.28 | 282.28
LFG | 14.17 | 14.17 | 14.17 | 14.17 | 14.23 | 14.23
Nuc | 1895.36 | 1895.36 | 1895.36 | 1895.36 | 1745.4 | 2079.7
PS | 2.92 | 2.92 | 2.92 | 2.92 | 2.92 | 2.92
PV | 18.26 | 18.26 | 18.26 | 18.26 | 0.44 | 0.44
PeakG | 21.55 | 23.55 | 23.55 | 23.55 | 26.76 | 26.76
PeakO | 0.75 | 0.75 | 0.87 | 0.98 | 0.98 | 0.98
ST | 0 | 0 | 0 | 0 | 0 | 0
STOG | 5.54 | 5.54 | 5.54 | 0 | 0 | 0
STWD | 0 | 0 | 0 | 0 | 0 | 0
WT | 120.82 | 120.82 | 120.82 | 120.82 | 61.7 | 61.7
IGCC | 0 | 0 | 0 | 0 | 0 | 0
DemandResponse | 0 | 0 | 0 | 0 | 0 | 0
IGCC-CCS | 0 | 0 | 0 | 0 | 0 | 0
WT_off | 0 | 0 | 0 | 0 | 0 | 0
PseudoUnit | 0 | 0 | 0 | 0 | 0 | 0
FixedInterchange | 0 | 0 | 0 | 0 | 0 | 0
Base FOM Costs by Reporting Type: EI
ReportingType | 2015 | 2020 | 2025 | 2030 | 2035 | 2040
BM | 107.28 | 1355.51 | 1969.12 | 2548.67 | 2734.37 | 2807.29
CC | 4163.48 | 5216.03 | 4330.36 | 4568.22 | 5356.72 | 5752.58
CSP | 0 | 0 | 0 | 0 | 0 | 0
CT | 46.41 | 79.98 | 95.02 | 144.31 | 277.23 | 325.09
Coal | 14814.22 | 13703.23 | 13406.67 | 14962.59 | 16698.98 | 18720.96
Geo | 3.95 | 3.95 | 3.95 | 3.95 | 3.95 | 3.95
H | 635.35 | 657.26 | 698.76 | 733.79 | 734.57 | 746.92
LFG | 431.38 | 603.63 | 722.6 | 801.69 | 801.75 | 801.75
Nuc | 14843.39 | 15658.74 | 15180.47 | 15595.71 | 12390.96 | 19036.91
PS | 404.86 | 404.86 | 404.86 | 404.86 | 404.86 | 404.86
PV | 20.97 | 57.25 | 75.25 | 79.39 | 63.08 | 65.43
PeakG | 1710.64 | 2517.76 | 1797.25 | 2162.56 | 2258.65 | 2258.65
PeakO | 545.49 | 714.58 | 578.61 | 581.34 | 581.35 | 581.36
ST | 0 | 0 | 0 | 0 | 0 | 0
STOG | 1564.94 | 1850.73 | 1542.46 | 1536.93 | 1536.93 | 1536.93
STWD | 95.51 | 119.51 | 97.38 | 97.38 | 97.38 | 97.38
WT | 1263.24 | 2391.57 | 3407.15 | 4545.4 | 4586.08 | 4711.07
IGCC | 30.22 | 30.22 | 30.22 | 30.22 | 30.22 | 30.22
DemandResponse | 0 | 0 | 0 | 0 | 0 | 0
IGCC-CCS | 0 | 0 | 0 | 0 | 0 | 0
WT_off | 25.01 | 25.01 | 939.19 | 2069.64 | 2197.79 | 2431.53
PseudoUnit | 0 | 7.12 | 7.12 | 7.12 | 7.12 | 7.12
FixedInterchange | 0 | 0 | 0 | 0 | 0 | 0
Base FOM Costs by Reporting Type: Outside_EI
ReportingType | 2015 | 2020 | 2025 | 2030 | 2035 | 2040
BM | 18.45 | 18.45 | 18.45 | 189.39 | 195.84 | 207.53
CC | 2175.98 | 2767.12 | 2311.55 | 2538.61 | 2999.33 | 3094.05
CSP | 0 | 0 | 0 | 0 | 0 | 0
CT | 11.45 | 25.92 | 25.92 | 52.45 | 73.49 | 103.66
Coal | 3655.49 | 3977.05 | 3938.61 | 4215.04 | 4797.47 | 5772.76
Geo | 222.78 | 397.63 | 768.75 | 770.84 | 770.84 | 770.84
H | 875.65 | 875.65 | 875.65 | 884.59 | 884.59 | 884.59
LFG | 67.56 | 130.31 | 277.26 | 285.22 | 285.22 | 285.22
Nuc | 1852.97 | 2184.21 | 2132.54 | 2132.54 | 2132.54 | 2313.28
PS | 112.39 | 112.39 | 112.39 | 112.39 | 112.39 | 112.39
PV | 5.73 | 5.73 | 5.73 | 5.73 | 5.32 | 5.32
PeakG | 320.06 | 457.1 | 380.23 | 425.23 | 447.78 | 403.8
PeakO | 19.67 | 25.14 | 17.52 | 17.52 | 17.53 | 17.53
ST | 48.64 | 101.1 | 120.87 | 129.83 | 129.83 | 129.83
STOG | 1389.84 | 1644.56 | 1409.77 | 1409.77 | 1409.77 | 1409.77
STWD | 47.31 | 55.09 | 47.92 | 47.92 | 47.92 | 47.92
WT | 771.26 | 1028.51 | 1535.62 | 1784.72 | 1808.46 | 1850.25
IGCC | 0 | 0 | 0 | 0 | 0 | 0
DemandResponse | 0 | 0 | 0 | 0 | 0 | 0
IGCC-CCS | 0 | 0 | 0 | 0 | 0 | 0
WT_off | 0 | 0 | 0 | 0 | 0 | 0
PseudoUnit | 0 | 0 | 0 | 0 | 0 | 0
FixedInterchange | 0 | 0 | 0 | 0 | 0 | 0
#11 | Retrofit FOM Costs ($million)
Retrofit FOM Costs by Reporting Type: Entergy
ReportingType | 2015 | 2020 | 2025 | 2030 | 2035 | 2040
BM | 0 | 0 | 0 | 0 | 0 | 0
CC | 0 | 0 | 0 | 0 | 0 | 0
CSP | 0 | 0 | 0 | 0 | 0 | 0
CT | 0 | 0 | 0 | 0 | 0 | 0
Coal | 3.38 | 31.29 | 31.29 | 31.29 | 31.29 | 31.29
Geo | 0 | 0 | 0 | 0 | 0 | 0
H | 0 | 0 | 0 | 0 | 0 | 0
LFG | 0 | 0 | 0 | 0 | 0 | 0
Nuc | 0 | 0 | 0 | 0 | 0 | 0
PS | 0 | 0 | 0 | 0 | 0 | 0
PV | 0 | 0 | 0 | 0 | 0 | 0
PeakG | 0 | 0 | 0 | 0 | 0 | 0
PeakO | 0 | 0 | 0 | 0 | 0 | 0
ST | 0 | 0 | 0 | 0 | 0 | 0
STOG | 0 | 0 | 0 | 0 | 0 | 0
STWD | 0 | 0 | 0 | 0 | 0 | 0
WT | 0 | 0 | 0 | 0 | 0 | 0
IGCC | 0 | 0 | 0 | 0 | 0 | 0
DemandResponse | 0 | 0 | 0 | 0 | 0 | 0
IGCC-CCS | 0 | 0 | 0 | 0 | 0 | 0
WT_off | 0 | 0 | 0 | 0 | 0 | 0
PseudoUnit | 0 | 0 | 0 | 0 | 0 | 0
FixedInterchange | 0 | 0 | 0 | 0 | 0 | 0
Retrofit FOM Costs by Reporting Type: FRCC
ReportingType | 2015 | 2020 | 2025 | 2030 | 2035 | 2040
BM | 0 | 0 | 0 | 0 | 0 | 0
CC | 0 | 0 | 0 | 0 | 0 | 0
CSP | 0 | 0 | 0 | 0 | 0 | 0
CT | 0 | 0 | 0 | 0 | 0 | 0
Coal | 67.35 | 70.41 | 70.41 | 70.41 | 70.41 | 70.41
Geo | 0 | 0 | 0 | 0 | 0 | 0
H | 0 | 0 | 0 | 0 | 0 | 0
LFG | 0 | 0 | 0 | 0 | 0 | 0
Nuc | 0 | 0 | 0 | 0 | 0 | 0
PS | 0 | 0 | 0 | 0 | 0 | 0
PV | 0 | 0 | 0 | 0 | 0 | 0
PeakG | 0 | 0 | 0 | 0 | 0 | 0
PeakO | 0 | 0 | 0 | 0 | 0 | 0
ST | 0 | 0 | 0 | 0 | 0 | 0
STOG | 0 | 0 | 0 | 0 | 0 | 0
STWD | 0 | 0 | 0 | 0 | 0 | 0
WT | 0 | 0 | 0 | 0 | 0 | 0
IGCC | 0 | 0 | 0 | 0 | 0 | 0
DemandResponse | 0 | 0 | 0 | 0 | 0 | 0
IGCC-CCS | 0 | 0 | 0 | 0 | 0 | 0
WT_off | 0 | 0 | 0 | 0 | 0 | 0
PseudoUnit | 0 | 0 | 0 | 0 | 0 | 0
FixedInterchange | 0 | 0 | 0 | 0 | 0 | 0
Retrofit FOM Costs by Reporting Type: MAPP_US
ReportingType | 2015 | 2020 | 2025 | 2030 | 2035 | 2040
BM | 0 | 0 | 0 | 0 | 0 | 0
CC | 0 | 0 | 0 | 0 | 0 | 0
CSP | 0 | 0 | 0 | 0 | 0 | 0
CT | 0 | 0 | 0 | 0 | 0 | 0
Coal | 16.92 | 14.86 | 14.86 | 14.86 | 14.86 | 14.86
Geo | 0 | 0 | 0 | 0 | 0 | 0
H | 0 | 0 | 0 | 0 | 0 | 0
LFG | 0 | 0 | 0 | 0 | 0 | 0
Nuc | 0 | 0 | 0 | 0 | 0 | 0
PS | 0 | 0 | 0 | 0 | 0 | 0
PV | 0 | 0 | 0 | 0 | 0 | 0
PeakG | 0 | 0 | 0 | 0 | 0 | 0
PeakO | 0 | 0 | 0 | 0 | 0 | 0
ST | 0 | 0 | 0 | 0 | 0 | 0
STOG | 0 | 0 | 0 | 0 | 0 | 0
STWD | 0 | 0 | 0 | 0 | 0 | 0
WT | 0 | 0 | 0 | 0 | 0 | 0
IGCC | 0 | 0 | 0 | 0 | 0 | 0
DemandResponse | 0 | 0 | 0 | 0 | 0 | 0
IGCC-CCS | 0 | 0 | 0 | 0 | 0 | 0
WT_off | 0 | 0 | 0 | 0 | 0 | 0
PseudoUnit | 0 | 0 | 0 | 0 | 0 | 0
FixedInterchange | 0 | 0 | 0 | 0 | 0 | 0
Retrofit FOM Costs by Reporting Type: MISO_IN
ReportingType | 2015 | 2020 | 2025 | 2030 | 2035 | 2040
BM | 0 | 0 | 0 | 0 | 0 | 0
CC | 0 | 0 | 0 | 0 | 0 | 0
CSP | 0 | 0 | 0 | 0 | 0 | 0
CT | 0 | 0 | 0 | 0 | 0 | 0
Coal | 103.12 | 113.14 | 113.14 | 113.14 | 113.14 | 113.14
Geo | 0 | 0 | 0 | 0 | 0 | 0
H | 0 | 0 | 0 | 0 | 0 | 0
LFG | 0 | 0 | 0 | 0 | 0 | 0
Nuc | 0 | 0 | 0 | 0 | 0 | 0
PS | 0 | 0 | 0 | 0 | 0 | 0
PV | 0 | 0 | 0 | 0 | 0 | 0
PeakG | 0 | 0 | 0 | 0 | 0 | 0
PeakO | 0 | 0 | 0 | 0 | 0 | 0
ST | 0 | 0 | 0 | 0 | 0 | 0
STOG | 0 | 0 | 0 | 0 | 0 | 0
STWD | 0 | 0 | 0 | 0 | 0 | 0
WT | 0 | 0 | 0 | 0 | 0 | 0
IGCC | 0 | 0 | 0 | 0 | 0 | 0
DemandResponse | 0 | 0 | 0 | 0 | 0 | 0
IGCC-CCS | 0 | 0 | 0 | 0 | 0 | 0
WT_off | 0 | 0 | 0 | 0 | 0 | 0
PseudoUnit | 0 | 0 | 0 | 0 | 0 | 0
FixedInterchange | 0 | 0 | 0 | 0 | 0 | 0
Retrofit FOM Costs by Reporting Type: MISO_MI
ReportingType | 2015 | 2020 | 2025 | 2030 | 2035 | 2040
BM | 0 | 0 | 0 | 0 | 0 | 0
CC | 0 | 0 | 0 | 0 | 0 | 0
CSP | 0 | 0 | 0 | 0 | 0 | 0
CT | 0 | 0 | 0 | 0 | 0 | 0
Coal | 17.66 | 44.76 | 44.76 | 44.76 | 44.76 | 44.76
Geo | 0 | 0 | 0 | 0 | 0 | 0
H | 0 | 0 | 0 | 0 | 0 | 0
LFG | 0 | 0 | 0 | 0 | 0 | 0
Nuc | 0 | 0 | 0 | 0 | 0 | 0
PS | 0 | 0 | 0 | 0 | 0 | 0
PV | 0 | 0 | 0 | 0 | 0 | 0
PeakG | 0 | 0 | 0 | 0 | 0 | 0
PeakO | 0 | 0 | 0 | 0 | 0 | 0
ST | 0 | 0 | 0 | 0 | 0 | 0
STOG | 0 | 0 | 0 | 0 | 0 | 0
STWD | 0 | 0 | 0 | 0 | 0 | 0
WT | 0 | 0 | 0 | 0 | 0 | 0
IGCC | 0 | 0 | 0 | 0 | 0 | 0
DemandResponse | 0 | 0 | 0 | 0 | 0 | 0
IGCC-CCS | 0 | 0 | 0 | 0 | 0 | 0
WT_off | 0 | 0 | 0 | 0 | 0 | 0
PseudoUnit | 0 | 0 | 0 | 0 | 0 | 0
FixedInterchange | 0 | 0 | 0 | 0 | 0 | 0
Retrofit FOM Costs by Reporting Type: MISO_MO-IL
ReportingType | 2015 | 2020 | 2025 | 2030 | 2035 | 2040
BM | 0 | 0 | 0 | 0 | 0 | 0
CC | 0 | 0 | 0 | 0 | 0 | 0
CSP | 0 | 0 | 0 | 0 | 0 | 0
CT | 0 | 0 | 0 | 0 | 0 | 0
Coal | 30.23 | 57.88 | 57.88 | 57.88 | 57.88 | 57.88
Geo | 0 | 0 | 0 | 0 | 0 | 0
H | 0 | 0 | 0 | 0 | 0 | 0
LFG | 0 | 0 | 0 | 0 | 0 | 0
Nuc | 0 | 0 | 0 | 0 | 0 | 0
PS | 0 | 0 | 0 | 0 | 0 | 0
PV | 0 | 0 | 0 | 0 | 0 | 0
PeakG | 0 | 0 | 0 | 0 | 0 | 0
PeakO | 0 | 0 | 0 | 0 | 0 | 0
ST | 0 | 0 | 0 | 0 | 0 | 0
STOG | 0 | 0 | 0 | 0 | 0 | 0
STWD | 0 | 0 | 0 | 0 | 0 | 0
WT | 0 | 0 | 0 | 0 | 0 | 0
IGCC | 0 | 0 | 0 | 0 | 0 | 0
DemandResponse | 0 | 0 | 0 | 0 | 0 | 0
IGCC-CCS | 0 | 0 | 0 | 0 | 0 | 0
WT_off | 0 | 0 | 0 | 0 | 0 | 0
PseudoUnit | 0 | 0 | 0 | 0 | 0 | 0
FixedInterchange | 0 | 0 | 0 | 0 | 0 | 0
Retrofit FOM Costs by Reporting Type: MISO_W
ReportingType | 2015 | 2020 | 2025 | 2030 | 2035 | 2040
BM | 0 | 0 | 0 | 0 | 0 | 0
CC | 0 | 0 | 0 | 0 | 0 | 0
CSP | 0 | 0 | 0 | 0 | 0 | 0
CT | 0 | 0 | 0 | 0 | 0 | 0
Coal | 38.36 | 61.93 | 61.93 | 61.93 | 61.93 | 61.93
Geo | 0 | 0 | 0 | 0 | 0 | 0
H | 0 | 0 | 0 | 0 | 0 | 0
LFG | 0 | 0 | 0 | 0 | 0 | 0
Nuc | 0 | 0 | 0 | 0 | 0 | 0
PS | 0 | 0 | 0 | 0 | 0 | 0
PV | 0 | 0 | 0 | 0 | 0 | 0
PeakG | 0 | 0 | 0 | 0 | 0 | 0
PeakO | 0 | 0 | 0 | 0 | 0 | 0
ST | 0 | 0 | 0 | 0 | 0 | 0
STOG | 0 | 0 | 0 | 0 | 0 | 0
STWD | 0 | 0 | 0 | 0 | 0 | 0
WT | 0 | 0 | 0 | 0 | 0 | 0
IGCC | 0 | 0 | 0 | 0 | 0 | 0
DemandResponse | 0 | 0 | 0 | 0 | 0 | 0
IGCC-CCS | 0 | 0 | 0 | 0 | 0 | 0
WT_off | 0 | 0 | 0 | 0 | 0 | 0
PseudoUnit | 0 | 0 | 0 | 0 | 0 | 0
FixedInterchange | 0 | 0 | 0 | 0 | 0 | 0
Retrofit FOM Costs by Reporting Type: MISO_WUMS
ReportingType | 2015 | 2020 | 2025 | 2030 | 2035 | 2040
BM | 0 | 0 | 0 | 0 | 0 | 0
CC | 0 | 0 | 0 | 0 | 0 | 0
CSP | 0 | 0 | 0 | 0 | 0 | 0
CT | 0 | 0 | 0 | 0 | 0 | 0
Coal | 35.36 | 32.76 | 32.76 | 32.76 | 32.76 | 32.76
Geo | 0 | 0 | 0 | 0 | 0 | 0
H | 0 | 0 | 0 | 0 | 0 | 0
LFG | 0 | 0 | 0 | 0 | 0 | 0
Nuc | 0 | 0 | 0 | 0 | 0 | 0
PS | 0 | 0 | 0 | 0 | 0 | 0
PV | 0 | 0 | 0 | 0 | 0 | 0
PeakG | 0 | 0 | 0 | 0 | 0 | 0
PeakO | 0 | 0 | 0 | 0 | 0 | 0
ST | 0 | 0 | 0 | 0 | 0 | 0
STOG | 0 | 0 | 0 | 0 | 0 | 0
STWD | 0 | 0 | 0 | 0 | 0 | 0
WT | 0 | 0 | 0 | 0 | 0 | 0
IGCC | 0 | 0 | 0 | 0 | 0 | 0
DemandResponse | 0 | 0 | 0 | 0 | 0 | 0
IGCC-CCS | 0 | 0 | 0 | 0 | 0 | 0
WT_off | 0 | 0 | 0 | 0 | 0 | 0
PseudoUnit | 0 | 0 | 0 | 0 | 0 | 0
FixedInterchange | 0 | 0 | 0 | 0 | 0 | 0
Retrofit FOM Costs by Reporting Type: Nebraska
ReportingType | 2015 | 2020 | 2025 | 2030 | 2035 | 2040
BM | 0 | 0 | 0 | 0 | 0 | 0
CC | 0 | 0 | 0 | 0 | 0 | 0
CSP | 0 | 0 | 0 | 0 | 0 | 0
CT | 0 | 0 | 0 | 0 | 0 | 0
Coal | 4.88 | 22.22 | 22.22 | 22.22 | 22.22 | 22.22
Geo | 0 | 0 | 0 | 0 | 0 | 0
H | 0 | 0 | 0 | 0 | 0 | 0
LFG | 0 | 0 | 0 | 0 | 0 | 0
Nuc | 0 | 0 | 0 | 0 | 0 | 0
PS | 0 | 0 | 0 | 0 | 0 | 0
PV | 0 | 0 | 0 | 0 | 0 | 0
PeakG | 0 | 0 | 0 | 0 | 0 | 0
PeakO | 0 | 0 | 0 | 0 | 0 | 0
ST | 0 | 0 | 0 | 0 | 0 | 0
STOG | 0 | 0 | 0 | 0 | 0 | 0
STWD | 0 | 0 | 0 | 0 | 0 | 0
WT | 0 | 0 | 0 | 0 | 0 | 0
IGCC | 0 | 0 | 0 | 0 | 0 | 0
DemandResponse | 0 | 0 | 0 | 0 | 0 | 0
IGCC-CCS | 0 | 0 | 0 | 0 | 0 | 0
WT_off | 0 | 0 | 0 | 0 | 0 | 0
PseudoUnit | 0 | 0 | 0 | 0 | 0 | 0
FixedInterchange | 0 | 0 | 0 | 0 | 0 | 0
Retrofit FOM Costs by Reporting Type: NEISO
ReportingType | 2015 | 2020 | 2025 | 2030 | 2035 | 2040
BM | 0 | 0 | 0 | 0 | 0 | 0
CC | 0 | 0 | 0 | 0 | 0 | 0
CSP | 0 | 0 | 0 | 0 | 0 | 0
CT | 0 | 0 | 0 | 0 | 0 | 0
Coal | 4.08 | 0 | 0 | 0 | 0 | 0
Geo | 0 | 0 | 0 | 0 | 0 | 0
H | 0 | 0 | 0 | 0 | 0 | 0
LFG | 0 | 0 | 0 | 0 | 0 | 0
Nuc | 0 | 0 | 0 | 0 | 0 | 0
PS | 0 | 0 | 0 | 0 | 0 | 0
PV | 0 | 0 | 0 | 0 | 0 | 0
PeakG | 0 | 0 | 0 | 0 | 0 | 0
PeakO | 0 | 0 | 0 | 0 | 0 | 0
ST | 0 | 0 | 0 | 0 | 0 | 0
STOG | 0 | 0 | 0 | 0 | 0 | 0
STWD | 0 | 0 | 0 | 0 | 0 | 0
WT | 0 | 0 | 0 | 0 | 0 | 0
IGCC | 0 | 0 | 0 | 0 | 0 | 0
DemandResponse | 0 | 0 | 0 | 0 | 0 | 0
IGCC-CCS | 0 | 0 | 0 | 0 | 0 | 0
WT_off | 0 | 0 | 0 | 0 | 0 | 0
PseudoUnit | 0 | 0 | 0 | 0 | 0 | 0
FixedInterchange | 0 | 0 | 0 | 0 | 0 | 0
Retrofit FOM Costs by Reporting Type: NonRTO_Midwest
ReportingType | 2015 | 2020 | 2025 | 2030 | 2035 | 2040
BM | 0 | 0 | 0 | 0 | 0 | 0
CC | 0 | 0 | 0 | 0 | 0 | 0
CSP | 0 | 0 | 0 | 0 | 0 | 0
CT | 0 | 0 | 0 | 0 | 0 | 0
Coal | 86.49 | 91.34 | 91.34 | 91.34 | 91.34 | 91.34
Geo | 0 | 0 | 0 | 0 | 0 | 0
H | 0 | 0 | 0 | 0 | 0 | 0
LFG | 0 | 0 | 0 | 0 | 0 | 0
Nuc | 0 | 0 | 0 | 0 | 0 | 0
PS | 0 | 0 | 0 | 0 | 0 | 0
PV | 0 | 0 | 0 | 0 | 0 | 0
PeakG | 0 | 0 | 0 | 0 | 0 | 0
PeakO | 0 | 0 | 0 | 0 | 0 | 0
ST | 0 | 0 | 0 | 0 | 0 | 0
STOG | 0 | 0 | 0 | 0 | 0 | 0
STWD | 0 | 0 | 0 | 0 | 0 | 0
WT | 0 | 0 | 0 | 0 | 0 | 0
IGCC | 0 | 0 | 0 | 0 | 0 | 0
DemandResponse | 0 | 0 | 0 | 0 | 0 | 0
IGCC-CCS | 0 | 0 | 0 | 0 | 0 | 0
WT_off | 0 | 0 | 0 | 0 | 0 | 0
PseudoUnit | 0 | 0 | 0 | 0 | 0 | 0
FixedInterchange | 0 | 0 | 0 | 0 | 0 | 0
Retrofit FOM Costs by Reporting Type: NYISO_A-F
ReportingType | 2015 | 2020 | 2025 | 2030 | 2035 | 2040
BM | 0 | 0 | 0 | 0 | 0 | 0
CC | 0 | 0 | 0 | 0 | 0 | 0
CSP | 0 | 0 | 0 | 0 | 0 | 0
CT | 0 | 0 | 0 | 0 | 0 | 0
Coal | 0 | 0 | 0 | 0 | 0 | 0
Geo | 0 | 0 | 0 | 0 | 0 | 0
H | 0 | 0 | 0 | 0 | 0 | 0
LFG | 0 | 0 | 0 | 0 | 0 | 0
Nuc | 0 | 0 | 0 | 0 | 0 | 0
PS | 0 | 0 | 0 | 0 | 0 | 0
PV | 0 | 0 | 0 | 0 | 0 | 0
PeakG | 0 | 0 | 0 | 0 | 0 | 0
PeakO | 0 | 0 | 0 | 0 | 0 | 0
ST | 0 | 0 | 0 | 0 | 0 | 0
STOG | 0 | 0 | 0 | 0 | 0 | 0
STWD | 0 | 0 | 0 | 0 | 0 | 0
WT | 0 | 0 | 0 | 0 | 0 | 0
IGCC | 0 | 0 | 0 | 0 | 0 | 0
DemandResponse | 0 | 0 | 0 | 0 | 0 | 0
IGCC-CCS | 0 | 0 | 0 | 0 | 0 | 0
WT_off | 0 | 0 | 0 | 0 | 0 | 0
PseudoUnit | 0 | 0 | 0 | 0 | 0 | 0
FixedInterchange | 0 | 0 | 0 | 0 | 0 | 0
Retrofit FOM Costs by Reporting Type: NYISO_G-I
ReportingType | 2015 | 2020 | 2025 | 2030 | 2035 | 2040
BM | 0 | 0 | 0 | 0 | 0 | 0
CC | 0 | 0 | 0 | 0 | 0 | 0
CSP | 0 | 0 | 0 | 0 | 0 | 0
CT | 0 | 0 | 0 | 0 | 0 | 0
Coal | 0 | 0 | 0 | 0 | 0 | 0
Geo | 0 | 0 | 0 | 0 | 0 | 0
H | 0 | 0 | 0 | 0 | 0 | 0
LFG | 0 | 0 | 0 | 0 | 0 | 0
Nuc | 0 | 0 | 0 | 0 | 0 | 0
PS | 0 | 0 | 0 | 0 | 0 | 0
PV | 0 | 0 | 0 | 0 | 0 | 0
PeakG | 0 | 0 | 0 | 0 | 0 | 0
PeakO | 0 | 0 | 0 | 0 | 0 | 0
ST | 0 | 0 | 0 | 0 | 0 | 0
STOG | 0 | 0 | 0 | 0 | 0 | 0
STWD | 0 | 0 | 0 | 0 | 0 | 0
WT | 0 | 0 | 0 | 0 | 0 | 0
IGCC | 0 | 0 | 0 | 0 | 0 | 0
DemandResponse | 0 | 0 | 0 | 0 | 0 | 0
IGCC-CCS | 0 | 0 | 0 | 0 | 0 | 0
WT_off | 0 | 0 | 0 | 0 | 0 | 0
PseudoUnit | 0 | 0 | 0 | 0 | 0 | 0
FixedInterchange | 0 | 0 | 0 | 0 | 0 | 0
Retrofit FOM Costs by Reporting Type: NYISO_J-K
ReportingType | 2015 | 2020 | 2025 | 2030 | 2035 | 2040
BM | 0 | 0 | 0 | 0 | 0 | 0
CC | 0 | 0 | 0 | 0 | 0 | 0
CSP | 0 | 0 | 0 | 0 | 0 | 0
CT | 0 | 0 | 0 | 0 | 0 | 0
Coal | 0 | 0 | 0 | 0 | 0 | 0
Geo | 0 | 0 | 0 | 0 | 0 | 0
H | 0 | 0 | 0 | 0 | 0 | 0
LFG | 0 | 0 | 0 | 0 | 0 | 0
Nuc | 0 | 0 | 0 | 0 | 0 | 0
PS | 0 | 0 | 0 | 0 | 0 | 0
PV | 0 | 0 | 0 | 0 | 0 | 0
PeakG | 0 | 0 | 0 | 0 | 0 | 0
PeakO | 0 | 0 | 0 | 0 | 0 | 0
ST | 0 | 0 | 0 | 0 | 0 | 0
STOG | 0 | 0 | 0 | 0 | 0 | 0
STWD | 0 | 0 | 0 | 0 | 0 | 0
WT | 0 | 0 | 0 | 0 | 0 | 0
IGCC | 0 | 0 | 0 | 0 | 0 | 0
DemandResponse | 0 | 0 | 0 | 0 | 0 | 0
IGCC-CCS | 0 | 0 | 0 | 0 | 0 | 0
WT_off | 0 | 0 | 0 | 0 | 0 | 0
PseudoUnit | 0 | 0 | 0 | 0 | 0 | 0
FixedInterchange | 0 | 0 | 0 | 0 | 0 | 0
Retrofit FOM Costs by Reporting Type: PJM_E
ReportingType | 2015 | 2020 | 2025 | 2030 | 2035 | 2040
BM | 0 | 0 | 0 | 0 | 0 | 0
CC | 0 | 0 | 0 | 0 | 0 | 0
CSP | 0 | 0 | 0 | 0 | 0 | 0
CT | 0 | 0 | 0 | 0 | 0 | 0
Coal | 1.07 | 0 | 0 | 0 | 0 | 0
Geo | 0 | 0 | 0 | 0 | 0 | 0
H | 0 | 0 | 0 | 0 | 0 | 0
LFG | 0 | 0 | 0 | 0 | 0 | 0
Nuc | 0 | 0 | 0 | 0 | 0 | 0
PS | 0 | 0 | 0 | 0 | 0 | 0
PV | 0 | 0 | 0 | 0 | 0 | 0
PeakG | 0 | 0 | 0 | 0 | 0 | 0
PeakO | 0 | 0 | 0 | 0 | 0 | 0
ST | 0 | 0 | 0 | 0 | 0 | 0
STOG | 0 | 0 | 0 | 0 | 0 | 0
STWD | 0 | 0 | 0 | 0 | 0 | 0
WT | 0 | 0 | 0 | 0 | 0 | 0
IGCC | 0 | 0 | 0 | 0 | 0 | 0
DemandResponse | 0 | 0 | 0 | 0 | 0 | 0
IGCC-CCS | 0 | 0 | 0 | 0 | 0 | 0
WT_off | 0 | 0 | 0 | 0 | 0 | 0
PseudoUnit | 0 | 0 | 0 | 0 | 0 | 0
FixedInterchange | 0 | 0 | 0 | 0 | 0 | 0
Retrofit FOM Costs by Reporting Type: PJM_ROM
ReportingType | 2015 | 2020 | 2025 | 2030 | 2035 | 2040
BM | 0 | 0 | 0 | 0 | 0 | 0
CC | 0 | 0 | 0 | 0 | 0 | 0
CSP | 0 | 0 | 0 | 0 | 0 | 0
CT | 0 | 0 | 0 | 0 | 0 | 0
Coal | 46.44 | 46.04 | 46.04 | 46.04 | 46.04 | 46.04
Geo | 0 | 0 | 0 | 0 | 0 | 0
H | 0 | 0 | 0 | 0 | 0 | 0
LFG | 0 | 0 | 0 | 0 | 0 | 0
Nuc | 0 | 0 | 0 | 0 | 0 | 0
PS | 0 | 0 | 0 | 0 | 0 | 0
PV | 0 | 0 | 0 | 0 | 0 | 0
PeakG | 0 | 0 | 0 | 0 | 0 | 0
PeakO | 0 | 0 | 0 | 0 | 0 | 0
ST | 0 | 0 | 0 | 0 | 0 | 0
STOG | 0 | 0 | 0 | 0 | 0 | 0
STWD | 0 | 0 | 0 | 0 | 0 | 0
WT | 0 | 0 | 0 | 0 | 0 | 0
IGCC | 0 | 0 | 0 | 0 | 0 | 0
DemandResponse | 0 | 0 | 0 | 0 | 0 | 0
IGCC-CCS | 0 | 0 | 0 | 0 | 0 | 0
WT_off | 0 | 0 | 0 | 0 | 0 | 0
PseudoUnit | 0 | 0 | 0 | 0 | 0 | 0
FixedInterchange | 0 | 0 | 0 | 0 | 0 | 0
Retrofit FOM Costs by Reporting Type: PJM_ROR
ReportingType | 2015 | 2020 | 2025 | 2030 | 2035 | 2040
BM | 0 | 0 | 0 | 0 | 0 | 0
CC | 0 | 0 | 0 | 0 | 0 | 0
CSP | 0 | 0 | 0 | 0 | 0 | 0
CT | 0 | 0 | 0 | 0 | 0 | 0
Coal | 265.91 | 300.37 | 300.37 | 300.37 | 300.37 | 300.37
Geo | 0 | 0 | 0 | 0 | 0 | 0
H | 0 | 0 | 0 | 0 | 0 | 0
LFG | 0 | 0 | 0 | 0 | 0 | 0
Nuc | 0 | 0 | 0 | 0 | 0 | 0
PS | 0 | 0 | 0 | 0 | 0 | 0
PV | 0 | 0 | 0 | 0 | 0 | 0
PeakG | 0 | 0 | 0 | 0 | 0 | 0
PeakO | 0 | 0 | 0 | 0 | 0 | 0
ST | 0 | 0 | 0 | 0 | 0 | 0
STOG | 0 | 0 | 0 | 0 | 0 | 0
STWD | 0 | 0 | 0 | 0 | 0 | 0
WT | 0 | 0 | 0 | 0 | 0 | 0
IGCC | 0 | 0 | 0 | 0 | 0 | 0
DemandResponse | 0 | 0 | 0 | 0 | 0 | 0
IGCC-CCS | 0 | 0 | 0 | 0 | 0 | 0
WT_off | 0 | 0 | 0 | 0 | 0 | 0
PseudoUnit | 0 | 0 | 0 | 0 | 0 | 0
FixedInterchange | 0 | 0 | 0 | 0 | 0 | 0
Retrofit FOM Costs by Reporting Type: SOCO
ReportingType | 2015 | 2020 | 2025 | 2030 | 2035 | 2040
BM | 0 | 0 | 0 | 0 | 0 | 0
CC | 0 | 0 | 0 | 0 | 0 | 0
CSP | 0 | 0 | 0 | 0 | 0 | 0
CT | 0 | 0 | 0 | 0 | 0 | 0
Coal | 113.96 | 118.83 | 118.83 | 118.83 | 118.83 | 118.83
Geo | 0 | 0 | 0 | 0 | 0 | 0
H | 0 | 0 | 0 | 0 | 0 | 0
LFG | 0 | 0 | 0 | 0 | 0 | 0
Nuc | 0 | 0 | 0 | 0 | 0 | 0
PS | 0 | 0 | 0 | 0 | 0 | 0
PV | 0 | 0 | 0 | 0 | 0 | 0
PeakG | 0 | 0 | 0 | 0 | 0 | 0
PeakO | 0 | 0 | 0 | 0 | 0 | 0
ST | 0 | 0 | 0 | 0 | 0 | 0
STOG | 0 | 0 | 0 | 0 | 0 | 0
STWD | 0 | 0 | 0 | 0 | 0 | 0
WT | 0 | 0 | 0 | 0 | 0 | 0
IGCC | 0 | 0 | 0 | 0 | 0 | 0
DemandResponse | 0 | 0 | 0 | 0 | 0 | 0
IGCC-CCS | 0 | 0 | 0 | 0 | 0 | 0
WT_off | 0 | 0 | 0 | 0 | 0 | 0
PseudoUnit | 0 | 0 | 0 | 0 | 0 | 0
FixedInterchange | 0 | 0 | 0 | 0 | 0 | 0
Retrofit FOM Costs by Reporting Type: SPP_N
ReportingType | 2015 | 2020 | 2025 | 2030 | 2035 | 2040
BM | 0 | 0 | 0 | 0 | 0 | 0
CC | 0 | 0 | 0 | 0 | 0 | 0
CSP | 0 | 0 | 0 | 0 | 0 | 0
CT | 0 | 0 | 0 | 0 | 0 | 0
Coal | 36.22 | 44.06 | 43.08 | 43.08 | 43.08 | 43.08
Geo | 0 | 0 | 0 | 0 | 0 | 0
H | 0 | 0 | 0 | 0 | 0 | 0
LFG | 0 | 0 | 0 | 0 | 0 | 0
Nuc | 0 | 0 | 0 | 0 | 0 | 0
PS | 0 | 0 | 0 | 0 | 0 | 0
PV | 0 | 0 | 0 | 0 | 0 | 0
PeakG | 0 | 0 | 0 | 0 | 0 | 0
PeakO | 0 | 0 | 0 | 0 | 0 | 0
ST | 0 | 0 | 0 | 0 | 0 | 0
STOG | 0 | 0 | 0 | 0 | 0 | 0
STWD | 0 | 0 | 0 | 0 | 0 | 0
WT | 0 | 0 | 0 | 0 | 0 | 0
IGCC | 0 | 0 | 0 | 0 | 0 | 0
DemandResponse | 0 | 0 | 0 | 0 | 0 | 0
IGCC-CCS | 0 | 0 | 0 | 0 | 0 | 0
WT_off | 0 | 0 | 0 | 0 | 0 | 0
PseudoUnit | 0 | 0 | 0 | 0 | 0 | 0
FixedInterchange | 0 | 0 | 0 | 0 | 0 | 0
Retrofit FOM Costs by Reporting Type: SPP_S
ReportingType | 2015 | 2020 | 2025 | 2030 | 2035 | 2040
BM | 0 | 0 | 0 | 0 | 0 | 0
CC | 0 | 0 | 0 | 0 | 0 | 0
CSP | 0 | 0 | 0 | 0 | 0 | 0
CT | 0 | 0 | 0 | 0 | 0 | 0
Coal | 20.12 | 34.34 | 33.71 | 33.71 | 33.71 | 33.71
Geo | 0 | 0 | 0 | 0 | 0 | 0
H | 0 | 0 | 0 | 0 | 0 | 0
LFG | 0 | 0 | 0 | 0 | 0 | 0
Nuc | 0 | 0 | 0 | 0 | 0 | 0
PS | 0 | 0 | 0 | 0 | 0 | 0
PV | 0 | 0 | 0 | 0 | 0 | 0
PeakG | 0 | 0 | 0 | 0 | 0 | 0
PeakO | 0 | 0 | 0 | 0 | 0 | 0
ST | 0 | 0 | 0 | 0 | 0 | 0
STOG | 0 | 0 | 0 | 0 | 0 | 0
STWD | 0 | 0 | 0 | 0 | 0 | 0
WT | 0 | 0 | 0 | 0 | 0 | 0
IGCC | 0 | 0 | 0 | 0 | 0 | 0
DemandResponse | 0 | 0 | 0 | 0 | 0 | 0
IGCC-CCS | 0 | 0 | 0 | 0 | 0 | 0
WT_off | 0 | 0 | 0 | 0 | 0 | 0
PseudoUnit | 0 | 0 | 0 | 0 | 0 | 0
FixedInterchange | 0 | 0 | 0 | 0 | 0 | 0
Retrofit FOM Costs by Reporting Type: TVA
ReportingType | 2015 | 2020 | 2025 | 2030 | 2035 | 2040
BM | 0 | 0 | 0 | 0 | 0 | 0
CC | 0 | 0 | 0 | 0 | 0 | 0
CSP | 0 | 0 | 0 | 0 | 0 | 0
CT | 0 | 0 | 0 | 0 | 0 | 0
Coal | 45.15 | 57.07 | 56.58 | 56.58 | 56.58 | 56.58
Geo | 0 | 0 | 0 | 0 | 0 | 0
H | 0 | 0 | 0 | 0 | 0 | 0
LFG | 0 | 0 | 0 | 0 | 0 | 0
Nuc | 0 | 0 | 0 | 0 | 0 | 0
PS | 0 | 0 | 0 | 0 | 0 | 0
PV | 0 | 0 | 0 | 0 | 0 | 0
PeakG | 0 | 0 | 0 | 0 | 0 | 0
PeakO | 0 | 0 | 0 | 0 | 0 | 0
ST | 0 | 0 | 0 | 0 | 0 | 0
STOG | 0 | 0 | 0 | 0 | 0 | 0
STWD | 0 | 0 | 0 | 0 | 0 | 0
WT | 0 | 0 | 0 | 0 | 0 | 0
IGCC | 0 | 0 | 0 | 0 | 0 | 0
DemandResponse | 0 | 0 | 0 | 0 | 0 | 0
IGCC-CCS | 0 | 0 | 0 | 0 | 0 | 0
WT_off | 0 | 0 | 0 | 0 | 0 | 0
PseudoUnit | 0 | 0 | 0 | 0 | 0 | 0
FixedInterchange | 0 | 0 | 0 | 0 | 0 | 0
Retrofit FOM Costs by Reporting Type: TVA_Transmission
ReportingType | 2015 | 2020 | 2025 | 2030 | 2035 | 2040
BM | 0 | 0 | 0 | 0 | 0 | 0
CC | 0 | 0 | 0 | 0 | 0 | 0
CSP | 0 | 0 | 0 | 0 | 0 | 0
CT | 0 | 0 | 0 | 0 | 0 | 0
Coal | 0 | 0 | 0 | 0 | 0 | 0
Geo | 0 | 0 | 0 | 0 | 0 | 0
H | 0 | 0 | 0 | 0 | 0 | 0
LFG | 0 | 0 | 0 | 0 | 0 | 0
Nuc | 0 | 0 | 0 | 0 | 0 | 0
PS | 0 | 0 | 0 | 0 | 0 | 0
PV | 0 | 0 | 0 | 0 | 0 | 0
PeakG | 0 | 0 | 0 | 0 | 0 | 0
PeakO | 0 | 0 | 0 | 0 | 0 | 0
ST | 0 | 0 | 0 | 0 | 0 | 0
STOG | 0 | 0 | 0 | 0 | 0 | 0
STWD | 0 | 0 | 0 | 0 | 0 | 0
WT | 0 | 0 | 0 | 0 | 0 | 0
IGCC | 0 | 0 | 0 | 0 | 0 | 0
DemandResponse | 0 | 0 | 0 | 0 | 0 | 0
IGCC-CCS | 0 | 0 | 0 | 0 | 0 | 0
WT_off | 0 | 0 | 0 | 0 | 0 | 0
PseudoUnit | 0 | 0 | 0 | 0 | 0 | 0
FixedInterchange | 0 | 0 | 0 | 0 | 0 | 0
Retrofit FOM Costs by Reporting Type: VACAR
ReportingType | 2015 | 2020 | 2025 | 2030 | 2035 | 2040
BM | 0 | 0 | 0 | 0 | 0 | 0
CC | 0 | 0 | 0 | 0 | 0 | 0
CSP | 0 | 0 | 0 | 0 | 0 | 0
CT | 0 | 0 | 0 | 0 | 0 | 0
Coal | 139.43 | 104.09 | 81.05 | 81.05 | 81.05 | 81.05
Geo | 0 | 0 | 0 | 0 | 0 | 0
H | 0 | 0 | 0 | 0 | 0 | 0
LFG | 0 | 0 | 0 | 0 | 0 | 0
Nuc | 0 | 0 | 0 | 0 | 0 | 0
PS | 0 | 0 | 0 | 0 | 0 | 0
PV | 0 | 0 | 0 | 0 | 0 | 0
PeakG | 0 | 0 | 0 | 0 | 0 | 0
PeakO | 0 | 0 | 0 | 0 | 0 | 0
ST | 0 | 0 | 0 | 0 | 0 | 0
STOG | 0 | 0 | 0 | 0 | 0 | 0
STWD | 0 | 0 | 0 | 0 | 0 | 0
WT | 0 | 0 | 0 | 0 | 0 | 0
IGCC | 0 | 0 | 0 | 0 | 0 | 0
DemandResponse | 0 | 0 | 0 | 0 | 0 | 0
IGCC-CCS | 0 | 0 | 0 | 0 | 0 | 0
WT_off | 0 | 0 | 0 | 0 | 0 | 0
PseudoUnit | 0 | 0 | 0 | 0 | 0 | 0
FixedInterchange | 0 | 0 | 0 | 0 | 0 | 0
Retrofit FOM Costs by Reporting Type: IESO
ReportingType | 2015 | 2020 | 2025 | 2030 | 2035 | 2040
BM | 0 | 0 | 0 | 0 | 0 | 0
CC | 0 | 0 | 0 | 0 | 0 | 0
CSP | 0 | 0 | 0 | 0 | 0 | 0
CT | 0 | 0 | 0 | 0 | 0 | 0
Coal | 0 | 0 | 0 | 0 | 0 | 0
Geo | 0 | 0 | 0 | 0 | 0 | 0
H | 0 | 0 | 0 | 0 | 0 | 0
LFG | 0 | 0 | 0 | 0 | 0 | 0
Nuc | 0 | 0 | 0 | 0 | 0 | 0
PS | 0 | 0 | 0 | 0 | 0 | 0
PV | 0 | 0 | 0 | 0 | 0 | 0
PeakG | 0 | 0 | 0 | 0 | 0 | 0
PeakO | 0 | 0 | 0 | 0 | 0 | 0
ST | 0 | 0 | 0 | 0 | 0 | 0
STOG | 0 | 0 | 0 | 0 | 0 | 0
STWD | 0 | 0 | 0 | 0 | 0 | 0
WT | 0 | 0 | 0 | 0 | 0 | 0
IGCC | 0 | 0 | 0 | 0 | 0 | 0
DemandResponse | 0 | 0 | 0 | 0 | 0 | 0
IGCC-CCS | 0 | 0 | 0 | 0 | 0 | 0
WT_off | 0 | 0 | 0 | 0 | 0 | 0
PseudoUnit | 0 | 0 | 0 | 0 | 0 | 0
FixedInterchange | 0 | 0 | 0 | 0 | 0 | 0
Retrofit FOM Costs by Reporting Type: MAPP_CA
ReportingType | 2015 | 2020 | 2025 | 2030 | 2035 | 2040
BM | 0 | 0 | 0 | 0 | 0 | 0
CC | 0 | 0 | 0 | 0 | 0 | 0
CSP | 0 | 0 | 0 | 0 | 0 | 0
CT | 0 | 0 | 0 | 0 | 0 | 0
Coal | 0 | 0 | 0 | 0 | 0 | 0
Geo | 0 | 0 | 0 | 0 | 0 | 0
H | 0 | 0 | 0 | 0 | 0 | 0
LFG | 0 | 0 | 0 | 0 | 0 | 0
Nuc | 0 | 0 | 0 | 0 | 0 | 0
PS | 0 | 0 | 0 | 0 | 0 | 0
PV | 0 | 0 | 0 | 0 | 0 | 0
PeakG | 0 | 0 | 0 | 0 | 0 | 0
PeakO | 0 | 0 | 0 | 0 | 0 | 0
ST | 0 | 0 | 0 | 0 | 0 | 0
STOG | 0 | 0 | 0 | 0 | 0 | 0
STWD | 0 | 0 | 0 | 0 | 0 | 0
WT | 0 | 0 | 0 | 0 | 0 | 0
IGCC | 0 | 0 | 0 | 0 | 0 | 0
DemandResponse | 0 | 0 | 0 | 0 | 0 | 0
IGCC-CCS | 0 | 0 | 0 | 0 | 0 | 0
WT_off | 0 | 0 | 0 | 0 | 0 | 0
PseudoUnit | 0 | 0 | 0 | 0 | 0 | 0
FixedInterchange | 0 | 0 | 0 | 0 | 0 | 0
Retrofit FOM Costs by Reporting Type: AZ_NM_SNV_Coal
ReportingType | 2015 | 2020 | 2025 | 2030 | 2035 | 2040
BM | 0 | 0 | 0 | 0 | 0 | 0
CC | 0 | 0 | 0 | 0 | 0 | 0
CSP | 0 | 0 | 0 | 0 | 0 | 0
CT | 0 | 0 | 0 | 0 | 0 | 0
Coal | 70.07 | 75.36 | 75.36 | 75.36 | 75.36 | 75.36
Geo | 0 | 0 | 0 | 0 | 0 | 0
H | 0 | 0 | 0 | 0 | 0 | 0
LFG | 0 | 0 | 0 | 0 | 0 | 0
Nuc | 0 | 0 | 0 | 0 | 0 | 0
PS | 0 | 0 | 0 | 0 | 0 | 0
PV | 0 | 0 | 0 | 0 | 0 | 0
PeakG | 0 | 0 | 0 | 0 | 0 | 0
PeakO | 0 | 0 | 0 | 0 | 0 | 0
ST | 0 | 0 | 0 | 0 | 0 | 0
STOG | 0 | 0 | 0 | 0 | 0 | 0
STWD | 0 | 0 | 0 | 0 | 0 | 0
WT | 0 | 0 | 0 | 0 | 0 | 0
IGCC | 0 | 0 | 0 | 0 | 0 | 0
DemandResponse | 0 | 0 | 0 | 0 | 0 | 0
IGCC-CCS | 0 | 0 | 0 | 0 | 0 | 0
WT_off | 0 | 0 | 0 | 0 | 0 | 0
PseudoUnit | 0 | 0 | 0 | 0 | 0 | 0
FixedInterchange | 0 | 0 | 0 | 0 | 0 | 0
Retrofit FOM Costs by Reporting Type: AZ_NM_SNV_Gas
ReportingType | 2015 | 2020 | 2025 | 2030 | 2035 | 2040
BM | 0 | 0 | 0 | 0 | 0 | 0
CC | 0 | 0 | 0 | 0 | 0 | 0
CSP | 0 | 0 | 0 | 0 | 0 | 0
CT | 0 | 0 | 0 | 0 | 0 | 0
Coal | 0 | 0 | 0 | 0 | 0 | 0
Geo | 0 | 0 | 0 | 0 | 0 | 0
H | 0 | 0 | 0 | 0 | 0 | 0
LFG | 0 | 0 | 0 | 0 | 0 | 0
Nuc | 0 | 0 | 0 | 0 | 0 | 0
PS | 0 | 0 | 0 | 0 | 0 | 0
PV | 0 | 0 | 0 | 0 | 0 | 0
PeakG | 0 | 0 | 0 | 0 | 0 | 0
PeakO | 0 | 0 | 0 | 0 | 0 | 0
ST | 0 | 0 | 0 | 0 | 0 | 0
STOG | 0 | 0 | 0 | 0 | 0 | 0
STWD | 0 | 0 | 0 | 0 | 0 | 0
WT | 0 | 0 | 0 | 0 | 0 | 0
IGCC | 0 | 0 | 0 | 0 | 0 | 0
DemandResponse | 0 | 0 | 0 | 0 | 0 | 0
IGCC-CCS | 0 | 0 | 0 | 0 | 0 | 0
WT_off | 0 | 0 | 0 | 0 | 0 | 0
PseudoUnit | 0 | 0 | 0 | 0 | 0 | 0
FixedInterchange | 0 | 0 | 0 | 0 | 0 | 0
Retrofit FOM Costs by Reporting Type: AZ_NM_SNV_NucRenew
ReportingType | 2015 | 2020 | 2025 | 2030 | 2035 | 2040
BM | 0 | 0 | 0 | 0 | 0 | 0
CC | 0 | 0 | 0 | 0 | 0 | 0
CSP | 0 | 0 | 0 | 0 | 0 | 0
CT | 0 | 0 | 0 | 0 | 0 | 0
Coal | 0 | 0 | 0 | 0 | 0 | 0
Geo | 0 | 0 | 0 | 0 | 0 | 0
H | 0 | 0 | 0 | 0 | 0 | 0
LFG | 0 | 0 | 0 | 0 | 0 | 0
Nuc | 0 | 0 | 0 | 0 | 0 | 0
PS | 0 | 0 | 0 | 0 | 0 | 0
PV | 0 | 0 | 0 | 0 | 0 | 0
PeakG | 0 | 0 | 0 | 0 | 0 | 0
PeakO | 0 | 0 | 0 | 0 | 0 | 0
ST | 0 | 0 | 0 | 0 | 0 | 0
STOG | 0 | 0 | 0 | 0 | 0 | 0
STWD | 0 | 0 | 0 | 0 | 0 | 0
WT | 0 | 0 | 0 | 0 | 0 | 0
IGCC | 0 | 0 | 0 | 0 | 0 | 0
DemandResponse | 0 | 0 | 0 | 0 | 0 | 0
IGCC-CCS | 0 | 0 | 0 | 0 | 0 | 0
WT_off | 0 | 0 | 0 | 0 | 0 | 0
PseudoUnit | 0 | 0 | 0 | 0 | 0 | 0
FixedInterchange | 0 | 0 | 0 | 0 | 0 | 0
Retrofit FOM Costs by Reporting Type: ERCOT
ReportingType | 2015 | 2020 | 2025 | 2030 | 2035 | 2040
BM | 0 | 0 | 0 | 0 | 0 | 0
CC | 0 | 0 | 0 | 0 | 0 | 0
CSP | 0 | 0 | 0 | 0 | 0 | 0
CT | 0 | 0 | 0 | 0 | 0 | 0
Coal | 93.16 | 113.89 | 113.89 | 113.89 | 113.89 | 113.89
Geo | 0 | 0 | 0 | 0 | 0 | 0
H | 0 | 0 | 0 | 0 | 0 | 0
LFG | 0 | 0 | 0 | 0 | 0 | 0
Nuc | 0 | 0 | 0 | 0 | 0 | 0
PS | 0 | 0 | 0 | 0 | 0 | 0
PV | 0 | 0 | 0 | 0 | 0 | 0
PeakG | 0 | 0 | 0 | 0 | 0 | 0
PeakO | 0 | 0 | 0 | 0 | 0 | 0
ST | 0 | 0 | 0 | 0 | 0 | 0
STOG | 0 | 0 | 0 | 0 | 0 | 0
STWD | 0 | 0 | 0 | 0 | 0 | 0
WT | 0 | 0 | 0 | 0 | 0 | 0
IGCC | 0 | 0 | 0 | 0 | 0 | 0
DemandResponse | 0 | 0 | 0 | 0 | 0 | 0
IGCC-CCS | 0 | 0 | 0 | 0 | 0 | 0
WT_off | 0 | 0 | 0 | 0 | 0 | 0
PseudoUnit | 0 | 0 | 0 | 0 | 0 | 0
FixedInterchange | 0 | 0 | 0 | 0 | 0 | 0
Retrofit FOM Costs by Reporting Type: NP15
ReportingType | 2015 | 2020 | 2025 | 2030 | 2035 | 2040
BM | 0 | 0 | 0 | 0 | 0 | 0
CC | 0 | 0 | 0 | 0 | 0 | 0
CSP | 0 | 0 | 0 | 0 | 0 | 0
CT | 0 | 0 | 0 | 0 | 0 | 0
Coal | 0.19 | 0 | 0 | 0 | 0 | 0
Geo | 0 | 0 | 0 | 0 | 0 | 0
H | 0 | 0 | 0 | 0 | 0 | 0
LFG | 0 | 0 | 0 | 0 | 0 | 0
Nuc | 0 | 0 | 0 | 0 | 0 | 0
PS | 0 | 0 | 0 | 0 | 0 | 0
PV | 0 | 0 | 0 | 0 | 0 | 0
PeakG | 0 | 0 | 0 | 0 | 0 | 0
PeakO | 0 | 0 | 0 | 0 | 0 | 0
ST | 0 | 0 | 0 | 0 | 0 | 0
STOG | 0 | 0 | 0 | 0 | 0 | 0
STWD | 0 | 0 | 0 | 0 | 0 | 0
WT | 0 | 0 | 0 | 0 | 0 | 0
IGCC | 0 | 0 | 0 | 0 | 0 | 0
DemandResponse | 0 | 0 | 0 | 0 | 0 | 0
IGCC-CCS | 0 | 0 | 0 | 0 | 0 | 0
WT_off | 0 | 0 | 0 | 0 | 0 | 0
PseudoUnit | 0 | 0 | 0 | 0 | 0 | 0
FixedInterchange | 0 | 0 | 0 | 0 | 0 | 0
Retrofit FOM Costs by Reporting Type: NWPP_Coal
ReportingType | 2015 | 2020 | 2025 | 2030 | 2035 | 2040
BM | 0 | 0 | 0 | 0 | 0 | 0
CC | 0 | 0 | 0 | 0 | 0 | 0
CSP | 0 | 0 | 0 | 0 | 0 | 0
CT | 0 | 0 | 0 | 0 | 0 | 0
Coal | 67.09 | 76.88 | 76.88 | 76.88 | 76.88 | 76.88
Geo | 0 | 0 | 0 | 0 | 0 | 0
H | 0 | 0 | 0 | 0 | 0 | 0
LFG | 0 | 0 | 0 | 0 | 0 | 0
Nuc | 0 | 0 | 0 | 0 | 0 | 0
PS | 0 | 0 | 0 | 0 | 0 | 0
PV | 0 | 0 | 0 | 0 | 0 | 0
PeakG | 0 | 0 | 0 | 0 | 0 | 0
PeakO | 0 | 0 | 0 | 0 | 0 | 0
ST | 0 | 0 | 0 | 0 | 0 | 0
STOG | 0 | 0 | 0 | 0 | 0 | 0
STWD | 0 | 0 | 0 | 0 | 0 | 0
WT | 0 | 0 | 0 | 0 | 0 | 0
IGCC | 0 | 0 | 0 | 0 | 0 | 0
DemandResponse | 0 | 0 | 0 | 0 | 0 | 0
IGCC-CCS | 0 | 0 | 0 | 0 | 0 | 0
WT_off | 0 | 0 | 0 | 0 | 0 | 0
PseudoUnit | 0 | 0 | 0 | 0 | 0 | 0
FixedInterchange | 0 | 0 | 0 | 0 | 0 | 0
Retrofit FOM Costs by Reporting Type: NWPP_Gas
ReportingType | 2015 | 2020 | 2025 | 2030 | 2035 | 2040
BM | 0 | 0 | 0 | 0 | 0 | 0
CC | 0 | 0 | 0 | 0 | 0 | 0
CSP | 0 | 0 | 0 | 0 | 0 | 0
CT | 0 | 0 | 0 | 0 | 0 | 0
Coal | 0 | 0 | 0 | 0 | 0 | 0
Geo | 0 | 0 | 0 | 0 | 0 | 0
H | 0 | 0 | 0 | 0 | 0 | 0
LFG | 0 | 0 | 0 | 0 | 0 | 0
Nuc | 0 | 0 | 0 | 0 | 0 | 0
PS | 0 | 0 | 0 | 0 | 0 | 0
PV | 0 | 0 | 0 | 0 | 0 | 0
PeakG | 0 | 0 | 0 | 0 | 0 | 0
PeakO | 0 | 0 | 0 | 0 | 0 | 0
ST | 0 | 0 | 0 | 0 | 0 | 0
STOG | 0 | 0 | 0 | 0 | 0 | 0
STWD | 0 | 0 | 0 | 0 | 0 | 0
WT | 0 | 0 | 0 | 0 | 0 | 0
IGCC | 0 | 0 | 0 | 0 | 0 | 0
DemandResponse | 0 | 0 | 0 | 0 | 0 | 0
IGCC-CCS | 0 | 0 | 0 | 0 | 0 | 0
WT_off | 0 | 0 | 0 | 0 | 0 | 0
PseudoUnit | 0 | 0 | 0 | 0 | 0 | 0
FixedInterchange | 0 | 0 | 0 | 0 | 0 | 0
Retrofit FOM Costs by Reporting Type: NWPP_NucRenew
ReportingType | 2015 | 2020 | 2025 | 2030 | 2035 | 2040
BM | 0 | 0 | 0 | 0 | 0 | 0
CC | 0 | 0 | 0 | 0 | 0 | 0
CSP | 0 | 0 | 0 | 0 | 0 | 0
CT | 0 | 0 | 0 | 0 | 0 | 0
Coal | 0 | 0 | 0 | 0 | 0 | 0
Geo | 0 | 0 | 0 | 0 | 0 | 0
H | 0 | 0 | 0 | 0 | 0 | 0
LFG | 0 | 0 | 0 | 0 | 0 | 0
Nuc | 0 | 0 | 0 | 0 | 0 | 0
PS | 0 | 0 | 0 | 0 | 0 | 0
PV | 0 | 0 | 0 | 0 | 0 | 0
PeakG | 0 | 0 | 0 | 0 | 0 | 0
PeakO | 0 | 0 | 0 | 0 | 0 | 0
ST | 0 | 0 | 0 | 0 | 0 | 0
STOG | 0 | 0 | 0 | 0 | 0 | 0
STWD | 0 | 0 | 0 | 0 | 0 | 0
WT | 0 | 0 | 0 | 0 | 0 | 0
IGCC | 0 | 0 | 0 | 0 | 0 | 0
DemandResponse | 0 | 0 | 0 | 0 | 0 | 0
IGCC-CCS | 0 | 0 | 0 | 0 | 0 | 0
WT_off | 0 | 0 | 0 | 0 | 0 | 0
PseudoUnit | 0 | 0 | 0 | 0 | 0 | 0
FixedInterchange | 0 | 0 | 0 | 0 | 0 | 0
Retrofit FOM Costs by Reporting Type: RMPA
ReportingType | 2015 | 2020 | 2025 | 2030 | 2035 | 2040
BM | 0 | 0 | 0 | 0 | 0 | 0
CC | 0 | 0 | 0 | 0 | 0 | 0
CSP | 0 | 0 | 0 | 0 | 0 | 0
CT | 0 | 0 | 0 | 0 | 0 | 0
Coal | 26.21 | 35.01 | 34.56 | 34.56 | 34.56 | 31.21
Geo | 0 | 0 | 0 | 0 | 0 | 0
H | 0 | 0 | 0 | 0 | 0 | 0
LFG | 0 | 0 | 0 | 0 | 0 | 0
Nuc | 0 | 0 | 0 | 0 | 0 | 0
PS | 0 | 0 | 0 | 0 | 0 | 0
PV | 0 | 0 | 0 | 0 | 0 | 0
PeakG | 0 | 0 | 0 | 0 | 0 | 0
PeakO | 0 | 0 | 0 | 0 | 0 | 0
ST | 0 | 0 | 0 | 0 | 0 | 0
STOG | 0 | 0 | 0 | 0 | 0 | 0
STWD | 0 | 0 | 0 | 0 | 0 | 0
WT | 0 | 0 | 0 | 0 | 0 | 0
IGCC | 0 | 0 | 0 | 0 | 0 | 0
DemandResponse | 0 | 0 | 0 | 0 | 0 | 0
IGCC-CCS | 0 | 0 | 0 | 0 | 0 | 0
WT_off | 0 | 0 | 0 | 0 | 0 | 0
PseudoUnit | 0 | 0 | 0 | 0 | 0 | 0
FixedInterchange | 0 | 0 | 0 | 0 | 0 | 0
Retrofit FOM Costs by Reporting Type: SP15
ReportingType | 2015 | 2020 | 2025 | 2030 | 2035 | 2040
BM | 0 | 0 | 0 | 0 | 0 | 0
CC | 0 | 0 | 0 | 0 | 0 | 0
CSP | 0 | 0 | 0 | 0 | 0 | 0
CT | 0 | 0 | 0 | 0 | 0 | 0
Coal | 0.23 | 0.41 | 0.41 | 0.41 | 0 | 0
Geo | 0 | 0 | 0 | 0 | 0 | 0
H | 0 | 0 | 0 | 0 | 0 | 0
LFG | 0 | 0 | 0 | 0 | 0 | 0
Nuc | 0 | 0 | 0 | 0 | 0 | 0
PS | 0 | 0 | 0 | 0 | 0 | 0
PV | 0 | 0 | 0 | 0 | 0 | 0
PeakG | 0 | 0 | 0 | 0 | 0 | 0
PeakO | 0 | 0 | 0 | 0 | 0 | 0
ST | 0 | 0 | 0 | 0 | 0 | 0
STOG | 0 | 0 | 0 | 0 | 0 | 0
STWD | 0 | 0 | 0 | 0 | 0 | 0
WT | 0 | 0 | 0 | 0 | 0 | 0
IGCC | 0 | 0 | 0 | 0 | 0 | 0
DemandResponse | 0 | 0 | 0 | 0 | 0 | 0
IGCC-CCS | 0 | 0 | 0 | 0 | 0 | 0
WT_off | 0 | 0 | 0 | 0 | 0 | 0
PseudoUnit | 0 | 0 | 0 | 0 | 0 | 0
FixedInterchange | 0 | 0 | 0 | 0 | 0 | 0
Retrofit FOM Costs by Reporting Type: ALB
ReportingType | 2015 | 2020 | 2025 | 2030 | 2035 | 2040
BM | 0 | 0 | 0 | 0 | 0 | 0
CC | 0 | 0 | 0 | 0 | 0 | 0
CSP | 0 | 0 | 0 | 0 | 0 | 0
CT | 0 | 0 | 0 | 0 | 0 | 0
Coal | 0.29 | 0.29 | 0.29 | 0.29 | 0.29 | 0.29
Geo | 0 | 0 | 0 | 0 | 0 | 0
H | 0 | 0 | 0 | 0 | 0 | 0
LFG | 0 | 0 | 0 | 0 | 0 | 0
Nuc | 0 | 0 | 0 | 0 | 0 | 0
PS | 0 | 0 | 0 | 0 | 0 | 0
PV | 0 | 0 | 0 | 0 | 0 | 0
PeakG | 0 | 0 | 0 | 0 | 0 | 0
PeakO | 0 | 0 | 0 | 0 | 0 | 0
ST | 0 | 0 | 0 | 0 | 0 | 0
STOG | 0 | 0 | 0 | 0 | 0 | 0
STWD | 0 | 0 | 0 | 0 | 0 | 0
WT | 0 | 0 | 0 | 0 | 0 | 0
IGCC | 0 | 0 | 0 | 0 | 0 | 0
DemandResponse | 0 | 0 | 0 | 0 | 0 | 0
IGCC-CCS | 0 | 0 | 0 | 0 | 0 | 0
WT_off | 0 | 0 | 0 | 0 | 0 | 0
PseudoUnit | 0 | 0 | 0 | 0 | 0 | 0
FixedInterchange | 0 | 0 | 0 | 0 | 0 | 0
Retrofit FOM Costs by Reporting Type: BC
ReportingType | 2015 | 2020 | 2025 | 2030 | 2035 | 2040
BM | 0 | 0 | 0 | 0 | 0 | 0
CC | 0 | 0 | 0 | 0 | 0 | 0
CSP | 0 | 0 | 0 | 0 | 0 | 0
CT | 0 | 0 | 0 | 0 | 0 | 0
Coal | 0 | 0 | 0 | 0 | 0 | 0
Geo | 0 | 0 | 0 | 0 | 0 | 0
H | 0 | 0 | 0 | 0 | 0 | 0
LFG | 0 | 0 | 0 | 0 | 0 | 0
Nuc | 0 | 0 | 0 | 0 | 0 | 0
PS | 0 | 0 | 0 | 0 | 0 | 0
PV | 0 | 0 | 0 | 0 | 0 | 0
PeakG | 0 | 0 | 0 | 0 | 0 | 0
PeakO | 0 | 0 | 0 | 0 | 0 | 0
ST | 0 | 0 | 0 | 0 | 0 | 0
STOG | 0 | 0 | 0 | 0 | 0 | 0
STWD | 0 | 0 | 0 | 0 | 0 | 0
WT | 0 | 0 | 0 | 0 | 0 | 0
IGCC | 0 | 0 | 0 | 0 | 0 | 0
DemandResponse | 0 | 0 | 0 | 0 | 0 | 0
IGCC-CCS | 0 | 0 | 0 | 0 | 0 | 0
WT_off | 0 | 0 | 0 | 0 | 0 | 0
PseudoUnit | 0 | 0 | 0 | 0 | 0 | 0
FixedInterchange | 0 | 0 | 0 | 0 | 0 | 0
Retrofit FOM Costs by Reporting Type: HQ_IESO
ReportingType | 2015 | 2020 | 2025 | 2030 | 2035 | 2040
BM | 0 | 0 | 0 | 0 | 0 | 0
CC | 0 | 0 | 0 | 0 | 0 | 0
CSP | 0 | 0 | 0 | 0 | 0 | 0
CT | 0 | 0 | 0 | 0 | 0 | 0
Coal | 0 | 0 | 0 | 0 | 0 | 0
Geo | 0 | 0 | 0 | 0 | 0 | 0
H | 0 | 0 | 0 | 0 | 0 | 0
LFG | 0 | 0 | 0 | 0 | 0 | 0
Nuc | 0 | 0 | 0 | 0 | 0 | 0
PS | 0 | 0 | 0 | 0 | 0 | 0
PV | 0 | 0 | 0 | 0 | 0 | 0
PeakG | 0 | 0 | 0 | 0 | 0 | 0
PeakO | 0 | 0 | 0 | 0 | 0 | 0
ST | 0 | 0 | 0 | 0 | 0 | 0
STOG | 0 | 0 | 0 | 0 | 0 | 0
STWD | 0 | 0 | 0 | 0 | 0 | 0
WT | 0 | 0 | 0 | 0 | 0 | 0
IGCC | 0 | 0 | 0 | 0 | 0 | 0
DemandResponse | 0 | 0 | 0 | 0 | 0 | 0
IGCC-CCS | 0 | 0 | 0 | 0 | 0 | 0
WT_off | 0 | 0 | 0 | 0 | 0 | 0
PseudoUnit | 0 | 0 | 0 | 0 | 0 | 0
FixedInterchange | 0 | 0 | 0 | 0 | 0 | 0
Retrofit FOM Costs by Reporting Type: HQ_NEISO
ReportingType | 2015 | 2020 | 2025 | 2030 | 2035 | 2040
BM | 0 | 0 | 0 | 0 | 0 | 0
CC | 0 | 0 | 0 | 0 | 0 | 0
CSP | 0 | 0 | 0 | 0 | 0 | 0
CT | 0 | 0 | 0 | 0 | 0 | 0
Coal | 0 | 0 | 0 | 0 | 0 | 0
Geo | 0 | 0 | 0 | 0 | 0 | 0
H | 0 | 0 | 0 | 0 | 0 | 0
LFG | 0 | 0 | 0 | 0 | 0 | 0
Nuc | 0 | 0 | 0 | 0 | 0 | 0
PS | 0 | 0 | 0 | 0 | 0 | 0
PV | 0 | 0 | 0 | 0 | 0 | 0
PeakG | 0 | 0 | 0 | 0 | 0 | 0
PeakO | 0 | 0 | 0 | 0 | 0 | 0
ST | 0 | 0 | 0 | 0 | 0 | 0
STOG | 0 | 0 | 0 | 0 | 0 | 0
STWD | 0 | 0 | 0 | 0 | 0 | 0
WT | 0 | 0 | 0 | 0 | 0 | 0
IGCC | 0 | 0 | 0 | 0 | 0 | 0
DemandResponse | 0 | 0 | 0 | 0 | 0 | 0
IGCC-CCS | 0 | 0 | 0 | 0 | 0 | 0
WT_off | 0 | 0 | 0 | 0 | 0 | 0
PseudoUnit | 0 | 0 | 0 | 0 | 0 | 0
FixedInterchange | 0 | 0 | 0 | 0 | 0 | 0
Retrofit FOM Costs by Reporting Type: HQ_NY
ReportingType | 2015 | 2020 | 2025 | 2030 | 2035 | 2040
BM | 0 | 0 | 0 | 0 | 0 | 0
CC | 0 | 0 | 0 | 0 | 0 | 0
CSP | 0 | 0 | 0 | 0 | 0 | 0
CT | 0 | 0 | 0 | 0 | 0 | 0
Coal | 0 | 0 | 0 | 0 | 0 | 0
Geo | 0 | 0 | 0 | 0 | 0 | 0
H | 0 | 0 | 0 | 0 | 0 | 0
LFG | 0 | 0 | 0 | 0 | 0 | 0
Nuc | 0 | 0 | 0 | 0 | 0 | 0
PS | 0 | 0 | 0 | 0 | 0 | 0
PV | 0 | 0 | 0 | 0 | 0 | 0
PeakG | 0 | 0 | 0 | 0 | 0 | 0
PeakO | 0 | 0 | 0 | 0 | 0 | 0
ST | 0 | 0 | 0 | 0 | 0 | 0
STOG | 0 | 0 | 0 | 0 | 0 | 0
STWD | 0 | 0 | 0 | 0 | 0 | 0
WT | 0 | 0 | 0 | 0 | 0 | 0
IGCC | 0 | 0 | 0 | 0 | 0 | 0
DemandResponse | 0 | 0 | 0 | 0 | 0 | 0
IGCC-CCS | 0 | 0 | 0 | 0 | 0 | 0
WT_off | 0 | 0 | 0 | 0 | 0 | 0
PseudoUnit | 0 | 0 | 0 | 0 | 0 | 0
FixedInterchange | 0 | 0 | 0 | 0 | 0 | 0
Retrofit FOM Costs by Reporting Type: MARITIMES
ReportingType | 2015 | 2020 | 2025 | 2030 | 2035 | 2040
BM | 0 | 0 | 0 | 0 | 0 | 0
CC | 0 | 0 | 0 | 0 | 0 | 0
CSP | 0 | 0 | 0 | 0 | 0 | 0
CT | 0 | 0 | 0 | 0 | 0 | 0
Coal | 0 | 0 | 0 | 0 | 0 | 0
Geo | 0 | 0 | 0 | 0 | 0 | 0
H | 0 | 0 | 0 | 0 | 0 | 0
LFG | 0 | 0 | 0 | 0 | 0 | 0
Nuc | 0 | 0 | 0 | 0 | 0 | 0
PS | 0 | 0 | 0 | 0 | 0 | 0
PV | 0 | 0 | 0 | 0 | 0 | 0
PeakG | 0 | 0 | 0 | 0 | 0 | 0
PeakO | 0 | 0 | 0 | 0 | 0 | 0
ST | 0 | 0 | 0 | 0 | 0 | 0
STOG | 0 | 0 | 0 | 0 | 0 | 0
STWD | 0 | 0 | 0 | 0 | 0 | 0
WT | 0 | 0 | 0 | 0 | 0 | 0
IGCC | 0 | 0 | 0 | 0 | 0 | 0
DemandResponse | 0 | 0 | 0 | 0 | 0 | 0
IGCC-CCS | 0 | 0 | 0 | 0 | 0 | 0
WT_off | 0 | 0 | 0 | 0 | 0 | 0
PseudoUnit | 0 | 0 | 0 | 0 | 0 | 0
FixedInterchange | 0 | 0 | 0 | 0 | 0 | 0
Retrofit FOM Costs by Reporting Type: All
ReportingType | 2015 | 2020 | 2025 | 2030 | 2035 | 2040
BM | 0 | 0 | 0 | 0 | 0 | 0
CC | 0 | 0 | 0 | 0 | 0 | 0
CSP | 0 | 0 | 0 | 0 | 0 | 0
CT | 0 | 0 | 0 | 0 | 0 | 0
Coal | 1333.37 | 1547.23 | 1521.62 | 1521.62 | 1521.2 | 1517.85
Geo | 0 | 0 | 0 | 0 | 0 | 0
H | 0 | 0 | 0 | 0 | 0 | 0
LFG | 0 | 0 | 0 | 0 | 0 | 0
Nuc | 0 | 0 | 0 | 0 | 0 | 0
PS | 0 | 0 | 0 | 0 | 0 | 0
PV | 0 | 0 | 0 | 0 | 0 | 0
PeakG | 0 | 0 | 0 | 0 | 0 | 0
PeakO | 0 | 0 | 0 | 0 | 0 | 0
ST | 0 | 0 | 0 | 0 | 0 | 0
STOG | 0 | 0 | 0 | 0 | 0 | 0
STWD | 0 | 0 | 0 | 0 | 0 | 0
WT | 0 | 0 | 0 | 0 | 0 | 0
IGCC | 0 | 0 | 0 | 0 | 0 | 0
DemandResponse | 0 | 0 | 0 | 0 | 0 | 0
IGCC-CCS | 0 | 0 | 0 | 0 | 0 | 0
WT_off | 0 | 0 | 0 | 0 | 0 | 0
PseudoUnit | 0 | 0 | 0 | 0 | 0 | 0
FixedInterchange | 0 | 0 | 0 | 0 | 0 | 0
Retrofit FOM Costs by Reporting Type: EI_US
ReportingType | 2015 | 2020 | 2025 | 2030 | 2035 | 2040
BM | 0 | 0 | 0 | 0 | 0 | 0
CC | 0 | 0 | 0 | 0 | 0 | 0
CSP | 0 | 0 | 0 | 0 | 0 | 0
CT | 0 | 0 | 0 | 0 | 0 | 0
Coal | 1076.13 | 1245.39 | 1220.24 | 1220.24 | 1220.24 | 1220.24
Geo | 0 | 0 | 0 | 0 | 0 | 0
H | 0 | 0 | 0 | 0 | 0 | 0
LFG | 0 | 0 | 0 | 0 | 0 | 0
Nuc | 0 | 0 | 0 | 0 | 0 | 0
PS | 0 | 0 | 0 | 0 | 0 | 0
PV | 0 | 0 | 0 | 0 | 0 | 0
PeakG | 0 | 0 | 0 | 0 | 0 | 0
PeakO | 0 | 0 | 0 | 0 | 0 | 0
ST | 0 | 0 | 0 | 0 | 0 | 0
STOG | 0 | 0 | 0 | 0 | 0 | 0
STWD | 0 | 0 | 0 | 0 | 0 | 0
WT | 0 | 0 | 0 | 0 | 0 | 0
IGCC | 0 | 0 | 0 | 0 | 0 | 0
DemandResponse | 0 | 0 | 0 | 0 | 0 | 0
IGCC-CCS | 0 | 0 | 0 | 0 | 0 | 0
WT_off | 0 | 0 | 0 | 0 | 0 | 0
PseudoUnit | 0 | 0 | 0 | 0 | 0 | 0
FixedInterchange | 0 | 0 | 0 | 0 | 0 | 0
Retrofit FOM Costs by Reporting Type: EI_Canada
ReportingType | 2015 | 2020 | 2025 | 2030 | 2035 | 2040
BM | 0 | 0 | 0 | 0 | 0 | 0
CC | 0 | 0 | 0 | 0 | 0 | 0
CSP | 0 | 0 | 0 | 0 | 0 | 0
CT | 0 | 0 | 0 | 0 | 0 | 0
Coal | 0 | 0 | 0 | 0 | 0 | 0
Geo | 0 | 0 | 0 | 0 | 0 | 0
H | 0 | 0 | 0 | 0 | 0 | 0
LFG | 0 | 0 | 0 | 0 | 0 | 0
Nuc | 0 | 0 | 0 | 0 | 0 | 0
PS | 0 | 0 | 0 | 0 | 0 | 0
PV | 0 | 0 | 0 | 0 | 0 | 0
PeakG | 0 | 0 | 0 | 0 | 0 | 0
PeakO | 0 | 0 | 0 | 0 | 0 | 0
ST | 0 | 0 | 0 | 0 | 0 | 0
STOG | 0 | 0 | 0 | 0 | 0 | 0
STWD | 0 | 0 | 0 | 0 | 0 | 0
WT | 0 | 0 | 0 | 0 | 0 | 0
IGCC | 0 | 0 | 0 | 0 | 0 | 0
DemandResponse | 0 | 0 | 0 | 0 | 0 | 0
IGCC-CCS | 0 | 0 | 0 | 0 | 0 | 0
WT_off | 0 | 0 | 0 | 0 | 0 | 0
PseudoUnit | 0 | 0 | 0 | 0 | 0 | 0
FixedInterchange | 0 | 0 | 0 | 0 | 0 | 0
Retrofit FOM Costs by Reporting Type: EI
ReportingType | 2015 | 2020 | 2025 | 2030 | 2035 | 2040
BM | 0 | 0 | 0 | 0 | 0 | 0
CC | 0 | 0 | 0 | 0 | 0 | 0
CSP | 0 | 0 | 0 | 0 | 0 | 0
CT | 0 | 0 | 0 | 0 | 0 | 0
Coal | 1076.13 | 1245.39 | 1220.24 | 1220.24 | 1220.24 | 1220.24
Geo | 0 | 0 | 0 | 0 | 0 | 0
H | 0 | 0 | 0 | 0 | 0 | 0
LFG | 0 | 0 | 0 | 0 | 0 | 0
Nuc | 0 | 0 | 0 | 0 | 0 | 0
PS | 0 | 0 | 0 | 0 | 0 | 0
PV | 0 | 0 | 0 | 0 | 0 | 0
PeakG | 0 | 0 | 0 | 0 | 0 | 0
PeakO | 0 | 0 | 0 | 0 | 0 | 0
ST | 0 | 0 | 0 | 0 | 0 | 0
STOG | 0 | 0 | 0 | 0 | 0 | 0
STWD | 0 | 0 | 0 | 0 | 0 | 0
WT | 0 | 0 | 0 | 0 | 0 | 0
IGCC | 0 | 0 | 0 | 0 | 0 | 0
DemandResponse | 0 | 0 | 0 | 0 | 0 | 0
IGCC-CCS | 0 | 0 | 0 | 0 | 0 | 0
WT_off | 0 | 0 | 0 | 0 | 0 | 0
PseudoUnit | 0 | 0 | 0 | 0 | 0 | 0
FixedInterchange | 0 | 0 | 0 | 0 | 0 | 0
Retrofit FOM Costs by Reporting Type: Outside_EI
ReportingType | 2015 | 2020 | 2025 | 2030 | 2035 | 2040
BM | 0 | 0 | 0 | 0 | 0 | 0
CC | 0 | 0 | 0 | 0 | 0 | 0
CSP | 0 | 0 | 0 | 0 | 0 | 0
CT | 0 | 0 | 0 | 0 | 0 | 0
Coal | 257.25 | 301.84 | 301.38 | 301.38 | 300.97 | 297.62
Geo | 0 | 0 | 0 | 0 | 0 | 0
H | 0 | 0 | 0 | 0 | 0 | 0
LFG | 0 | 0 | 0 | 0 | 0 | 0
Nuc | 0 | 0 | 0 | 0 | 0 | 0
PS | 0 | 0 | 0 | 0 | 0 | 0
PV | 0 | 0 | 0 | 0 | 0 | 0
PeakG | 0 | 0 | 0 | 0 | 0 | 0
PeakO | 0 | 0 | 0 | 0 | 0 | 0
ST | 0 | 0 | 0 | 0 | 0 | 0
STOG | 0 | 0 | 0 | 0 | 0 | 0
STWD | 0 | 0 | 0 | 0 | 0 | 0
WT | 0 | 0 | 0 | 0 | 0 | 0
IGCC | 0 | 0 | 0 | 0 | 0 | 0
DemandResponse | 0 | 0 | 0 | 0 | 0 | 0
IGCC-CCS | 0 | 0 | 0 | 0 | 0 | 0
WT_off | 0 | 0 | 0 | 0 | 0 | 0
PseudoUnit | 0 | 0 | 0 | 0 | 0 | 0
FixedInterchange | 0 | 0 | 0 | 0 | 0 | 0
#12 | Levelized Capital Costs ($million)
Levelized Capital Costs by Reporting Type: Entergy
ReportingType | 2015 | 2020 | 2025 | 2030 | 2035 | 2040
BM | 0 | 0 | 0 | 0 | 0 | 0
CC | 0 | 0 | 0 | 123.48 | 140.27 | 140.27
CSP | 0 | 0 | 0 | 0 | 0 | 0
CT | 0 | 0 | 0 | 0 | 0 | 0
Coal | 202.06 | 202.06 | 202.06 | 202.06 | 202.06 | 646.08
Geo | 0 | 0 | 0 | 0 | 0 | 0
H | 0 | 0 | 0 | 0 | 0 | 0
LFG | 0 | 0 | 0 | 29.03 | 29.03 | 29.03
Nuc | 0 | 0 | 0 | 0 | 0 | 0
PS | 0 | 0 | 0 | 0 | 0 | 0
PV | 0.14 | 30.08 | 45.07 | 46.51 | 47.98 | 19.15
PeakG | 0 | 0 | 0 | 0 | 0 | 0
PeakO | 0 | 0 | 0 | 0 | 0 | 0
ST | 0 | 0 | 0 | 0 | 0 | 0
STOG | 0 | 0 | 0 | 0 | 0 | 0
STWD | 0 | 0 | 0 | 0 | 0 | 0
WT | 0 | 0 | 0 | 0 | 0 | 0
IGCC | 0 | 0 | 0 | 0 | 0 | 0
DemandResponse | 0 | 0 | 0 | 0 | 0 | 0
IGCC-CCS | 0 | 0 | 0 | 0 | 0 | 0
WT_off | 0 | 0 | 0 | 0 | 0 | 0
PseudoUnit | 0 | 0 | 0 | 0 | 0 | 0
FixedInterchange | 0 | 0 | 0 | 0 | 0 | 0
Levelized Capital Costs by Reporting Type: FRCC
ReportingType | 2015 | 2020 | 2025 | 2030 | 2035 | 2040
BM | 0 | 363.79 | 714.11 | 714.11 | 714.11 | 714.11
CC | 165.38 | 377.45 | 377.45 | 431.11 | 1386.36 | 1776.88
CSP | 0 | 0 | 0 | 0 | 0 | 0
CT | 196.14 | 196.14 | 196.14 | 196.14 | 0 | 0
Coal | 0 | 0 | 0 | 0 | 0 | 0
Geo | 0 | 0 | 0 | 0 | 0 | 0
H | 0 | 0 | 9.23 | 9.23 | 9.23 | 9.23
LFG | 0 | 55.33 | 55.33 | 55.33 | 55.33 | 0
Nuc | 0 | 0 | 0 | 0 | 0 | 0
PS | 0 | 0 | 0 | 0 | 0 | 0
PV | 0 | 0 | 0 | 0 | 0 | 0
PeakG | 0 | 0 | 0 | 0 | 0 | 0
PeakO | 0 | 0 | 0 | 0 | 0 | 0
ST | 0 | 0 | 0 | 0 | 0 | 0
STOG | 0 | 0 | 0 | 0 | 0 | 0
STWD | 0 | 0 | 0 | 0 | 0 | 0
WT | 0 | 0 | 0 | 0 | 0 | 0
IGCC | 0 | 0 | 0 | 0 | 0 | 0
DemandResponse | 0 | 0 | 0 | 0 | 0 | 0
IGCC-CCS | 0 | 0 | 0 | 0 | 0 | 0
WT_off | 0 | 0 | 0 | 0 | 0 | 0
PseudoUnit | 0 | 0 | 0 | 0 | 0 | 0
FixedInterchange | 0 | 0 | 0 | 0 | 0 | 0
Levelized Capital Costs by Reporting Type: MAPP_US
ReportingType | 2015 | 2020 | 2025 | 2030 | 2035 | 2040
BM | 0 | 0 | 0 | 0 | 0 | 0
CC | 0 | 0 | 0 | 0 | 0 | 0
CSP | 0 | 0 | 0 | 0 | 0 | 0
CT | 25.9 | 25.9 | 25.9 | 25.19 | 25.31 | 40.97
Coal | 0 | 0 | 0 | 0 | 0 | 0
Geo | 0 | 0 | 0 | 0 | 0 | 0
H | 0 | 0 | 0 | 0 | 0 | 0
LFG | 0 | 0 | 0 | 19.19 | 19.19 | 19.19
Nuc | 0 | 0 | 0 | 0 | 0 | 0
PS | 0 | 0 | 0 | 0 | 0 | 0
PV | 0 | 0 | 0 | 0 | 0 | 0
PeakG | 0 | 0 | 0 | 0 | 0 | 0
PeakO | 0 | 0 | 0 | 0 | 0 | 0
ST | 0 | 0 | 0 | 0 | 0 | 0
STOG | 0 | 0 | 0 | 0 | 0 | 0
STWD | 0 | 0 | 0 | 0 | 0 | 0
WT | 122.91 | 531.3 | 531.3 | 1695.63 | 2426.25 | 2531
IGCC | 0 | 0 | 0 | 0 | 0 | 0
DemandResponse | 0 | 0 | 0 | 0 | 0 | 0
IGCC-CCS | 0 | 0 | 0 | 0 | 0 | 0
WT_off | 0 | 0 | 0 | 0 | 0 | 0
PseudoUnit | 0 | 0 | 0 | 0 | 0 | 0
FixedInterchange | 0 | 0 | 0 | 0 | 0 | 0
Levelized Capital Costs by Reporting Type: MISO_IN
ReportingType | 2015 | 2020 | 2025 | 2030 | 2035 | 2040
BM | 0 | 0 | 0 | 0 | 0 | 0
CC | 0 | 0 | 0 | 0 | 284.94 | 445.12
CSP | 0 | 0 | 0 | 0 | 0 | 0
CT | 0 | 0 | 0 | 0 | 0 | 0
Coal | 0 | 0 | 0 | 0 | 0 | 0
Geo | 0 | 0 | 0 | 0 | 0 | 0
H | 0 | 0 | 0 | 0 | 0 | 0
LFG | 0 | 0 | 22.52 | 22.52 | 22.52 | 22.52
Nuc | 0 | 0 | 0 | 0 | 0 | 0
PS | 0 | 0 | 0 | 0 | 0 | 0
PV | 0 | 114.75 | 180.5 | 180.5 | 185.7 | 76.97
PeakG | 0 | 0 | 0 | 0 | 0 | 0
PeakO | 0 | 0 | 0 | 0 | 0 | 0
ST | 0 | 0 | 0 | 0 | 0 | 0
STOG | 0 | 0 | 0 | 0 | 0 | 0
STWD | 0 | 0 | 0 | 0 | 0 | 0
WT | 0 | 0 | 0 | 0 | 0 | 0
IGCC | 215.26 | 215.26 | 215.26 | 215.26 | 215.26 | 215.26
DemandResponse | 0 | 0 | 0 | 0 | 0 | 0
IGCC-CCS | 0 | 0 | 0 | 0 | 0 | 0
WT_off | 0 | 0 | 0 | 0 | 0 | 0
PseudoUnit | 0 | 0 | 0 | 0 | 0 | 0
FixedInterchange | 0 | 0 | 0 | 0 | 0 | 0
Levelized Capital Costs by Reporting Type: MISO_MI
ReportingType | 2015 | 2020 | 2025 | 2030 | 2035 | 2040
BM | 0 | 0 | 0 | 0 | 0 | 0
CC | 0 | 0 | 0 | 0 | 0 | 0
CSP | 0 | 0 | 0 | 0 | 0 | 0
CT | 0 | 0 | 0 | 0 | 0 | 0
Coal | 0 | 0 | 0 | 0 | 0 | 0
Geo | 0 | 0 | 0 | 0 | 0 | 0
H | 0 | 0 | 0 | 0 | 0 | 0
LFG | 0 | 0 | 46.68 | 46.68 | 46.68 | 46.68
Nuc | 0 | 0 | 0 | 0 | 0 | 0
PS | 0 | 0 | 0 | 0 | 0 | 0
PV | 0 | 0 | 0 | 0 | 0 | 0
PeakG | 0 | 0 | 0 | 0 | 0 | 0
PeakO | 0 | 0 | 0 | 0 | 0 | 0
ST | 0 | 0 | 0 | 0 | 0 | 0
STOG | 0 | 0 | 0 | 0 | 0 | 0
STWD | 0 | 0 | 0 | 0 | 0 | 0
WT | 580.29 | 580.29 | 661.77 | 699.76 | 161.38 | 205.63
IGCC | 0 | 0 | 0 | 0 | 0 | 0
DemandResponse | 0 | 0 | 0 | 0 | 0 | 0
IGCC-CCS | 0 | 0 | 0 | 0 | 0 | 0
WT_off | 0 | 0 | 0 | 0 | 0 | 0
PseudoUnit | 0 | 0 | 0 | 0 | 0 | 0
FixedInterchange | 0 | 0 | 0 | 0 | 0 | 0
Levelized Capital Costs by Reporting Type: MISO_MO-IL
ReportingType | 2015 | 2020 | 2025 | 2030 | 2035 | 2040
BM | 0 | 0 | 0 | 0 | 0 | 0
CC | 0 | 0 | 0 | 0 | 0 | 0
CSP | 0 | 0 | 0 | 0 | 0 | 0
CT | 0 | 0 | 0 | 0 | 0 | 0
Coal | 574.94 | 574.94 | 574.94 | 574.94 | 574.94 | 574.94
Geo | 0 | 0 | 0 | 0 | 0 | 0
H | 0 | 0 | 92.29 | 92.29 | 92.29 | 92.29
LFG | 0 | 0 | 65.25 | 65.25 | 65.25 | 65.25
Nuc | 0 | 0 | 0 | 0 | 0 | 0
PS | 0 | 0 | 0 | 0 | 0 | 0
PV | 0 | 0 | 0 | 0 | 0 | 0
PeakG | 0 | 0 | 0 | 0 | 0 | 0
PeakO | 0 | 0 | 0 | 0 | 0 | 0
ST | 0 | 0 | 0 | 0 | 0 | 0
STOG | 0 | 0 | 0 | 0 | 0 | 0
STWD | 0 | 0 | 0 | 0 | 0 | 0
WT | 87.81 | 87.81 | 87.81 | 87.81 | 0 | 28.54
IGCC | 0 | 0 | 0 | 0 | 0 | 0
DemandResponse | 0 | 0 | 0 | 0 | 0 | 0
IGCC-CCS | 0 | 0 | 0 | 0 | 0 | 0
WT_off | 0 | 0 | 0 | 0 | 0 | 0
PseudoUnit | 0 | 0 | 0 | 0 | 0 | 0
FixedInterchange | 0 | 0 | 0 | 0 | 0 | 0
Levelized Capital Costs by Reporting Type: MISO_W
ReportingType | 2015 | 2020 | 2025 | 2030 | 2035 | 2040
BM | 0 | 0 | 0 | 0 | 0 | 0
CC | 0 | 0 | 0 | 0 | 0 | 0
CSP | 0 | 0 | 0 | 0 | 0 | 0
CT | 0 | 0 | 0 | 0 | 0 | 0
Coal | 0 | 0 | 0 | 0 | 0 | 793.82
Geo | 0 | 0 | 0 | 0 | 0 | 0
H | 0 | 0 | 0 | 0 | 0 | 0
LFG | 0 | 0 | 20.79 | 20.79 | 20.79 | 20.79
Nuc | 0 | 0 | 0 | 0 | 0 | 0
PS | 0 | 0 | 0 | 0 | 0 | 0
PV | 0 | 0 | 0 | 0 | 0 | 0
PeakG | 0 | 0 | 0 | 0 | 0 | 0
PeakO | 0 | 0 | 0 | 0 | 0 | 0
ST | 0 | 0 | 0 | 0 | 0 | 0
STOG | 0 | 0 | 0 | 0 | 0 | 0
STWD | 0 | 0 | 0 | 0 | 0 | 0
WT | 852.88 | 852.88 | 1999.9 | 4593.77 | 3824.85 | 3824.85
IGCC | 0 | 0 | 0 | 0 | 0 | 0
DemandResponse | 0 | 0 | 0 | 0 | 0 | 0
IGCC-CCS | 0 | 0 | 0 | 0 | 0 | 0
WT_off | 0 | 0 | 0 | 0 | 0 | 0
PseudoUnit | 0 | 0 | 0 | 0 | 0 | 0
FixedInterchange | 0 | 0 | 0 | 0 | 0 | 0
Levelized Capital Costs by Reporting Type: MISO_WUMS
ReportingType | 2015 | 2020 | 2025 | 2030 | 2035 | 2040
BM | 0 | 0 | 0 | 0 | 0 | 0
CC | 0 | 0 | 0 | 0 | 479.81 | 479.81
CSP | 0 | 0 | 0 | 0 | 0 | 0
CT | 0 | 352.88 | 498.55 | 962.72 | 1287.94 | 935.06
Coal | 184.51 | 184.51 | 184.51 | 184.51 | 184.51 | 184.51
Geo | 0 | 0 | 0 | 0 | 0 | 0
H | 0 | 0.35 | 0.35 | 0.35 | 0.35 | 0.35
LFG | 0 | 0 | 61.89 | 61.89 | 61.89 | 61.89
Nuc | 0 | 0 | 0 | 0 | 0 | 0
PS | 0 | 0 | 0 | 0 | 0 | 0
PV | 0 | 0 | 0 | 0 | 0 | 0
PeakG | 0 | 0 | 0 | 0 | 0 | 0
PeakO | 0 | 0 | 0 | 0 | 0 | 0
ST | 0 | 0 | 0 | 0 | 0 | 0
STOG | 0 | 0 | 0 | 0 | 0 | 0
STWD | 0 | 0 | 0 | 0 | 0 | 0
WT | 270.99 | 270.99 | 270.99 | 270.99 | 0 | 0
IGCC | 0 | 0 | 0 | 0 | 0 | 0
DemandResponse | 0 | 0 | 0 | 0 | 0 | 0
IGCC-CCS | 0 | 0 | 0 | 0 | 0 | 0
WT_off | 0 | 0 | 0 | 0 | 0 | 0
PseudoUnit | 0 | 0 | 0 | 0 | 0 | 0
FixedInterchange | 0 | 0 | 0 | 0 | 0 | 0
Levelized Capital Costs by Reporting Type: Nebraska
ReportingType | 2015 | 2020 | 2025 | 2030 | 2035 | 2040
BM | 0 | 0 | 0 | 0 | 0 | 0
CC | 0 | 0 | 0 | 0 | 0 | 0
CSP | 0 | 0 | 0 | 0 | 0 | 0
CT | 0 | 0 | 0 | 0 | 0 | 0
Coal | 66.52 | 66.52 | 66.52 | 66.52 | 66.52 | 471.6
Geo | 0 | 0 | 0 | 0 | 0 | 0
H | 0 | 0 | 0 | 0 | 0 | 0
LFG | 0 | 0 | 0 | 19.72 | 19.72 | 19.72
Nuc | 0 | 0 | 0 | 0 | 0 | 0
PS | 0 | 0 | 0 | 0 | 0 | 0
PV | 0 | 0 | 0 | 0 | 0 | 0
PeakG | 0 | 0 | 0 | 0 | 0 | 0
PeakO | 0 | 0 | 0 | 0 | 0 | 0
ST | 0 | 0 | 0 | 0 | 0 | 0
STOG | 0 | 0 | 0 | 0 | 0 | 0
STWD | 0 | 0 | 0 | 0 | 0 | 0
WT | 59.68 | 650.06 | 650.06 | 637.42 | 590.37 | 0
IGCC | 0 | 0 | 0 | 0 | 0 | 0
DemandResponse | 0 | 0 | 0 | 0 | 0 | 0
IGCC-CCS | 0 | 0 | 0 | 0 | 0 | 0
WT_off | 0 | 0 | 0 | 0 | 0 | 0
PseudoUnit | 0 | 0 | 0 | 0 | 0 | 0
FixedInterchange | 0 | 0 | 0 | 0 | 0 | 0
Levelized Capital Costs by Reporting Type: NEISO
ReportingType | 2015 | 2020 | 2025 | 2030 | 2035 | 2040
BM | 115.57 | 115.57 | 115.57 | 115.57 | 115.57 | 115.57
CC | 273.49 | 273.49 | 273.49 | 273.49 | 273.49 | 0
CSP | 0 | 0 | 0 | 0 | 0 | 0
CT | 30 | 30 | 30 | 29.13 | 36.03 | 142.63
Coal | 0 | 0 | 0 | 0 | 0 | 0
Geo | 0 | 0 | 0 | 0 | 0 | 0
H | 0 | 0 | 0 | 0 | 0.99 | 0.99
LFG | 14.72 | 14.72 | 34.82 | 34.82 | 20.1 | 20.1
Nuc | 0 | 0 | 0 | 0 | 0 | 0
PS | 0 | 0 | 0 | 0 | 0 | 0
PV | 0 | 164.26 | 164.26 | 164.26 | 164.26 | 0.72
PeakG | 0 | 0 | 0 | 0 | 0 | 0
PeakO | 0 | 0 | 0 | 0 | 0 | 0
ST | 0 | 0 | 0 | 0 | 0 | 0
STOG | 0 | 0 | 0 | 0 | 0 | 0
STWD | 0 | 0 | 0 | 0 | 0 | 0
WT | 68.84 | 356.59 | 953.76 | 1181.17 | 1277.65 | 989.9
IGCC | 0 | 0 | 0 | 0 | 0 | 0
DemandResponse | 0 | 0 | 0 | 0 | 0 | 0
IGCC-CCS | 0 | 0 | 0 | 0 | 0 | 0
WT_off | 322.52 | 322.52 | 322.52 | 322.52 | 0 | 0
PseudoUnit | 0 | 0 | 0 | 0 | 0 | 0
FixedInterchange | 0 | 0 | 0 | 0 | 0 | 0
Levelized Capital Costs by Reporting Type: NonRTO_Midwest
ReportingType | 2015 | 2020 | 2025 | 2030 | 2035 | 2040
BM | 0 | 0 | 0 | 0 | 0 | 0
CC | 0 | 41.9 | 41.9 | 41.9 | 41.9 | 68.48
CSP | 0 | 0 | 0 | 0 | 0 | 0
CT | 0 | 0 | 0 | 0 | 0 | 0
Coal | 0 | 0 | 0 | 0 | 0 | 0
Geo | 0 | 0 | 0 | 0 | 0 | 0
H | 0 | 0 | 245.9 | 245.9 | 245.9 | 245.9
LFG | 0 | 0 | 43.27 | 43.27 | 43.27 | 43.27
Nuc | 0 | 0 | 0 | 0 | 0 | 0
PS | 0 | 0 | 0 | 0 | 0 | 0
PV | 0 | 0 | 0 | 0 | 0 | 0
PeakG | 0 | 0 | 0 | 0 | 0 | 0
PeakO | 0 | 0 | 0 | 0 | 0 | 0
ST | 0 | 0 | 0 | 0 | 0 | 0
STOG | 0 | 0 | 0 | 0 | 0 | 0
STWD | 0 | 0 | 0 | 0 | 0 | 0
WT | 0 | 0 | 0 | 0 | 0 | 0
IGCC | 0 | 0 | 0 | 0 | 0 | 0
DemandResponse | 0 | 0 | 0 | 0 | 0 | 0
IGCC-CCS | 0 | 0 | 0 | 0 | 0 | 0
WT_off | 0 | 0 | 0 | 0 | 0 | 0
PseudoUnit | 0 | 0 | 0 | 0 | 0 | 0
FixedInterchange | 0 | 0 | 0 | 0 | 0 | 0
Levelized Capital Costs by Reporting Type: NYISO_A-F
ReportingType | 2015 | 2020 | 2025 | 2030 | 2035 | 2040
BM | 0 | 0 | 0 | 0 | 0 | 0
CC | 85.71 | 85.71 | 85.71 | 85.71 | 85.71 | 0
CSP | 0 | 0 | 0 | 0 | 0 | 0
CT | 0 | 0 | 0 | 0 | 0 | 0
Coal | 0 | 0 | 0 | 0 | 0 | 0
Geo | 0 | 0 | 0 | 0 | 0 | 0
H | 0 | 0 | 0 | 0 | 0 | 0
LFG | 1.88 | 1.88 | 1.88 | 21.07 | 19.19 | 19.19
Nuc | 0 | 0 | 0 | 0 | 0 | 0
PS | 0 | 0 | 0 | 0 | 0 | 0
PV | 0 | 0 | 0 | 0 | 0 | 0
PeakG | 0 | 0 | 0 | 0 | 0 | 0
PeakO | 0 | 0 | 0 | 0 | 0 | 0
ST | 0 | 0 | 0 | 0 | 0 | 0
STOG | 0 | 0 | 0 | 0 | 0 | 0
STWD | 0 | 0 | 0 | 0 | 0 | 0
WT | 705.19 | 899.9 | 899.9 | 899.9 | 194.71 | 0
IGCC | 0 | 0 | 0 | 0 | 0 | 0
DemandResponse | 0 | 0 | 0 | 0 | 0 | 0
IGCC-CCS | 0 | 0 | 0 | 0 | 0 | 0
WT_off | 0 | 0 | 0 | 0 | 0 | 0
PseudoUnit | 0 | 0 | 0 | 0 | 0 | 0
FixedInterchange | 0 | 0 | 0 | 0 | 0 | 0
Levelized Capital Costs by Reporting Type: NYISO_G-I
ReportingType | 2015 | 2020 | 2025 | 2030 | 2035 | 2040
BM | 0 | 0 | 0 | 0 | 0 | 0
CC | 0 | 0 | 0 | 0 | 224.14 | 690.3
CSP | 0 | 0 | 0 | 0 | 0 | 0
CT | 0 | 0 | 0 | 0 | 0 | 0
Coal | 0 | 0 | 0 | 0 | 0 | 0
Geo | 0 | 0 | 0 | 0 | 0 | 0
H | 0 | 0 | 0 | 0 | 0 | 0
LFG | 0 | 0 | 0 | 21 | 21 | 21
Nuc | 0 | 0 | 0 | 0 | 0 | 0
PS | 0 | 0 | 0 | 0 | 0 | 0
PV | 0 | 0 | 0 | 0 | 0 | 0
PeakG | 0 | 0 | 0 | 0 | 0 | 0
PeakO | 0 | 0 | 0 | 0 | 0 | 0
ST | 0 | 0 | 0 | 0 | 0 | 0
STOG | 0 | 0 | 0 | 0 | 0 | 0
STWD | 0 | 0 | 0 | 0 | 0 | 0
WT | 0 | 16.46 | 16.46 | 16.46 | 16.46 | 0
IGCC | 0 | 0 | 0 | 0 | 0 | 0
DemandResponse | 0 | 0 | 0 | 0 | 0 | 0
IGCC-CCS | 0 | 0 | 0 | 0 | 0 | 0
WT_off | 0 | 0 | 0 | 0 | 0 | 0
PseudoUnit | 0 | 0 | 0 | 0 | 0 | 0
FixedInterchange | 0 | 0 | 0 | 0 | 0 | 0
Levelized Capital Costs by Reporting Type: NYISO_J-K
ReportingType | 2015 | 2020 | 2025 | 2030 | 2035 | 2040
BM | 0 | 0 | 0 | 0 | 0 | 0
CC | 226.37 | 226.37 | 226.37 | 226.37 | 226.37 | 0
CSP | 0 | 0 | 0 | 0 | 0 | 0
CT | 0 | 0 | 25.43 | 122.06 | 255.04 | 255.04
Coal | 0 | 0 | 0 | 0 | 0 | 0
Geo | 0 | 0 | 0 | 0 | 0 | 0
H | 0 | 0 | 0 | 0 | 0 | 0
LFG | 0 | 0 | 0 | 26.63 | 26.63 | 26.63
Nuc | 0 | 0 | 0 | 0 | 0 | 0
PS | 0 | 0 | 0 | 0 | 0 | 0
PV | 23.27 | 23.27 | 23.27 | 23.27 | 0 | 0
PeakG | 0 | 0 | 0 | 0 | 0 | 0
PeakO | 0 | 0 | 0 | 0 | 0 | 0
ST | 0 | 0 | 0 | 0 | 0 | 0
STOG | 0 | 0 | 0 | 0 | 0 | 0
STWD | 0 | 0 | 0 | 0 | 0 | 0
WT | 0 | 0 | 0 | 0 | 0 | 0
IGCC | 0 | 0 | 0 | 0 | 0 | 0
DemandResponse | 0 | 0 | 0 | 0 | 0 | 0
IGCC-CCS | 0 | 0 | 0 | 0 | 0 | 0
WT_off | 0 | 0 | 0 | 0 | 0 | 0
PseudoUnit | 0 | 0 | 0 | 0 | 0 | 0
FixedInterchange | 0 | 0 | 0 | 0 | 0 | 0
Levelized Capital Costs by Reporting Type: PJM_E
ReportingType | 2015 | 2020 | 2025 | 2030 | 2035 | 2040
BM | 14.48 | 14.48 | 14.48 | 14.48 | 14.48 | 14.48
CC | 673.31 | 673.31 | 673.31 | 673.31 | 582.39 | 0
CSP | 0 | 0 | 0 | 0 | 0 | 0
CT | 2.28 | 2.28 | 2.28 | 0 | 0 | 0
Coal | 9.09 | 9.09 | 9.09 | 9.09 | 9.09 | 9.09
Geo | 0 | 0 | 0 | 0 | 0 | 0
H | 0 | 0 | 0 | 0 | 0 | 0
LFG | 2.95 | 44.61 | 44.61 | 41.67 | 41.67 | 0
Nuc | 0 | 0 | 0 | 0 | 0 | 0
PS | 0 | 0 | 0 | 0 | 0 | 0
PV | 15.12 | 15.12 | 15.12 | 15.12 | 0 | 0
PeakG | 0 | 0 | 0 | 0 | 0 | 0
PeakO | 0 | 0 | 0 | 0 | 0 | 0
ST | 0 | 0 | 0 | 0 | 0 | 0
STOG | 0 | 0 | 0 | 0 | 0 | 0
STWD | 0 | 0 | 0 | 0 | 0 | 0
WT | 344.71 | 350.49 | 350.49 | 350.49 | 5.77 | 497.98
IGCC | 0 | 0 | 0 | 0 | 0 | 0
DemandResponse | 0 | 0 | 0 | 0 | 0 | 0
IGCC-CCS | 0 | 0 | 0 | 0 | 0 | 0
WT_off | 0 | 0 | 3329.61 | 5363.75 | 5363.75 | 5447.2
PseudoUnit | 0 | 0 | 0 | 0 | 0 | 0
FixedInterchange | 0 | 0 | 0 | 0 | 0 | 0
Levelized Capital Costs by Reporting Type: PJM_ROM
ReportingType | 2015 | 2020 | 2025 | 2030 | 2035 | 2040
BM | 7.8 | 14.56 | 14.56 | 574.12 | 725.79 | 725.79
CC | 232.92 | 232.92 | 232.92 | 232.92 | 232.92 | 1467.15
CSP | 0 | 0 | 0 | 0 | 0 | 0
CT | 1.4 | 1.4 | 1.4 | 1.4 | 0 | 0
Coal | 10.21 | 10.21 | 10.21 | 10.21 | 10.21 | 10.21
Geo | 0 | 0 | 0 | 0 | 0 | 0
H | 0 | 235.24 | 235.24 | 235.24 | 235.24 | 235.24
LFG | 5.5 | 80.8 | 80.8 | 78.6 | 75.3 | 0
Nuc | 0 | 0 | 0 | 0 | 0 | 0
PS | 0 | 0 | 0 | 0 | 0 | 0
PV | 0 | 675.79 | 1067.1 | 1173.11 | 1215.06 | 589.44
PeakG | 0 | 0 | 0 | 0 | 0 | 0
PeakO | 0 | 0 | 0 | 0 | 0 | 0
ST | 0 | 0 | 0 | 0 | 0 | 0
STOG | 0 | 0 | 0 | 0 | 0 | 0
STWD | 0 | 0 | 0 | 0 | 0 | 0
WT | 138.79 | 1954.4 | 1954.4 | 1921.06 | 1815.61 | 0
IGCC | 0 | 0 | 0 | 0 | 0 | 0
DemandResponse | 0 | 0 | 0 | 0 | 0 | 0
IGCC-CCS | 0 | 0 | 0 | 0 | 0 | 0
WT_off | 0 | 0 | 0 | 0 | 0 | 0
PseudoUnit | 0 | 0 | 0 | 0 | 0 | 0
FixedInterchange | 0 | 0 | 0 | 0 | 0 | 0
Levelized Capital Costs by Reporting Type: PJM_ROR
ReportingType | 2015 | 2020 | 2025 | 2030 | 2035 | 2040
BM | 165.77 | 165.77 | 165.77 | 473.72 | 769.86 | 942.65
CC | 350.7 | 364.13 | 364.13 | 364.13 | 525.29 | 288.14
CSP | 0 | 0 | 0 | 0 | 0 | 0
CT | 2.4 | 2.4 | 2.4 | 2.4 | 354.93 | 383.25
Coal | 648.6 | 648.6 | 648.6 | 648.6 | 648.6 | 648.6
Geo | 0 | 0 | 0 | 0 | 0 | 0
H | 0 | 174.52 | 174.52 | 174.52 | 174.52 | 174.52
LFG | 16.47 | 160.32 | 160.32 | 152.4 | 143.84 | 0
Nuc | 0 | 0 | 0 | 0 | 0 | 0
PS | 0 | 0 | 0 | 0 | 0 | 0
PV | 0 | 0 | 0 | 0 | 0 | 0
PeakG | 0 | 0 | 0 | 0 | 0 | 0
PeakO | 0 | 0 | 0 | 0 | 0 | 0
ST | 0 | 0 | 0 | 0 | 0 | 0
STOG | 0 | 0 | 0 | 0 | 0 | 0
STWD | 0 | 0 | 0 | 0 | 0 | 0
WT | 2334.11 | 5885.31 | 10546 | 13147.45 | 11765.48 | 8214.28
IGCC | 0 | 0 | 0 | 0 | 0 | 0
DemandResponse | 0 | 0 | 0 | 0 | 0 | 0
IGCC-CCS | 0 | 0 | 0 | 0 | 0 | 0
WT_off | 0 | 0 | 0 | 0 | 0 | 0
PseudoUnit | 0 | 0 | 0 | 0 | 0 | 0
FixedInterchange | 0 | 0 | 0 | 0 | 0 | 0
Levelized Capital Costs by Reporting Type: SOCO
ReportingType | 2015 | 2020 | 2025 | 2030 | 2035 | 2040
BM | 21 | 513.79 | 2060.48 | 2170.86 | 2170.86 | 2170.86
CC | 545.14 | 565.07 | 565.07 | 565.07 | 565.07 | 19.93
CSP | 0 | 0 | 0 | 0 | 0 | 0
CT | 0 | 0 | 0 | 0 | 0 | 0
Coal | 0 | 0 | 0 | 0 | 0 | 1758.12
Geo | 0 | 0 | 0 | 0 | 0 | 0
H | 0 | 0 | 0 | 0 | 0 | 285.78
LFG | 0 | 29.08 | 29.08 | 29.08 | 29.08 | 0
Nuc | 0 | 1254.21 | 1254.21 | 1254.21 | 1254.21 | 1254.21
PS | 0 | 0 | 0 | 0 | 0 | 0
PV | 0 | 0 | 0 | 0 | 0 | 0
PeakG | 0 | 0 | 0 | 0 | 0 | 0
PeakO | 0 | 0 | 0 | 0 | 0 | 0
ST | 0 | 0 | 0 | 0 | 0 | 0
STOG | 0 | 0 | 0 | 0 | 0 | 0
STWD | 0 | 0 | 0 | 0 | 0 | 0
WT | 0 | 26.15 | 26.15 | 26.15 | 26.15 | 0
IGCC | 0 | 0 | 0 | 0 | 0 | 0
DemandResponse | 0 | 0 | 0 | 0 | 0 | 0
IGCC-CCS | 0 | 0 | 0 | 0 | 0 | 0
WT_off | 0 | 0 | 0 | 0 | 0 | 0
PseudoUnit | 0 | 0 | 0 | 0 | 0 | 0
FixedInterchange | 0 | 0 | 0 | 0 | 0 | 0
Levelized Capital Costs by Reporting Type: SPP_N
ReportingType | 2015 | 2020 | 2025 | 2030 | 2035 | 2040
BM | 0 | 0 | 0 | 0 | 0 | 0
CC | 0 | 0 | 0 | 0 | 0 | 0
CSP | 0 | 0 | 0 | 0 | 0 | 0
CT | 0 | 11.6 | 11.6 | 11.6 | 470.16 | 458.57
Coal | 128.56 | 128.56 | 128.56 | 128.56 | 128.56 | 128.56
Geo | 0 | 0 | 0 | 0 | 0 | 0
H | 0 | 0 | 0 | 0 | 0 | 0
LFG | 0 | 0 | 0 | 25.49 | 25.49 | 25.49
Nuc | 0 | 0 | 0 | 0 | 0 | 0
PS | 0 | 0 | 0 | 0 | 0 | 0
PV | 0 | 0 | 0 | 0 | 0 | 0
PeakG | 0 | 0 | 0 | 0 | 0 | 0
PeakO | 0 | 0 | 0 | 0 | 0 | 0
ST | 0 | 0 | 0 | 0 | 0 | 0
STOG | 0 | 0 | 0 | 0 | 0 | 0
STWD | 0 | 0 | 0 | 0 | 0 | 0
WT | 0 | 401.02 | 1244.31 | 2849.99 | 2931.76 | 2530.74
IGCC | 0 | 0 | 0 | 0 | 0 | 0
DemandResponse | 0 | 0 | 0 | 0 | 0 | 0
IGCC-CCS | 0 | 0 | 0 | 0 | 0 | 0
WT_off | 0 | 0 | 0 | 0 | 0 | 0
PseudoUnit | 0 | 0 | 0 | 0 | 0 | 0
FixedInterchange | 0 | 0 | 0 | 0 | 0 | 0
Levelized Capital Costs by Reporting Type: SPP_S
ReportingType | 2015 | 2020 | 2025 | 2030 | 2035 | 2040
BM | 0 | 0 | 0 | 0 | 0 | 0
CC | 0 | 0 | 0 | 0 | 0 | 0
CSP | 0 | 0 | 0 | 0 | 0 | 0
CT | 33.21 | 56.93 | 56.93 | 56.93 | 23.72 | 0
Coal | 273.14 | 273.14 | 273.14 | 273.14 | 273.14 | 273.14
Geo | 0 | 0 | 0 | 0 | 0 | 0
H | 0 | 0 | 0 | 0 | 0 | 0
LFG | 0 | 0 | 0 | 25.49 | 25.49 | 25.49
Nuc | 0 | 0 | 0 | 0 | 0 | 0
PS | 0 | 0 | 0 | 0 | 0 | 0
PV | 0 | 0 | 0 | 0 | 0 | 0
PeakG | 0 | 0 | 0 | 0 | 0 | 0
PeakO | 0 | 0 | 0 | 0 | 0 | 0
ST | 0 | 0 | 0 | 0 | 0 | 0
STOG | 0 | 0 | 0 | 0 | 0 | 0
STWD | 0 | 0 | 0 | 0 | 0 | 0
WT | 123.79 | 2847.48 | 5069.94 | 6576.53 | 6812.24 | 4352.55
IGCC | 0 | 0 | 0 | 0 | 0 | 0
DemandResponse | 0 | 0 | 0 | 0 | 0 | 0
IGCC-CCS | 0 | 0 | 0 | 0 | 0 | 0
WT_off | 0 | 0 | 0 | 0 | 0 | 0
PseudoUnit | 0 | 0 | 0 | 0 | 0 | 0
FixedInterchange | 0 | 0 | 0 | 0 | 0 | 0
Levelized Capital Costs by Reporting Type: TVA
ReportingType | 2015 | 2020 | 2025 | 2030 | 2035 | 2040
BM | 0 | 1060.85 | 1162.1 | 2136.14 | 2329.24 | 2329.24
CC | 151.13 | 151.13 | 151.13 | 151.13 | 116.66 | 0
CSP | 0 | 0 | 0 | 0 | 0 | 0
CT | 0 | 0 | 0 | 0 | 0 | 49.82
Coal | 0 | 0 | 0 | 0 | 0 | 62.62
Geo | 0 | 0 | 0 | 0 | 0 | 0
H | 0 | 9.37 | 9.37 | 9.37 | 9.37 | 9.37
LFG | 0 | 28.77 | 28.77 | 28.77 | 28.77 | 0
Nuc | 684.91 | 684.91 | 684.91 | 684.91 | 684.91 | 684.91
PS | 0 | 0 | 0 | 0 | 0 | 0
PV | 0 | 0 | 0 | 0 | 0 | 0
PeakG | 0 | 0 | 0 | 0 | 0 | 0
PeakO | 0 | 0 | 0 | 0 | 0 | 0
ST | 0 | 0 | 0 | 0 | 0 | 0
STOG | 0 | 0 | 0 | 0 | 0 | 0
STWD | 0 | 0 | 0 | 0 | 0 | 0
WT | 0 | 25.96 | 25.96 | 25.96 | 25.96 | 0
IGCC | 0 | 0 | 0 | 0 | 0 | 0
DemandResponse | 0 | 0 | 0 | 0 | 0 | 0
IGCC-CCS | 0 | 0 | 0 | 0 | 0 | 0
WT_off | 0 | 0 | 0 | 0 | 0 | 0
PseudoUnit | 0 | 0 | 0 | 0 | 0 | 0
FixedInterchange | 0 | 0 | 0 | 0 | 0 | 0
Levelized Capital Costs by Reporting Type: TVA_Transmission
ReportingType | 2015 | 2020 | 2025 | 2030 | 2035 | 2040
BM | 0 | 0 | 0 | 0 | 0 | 0
CC | 0 | 0 | 0 | 0 | 0 | 0
CSP | 0 | 0 | 0 | 0 | 0 | 0
CT | 0 | 0 | 0 | 0 | 0 | 0
Coal | 0 | 0 | 0 | 0 | 0 | 0
Geo | 0 | 0 | 0 | 0 | 0 | 0
H | 0 | 0 | 0 | 0 | 0 | 0
LFG | 0 | 0 | 0 | 0 | 0 | 0
Nuc | 0 | 0 | 0 | 0 | 0 | 0
PS | 0 | 0 | 0 | 0 | 0 | 0
PV | 0 | 0 | 0 | 0 | 0 | 0
PeakG | 0 | 0 | 0 | 0 | 0 | 0
PeakO | 0 | 0 | 0 | 0 | 0 | 0
ST | 0 | 0 | 0 | 0 | 0 | 0
STOG | 0 | 0 | 0 | 0 | 0 | 0
STWD | 0 | 0 | 0 | 0 | 0 | 0
WT | 0 | 0 | 0 | 0 | 0 | 0
IGCC | 0 | 0 | 0 | 0 | 0 | 0
DemandResponse | 0 | 0 | 0 | 0 | 0 | 0
IGCC-CCS | 0 | 0 | 0 | 0 | 0 | 0
WT_off | 0 | 0 | 0 | 0 | 0 | 0
PseudoUnit | 0 | 0 | 0 | 0 | 0 | 0
FixedInterchange | 0 | 0 | 0 | 0 | 0 | 0
Levelized Capital Costs by Reporting Type: VACAR
ReportingType | 2015 | 2020 | 2025 | 2030 | 2035 | 2040
BM | 0.34 | 2387.44 | 2387.44 | 2387.44 | 2387.44 | 2387.44
CC | 312.31 | 312.31 | 312.31 | 312.31 | 312.31 | 176.27
CSP | 0 | 0 | 0 | 0 | 0 | 0
CT | 245.22 | 245.22 | 245.22 | 245.22 | 189.67 | 369.24
Coal | 220.45 | 220.45 | 220.45 | 220.45 | 220.45 | 220.45
Geo | 0 | 0 | 0 | 0 | 0 | 0
H | 0 | 0 | 0 | 0 | 17.14 | 17.14
LFG | 0.09 | 28.46 | 28.46 | 28.46 | 28.37 | 0
Nuc | 0 | 1320.06 | 1320.06 | 1320.06 | 1320.06 | 1320.06
PS | 0 | 0 | 0 | 0 | 0 | 0
PV | 0 | 60.23 | 62.83 | 64.34 | 68.96 | 12.53
PeakG | 0 | 0 | 0 | 0 | 0 | 0
PeakO | 0 | 0 | 0 | 0 | 0 | 0
ST | 0 | 0 | 0 | 0 | 0 | 0
STOG | 0 | 0 | 0 | 0 | 0 | 0
STWD | 0 | 0 | 0 | 0 | 0 | 0
WT | 0 | 905.8 | 905.8 | 905.8 | 905.8 | 0
IGCC | 0 | 0 | 0 | 0 | 0 | 0
DemandResponse | 0 | 0 | 0 | 0 | 0 | 0
IGCC-CCS | 0 | 0 | 0 | 0 | 0 | 0
WT_off | 0.61 | 0.61 | 5802.34 | 14866.14 | 16343.04 | 18522.85
PseudoUnit | 0 | 0 | 0 | 0 | 0 | 0
FixedInterchange | 0 | 0 | 0 | 0 | 0 | 0
Levelized Capital Costs by Reporting Type: IESO
ReportingType | 2015 | 2020 | 2025 | 2030 | 2035 | 2040
BM | 144.8 | 144.8 | 144.8 | 144.8 | 144.8 | 144.8
CC | 175.41 | 175.41 | 175.41 | 175.41 | 175.41 | 0
CSP | 0 | 0 | 0 | 0 | 0 | 0
CT | 41.8 | 41.8 | 41.8 | 41.8 | 52.48 | 329.77
Coal | 0 | 0 | 0 | 0 | 0 | 0
Geo | 0 | 0 | 0 | 0 | 0 | 0
H | 0 | 0 | 0 | 0 | 0 | 0
LFG | 5.12 | 5.12 | 5.12 | 5.12 | 0.17 | 0.17
Nuc | 0 | 0 | 0 | 0 | 0 | 0
PS | 0 | 0 | 0 | 0 | 0 | 0
PV | 539.74 | 539.74 | 539.74 | 539.74 | 0 | 0
PeakG | 0 | 0 | 0 | 0 | 0 | 0
PeakO | 0 | 0 | 0 | 0 | 0 | 0
ST | 0 | 0 | 0 | 0 | 0 | 0
STOG | 0 | 0 | 0 | 0 | 0 | 0
STWD | 0 | 0 | 0 | 0 | 0 | 0
WT | 660.4 | 660.4 | 660.4 | 660.4 | 0 | 0
IGCC | 0 | 0 | 0 | 0 | 0 | 0
DemandResponse | 0 | 0 | 0 | 0 | 0 | 0
IGCC-CCS | 0 | 0 | 0 | 0 | 0 | 0
WT_off | 0 | 0 | 0 | 0 | 0 | 0
PseudoUnit | 0 | 0 | 0 | 0 | 0 | 0
FixedInterchange | 0 | 0 | 0 | 0 | 0 | 0
Levelized Capital Costs by Reporting Type: MAPP_CA
ReportingType | 2015 | 2020 | 2025 | 2030 | 2035 | 2040
BM | 0 | 0 | 0 | 0 | 0 | 0
CC | 0 | 0 | 0 | 0 | 0 | 0
CSP | 0 | 0 | 0 | 0 | 0 | 0
CT | 2.94 | 2.94 | 2.94 | 2.94 | 0 | 0
Coal | 0 | 0 | 0 | 0 | 0 | 0
Geo | 0 | 0 | 0 | 0 | 0 | 0
H | 0 | 114.46 | 727.59 | 1538.45 | 1538.45 | 1538.45
LFG | 0 | 0 | 0 | 0 | 0 | 0
Nuc | 0 | 0 | 0 | 0 | 0 | 0
PS | 0 | 0 | 0 | 0 | 0 | 0
PV | 0 | 0 | 0 | 0 | 0 | 0
PeakG | 0 | 0 | 0 | 0 | 0 | 0
PeakO | 0 | 0 | 0 | 0 | 0 | 0
ST | 0 | 0 | 0 | 0 | 0 | 0
STOG | 0 | 0 | 0 | 0 | 0 | 0
STWD | 0 | 0 | 0 | 0 | 0 | 0
WT | 87.23 | 87.23 | 87.23 | 87.23 | 0 | 0
IGCC | 0 | 0 | 0 | 0 | 0 | 0
DemandResponse | 0 | 0 | 0 | 0 | 0 | 0
IGCC-CCS | 0 | 0 | 0 | 0 | 0 | 0
WT_off | 0 | 0 | 0 | 0 | 0 | 0
PseudoUnit | 0 | 0 | 0 | 0 | 0 | 0
FixedInterchange | 0 | 0 | 0 | 0 | 0 | 0
Levelized Capital Costs by Reporting Type: AZ_NM_SNV_Coal
ReportingType | 2015 | 2020 | 2025 | 2030 | 2035 | 2040
BM | 0 | 0 | 0 | 0 | 0 | 0
CC | 0 | 0 | 0 | 0 | 0 | 0
CSP | 0 | 0 | 0 | 0 | 0 | 0
CT | 0 | 0 | 0 | 0 | 0 | 0
Coal | 0 | 0 | 0 | 0 | 0 | 2276.08
Geo | 0 | 0 | 0 | 0 | 0 | 0
H | 0 | 0 | 0 | 0 | 0 | 0
LFG | 0 | 0 | 0 | 0 | 0 | 0
Nuc | 0 | 0 | 0 | 0 | 0 | 0
PS | 0 | 0 | 0 | 0 | 0 | 0
PV | 0 | 0 | 0 | 0 | 0 | 0
PeakG | 0 | 0 | 0 | 0 | 0 | 0
PeakO | 0 | 0 | 0 | 0 | 0 | 0
ST | 0 | 0 | 0 | 0 | 0 | 0
STOG | 0 | 0 | 0 | 0 | 0 | 0
STWD | 0 | 0 | 0 | 0 | 0 | 0
WT | 0 | 0 | 0 | 0 | 0 | 0
IGCC | 0 | 0 | 0 | 0 | 0 | 0
DemandResponse | 0 | 0 | 0 | 0 | 0 | 0
IGCC-CCS | 0 | 0 | 0 | 0 | 0 | 0
WT_off | 0 | 0 | 0 | 0 | 0 | 0
PseudoUnit | 0 | 0 | 0 | 0 | 0 | 0
FixedInterchange | 0 | 0 | 0 | 0 | 0 | 0
Levelized Capital Costs by Reporting Type: AZ_NM_SNV_Gas
ReportingType | 2015 | 2020 | 2025 | 2030 | 2035 | 2040
BM | 0 | 0 | 0 | 0 | 0 | 0
CC | 79.32 | 249.83 | 249.83 | 700.13 | 930.35 | 851.03
CSP | 0 | 0 | 0 | 0 | 0 | 0
CT | 63.7 | 63.7 | 63.7 | 63.7 | 0 | 0
Coal | 0 | 0 | 0 | 0 | 0 | 0
Geo | 0 | 0 | 0 | 0 | 0 | 0
H | 0 | 0 | 0 | 0 | 0 | 0
LFG | 0 | 0 | 0 | 0 | 0 | 0
Nuc | 0 | 0 | 0 | 0 | 0 | 0
PS | 0 | 0 | 0 | 0 | 0 | 0
PV | 0 | 0 | 0 | 0 | 0 | 0
PeakG | 0 | 0 | 0 | 0 | 0 | 0
PeakO | 0 | 0 | 0 | 0 | 0 | 0
ST | 0 | 0 | 0 | 0 | 0 | 0
STOG | 0 | 0 | 0 | 0 | 0 | 0
STWD | 0 | 0 | 0 | 0 | 0 | 0
WT | 0 | 0 | 0 | 0 | 0 | 0
IGCC | 0 | 0 | 0 | 0 | 0 | 0
DemandResponse | 0 | 0 | 0 | 0 | 0 | 0
IGCC-CCS | 0 | 0 | 0 | 0 | 0 | 0
WT_off | 0 | 0 | 0 | 0 | 0 | 0
PseudoUnit | 0 | 0 | 0 | 0 | 0 | 0
FixedInterchange | 0 | 0 | 0 | 0 | 0 | 0
Levelized Capital Costs by Reporting Type: AZ_NM_SNV_NucRenew
ReportingType | 2015 | 2020 | 2025 | 2030 | 2035 | 2040
BM | 0 | 0 | 0 | 0 | 0 | 0
CC | 0 | 0 | 0 | 0 | 0 | 0
CSP | 0 | 0 | 0 | 0 | 0 | 0
CT | 0 | 0 | 0 | 0 | 0 | 0
Coal | 0 | 0 | 0 | 0 | 0 | 0
Geo | 0 | 0 | 623.07 | 623.07 | 623.07 | 623.07
H | 0 | 0 | 0 | 0 | 0 | 0
LFG | 0 | 0 | 16.43 | 16.43 | 16.43 | 16.43
Nuc | 0 | 0 | 0 | 0 | 0 | 0
PS | 0 | 0 | 0 | 0 | 0 | 0
PV | 47.79 | 47.79 | 47.79 | 47.79 | 0 | 0
PeakG | 0 | 0 | 0 | 0 | 0 | 0
PeakO | 0 | 0 | 0 | 0 | 0 | 0
ST | 139.01 | 333.47 | 445.93 | 408.53 | 357.58 | 163.12
STOG | 0 | 0 | 0 | 0 | 0 | 0
STWD | 0 | 0 | 0 | 0 | 0 | 0
WT | 17.95 | 17.95 | 101.64 | 259.14 | 241.19 | 241.19
IGCC | 0 | 0 | 0 | 0 | 0 | 0
DemandResponse | 0 | 0 | 0 | 0 | 0 | 0
IGCC-CCS | 0 | 0 | 0 | 0 | 0 | 0
WT_off | 0 | 0 | 0 | 0 | 0 | 0
PseudoUnit | 0 | 0 | 0 | 0 | 0 | 0
FixedInterchange | 0 | 0 | 0 | 0 | 0 | 0
Levelized Capital Costs by Reporting Type: ERCOT
ReportingType | 2015 | 2020 | 2025 | 2030 | 2035 | 2040
BM | 54.69 | 54.69 | 54.69 | 600.01 | 620.58 | 657.88
CC | 29.12 | 29.12 | 29.12 | 29.12 | 218.09 | 549.64
CSP | 0 | 0 | 0 | 0 | 0 | 0
CT | 20.97 | 20.97 | 20.97 | 20.97 | 0 | 0
Coal | 540.38 | 540.38 | 540.38 | 540.38 | 540.38 | 540.38
Geo | 0 | 0 | 0 | 0 | 0 | 0
H | 0 | 0 | 0 | 207 | 207 | 207
LFG | 0 | 0 | 93.08 | 93.08 | 93.08 | 93.08
Nuc | 0 | 0 | 0 | 0 | 0 | 0
PS | 0 | 0 | 0 | 0 | 0 | 0
PV | 6.7 | 6.7 | 6.7 | 6.7 | 0 | 0
PeakG | 0 | 0 | 0 | 0 | 0 | 0
PeakO | 0 | 0 | 0 | 0 | 0 | 0
ST | 0 | 0 | 0 | 0 | 0 | 0
STOG | 0 | 0 | 0 | 0 | 0 | 0
STWD | 0 | 0 | 0 | 0 | 0 | 0
WT | 94.16 | 2253.13 | 4597.1 | 6055.64 | 6168.46 | 4380.65
IGCC | 0 | 0 | 0 | 0 | 0 | 0
DemandResponse | 0 | 0 | 0 | 0 | 0 | 0
IGCC-CCS | 0 | 0 | 0 | 0 | 0 | 0
WT_off | 0 | 0 | 0 | 0 | 0 | 0
PseudoUnit | 0 | 0 | 0 | 0 | 0 | 0
FixedInterchange | 0 | 0 | 0 | 0 | 0 | 0
Levelized Capital Costs by Reporting Type: NP15
ReportingType | 2015 | 2020 | 2025 | 2030 | 2035 | 2040
BM | 0 | 0 | 0 | 0 | 0 | 0
CC | 130.44 | 130.44 | 130.44 | 130.44 | 130.44 | 0
CSP | 0 | 0 | 0 | 0 | 0 | 0
CT | 18.56 | 197 | 197 | 518.54 | 855.52 | 1029.65
Coal | 0 | 0 | 0 | 0 | 0 | 0
Geo | 0 | 80.68 | 283.22 | 283.22 | 283.22 | 202.54
H | 0 | 0 | 0 | 0 | 0 | 0
LFG | 0 | 0 | 169.39 | 169.39 | 169.39 | 169.39
Nuc | 0 | 0 | 0 | 0 | 0 | 0
PS | 0 | 0 | 0 | 0 | 0 | 0
PV | 3.82 | 3.82 | 3.82 | 3.82 | 0 | 0
PeakG | 0 | 0 | 0 | 0 | 0 | 0
PeakO | 0 | 0 | 0 | 0 | 0 | 0
ST | 17.26 | 17.26 | 17.26 | 17.26 | 0 | 0
STOG | 0 | 0 | 0 | 0 | 0 | 0
STWD | 0 | 0 | 0 | 0 | 0 | 0
WT | 31.59 | 281.29 | 2693.58 | 3390.26 | 3363.11 | 3113.41
IGCC | 0 | 0 | 0 | 0 | 0 | 0
DemandResponse | 0 | 0 | 0 | 0 | 0 | 0
IGCC-CCS | 0 | 0 | 0 | 0 | 0 | 0
WT_off | 0 | 0 | 0 | 0 | 0 | 0
PseudoUnit | 0 | 0 | 0 | 0 | 0 | 0
FixedInterchange | 0 | 0 | 0 | 0 | 0 | 0
Levelized Capital Costs by Reporting Type: NWPP_Coal
ReportingType | 2015 | 2020 | 2025 | 2030 | 2035 | 2040
BM | 0 | 0 | 0 | 0 | 0 | 0
CC | 0 | 0 | 0 | 0 | 0 | 0
CSP | 0 | 0 | 0 | 0 | 0 | 0
CT | 0 | 0 | 0 | 0 | 0 | 0
Coal | 0 | 0 | 0 | 0 | 0 | 0
Geo | 0 | 0 | 0 | 0 | 0 | 0
H | 0 | 0 | 0 | 0 | 0 | 0
LFG | 0 | 0 | 0 | 0 | 0 | 0
Nuc | 0 | 0 | 0 | 0 | 0 | 0
PS | 0 | 0 | 0 | 0 | 0 | 0
PV | 0 | 0 | 0 | 0 | 0 | 0
PeakG | 0 | 0 | 0 | 0 | 0 | 0
PeakO | 0 | 0 | 0 | 0 | 0 | 0
ST | 0 | 0 | 0 | 0 | 0 | 0
STOG | 0 | 0 | 0 | 0 | 0 | 0
STWD | 0 | 0 | 0 | 0 | 0 | 0
WT | 0 | 0 | 0 | 0 | 0 | 0
IGCC | 0 | 0 | 0 | 0 | 0 | 0
DemandResponse | 0 | 0 | 0 | 0 | 0 | 0
IGCC-CCS | 0 | 0 | 0 | 0 | 0 | 0
WT_off | 0 | 0 | 0 | 0 | 0 | 0
PseudoUnit | 0 | 0 | 0 | 0 | 0 | 0
FixedInterchange | 0 | 0 | 0 | 0 | 0 | 0
Levelized Capital Costs by Reporting Type: NWPP_Gas
ReportingType | 2015 | 2020 | 2025 | 2030 | 2035 | 2040
BM | 0 | 0 | 0 | 0 | 0 | 0
CC | 33.4 | 33.4 | 33.4 | 345.75 | 865.17 | 899.37
CSP | 0 | 0 | 0 | 0 | 0 | 0
CT | 13.02 | 13.02 | 13.02 | 13.02 | 0 | 0
Coal | 0 | 0 | 0 | 0 | 0 | 118.5
Geo | 0 | 0 | 0 | 0 | 0 | 0
H | 0 | 0 | 0 | 0 | 0 | 0
LFG | 0 | 0 | 0 | 0 | 0 | 0
Nuc | 0 | 0 | 0 | 0 | 0 | 0
PS | 0 | 0 | 0 | 0 | 0 | 0
PV | 0 | 0 | 0 | 0 | 0 | 0
PeakG | 0 | 0 | 0 | 0 | 0 | 0
PeakO | 0 | 0 | 0 | 0 | 0 | 0
ST | 0 | 0 | 0 | 0 | 0 | 0
STOG | 0 | 0 | 0 | 0 | 0 | 0
STWD | 0 | 0 | 0 | 0 | 0 | 0
WT | 0 | 0 | 0 | 0 | 0 | 0
IGCC | 0 | 0 | 0 | 0 | 0 | 0
DemandResponse | 0 | 0 | 0 | 0 | 0 | 0
IGCC-CCS | 0 | 0 | 0 | 0 | 0 | 0
WT_off | 0 | 0 | 0 | 0 | 0 | 0
PseudoUnit | 0 | 0 | 0 | 0 | 0 | 0
FixedInterchange | 0 | 0 | 0 | 0 | 0 | 0
Levelized Capital Costs by Reporting Type: NWPP_NucRenew
ReportingType | 2015 | 2020 | 2025 | 2030 | 2035 | 2040
BM | 13.89 | 13.89 | 13.89 | 13.89 | 13.89 | 13.89
CC | 0 | 0 | 0 | 0 | 0 | 0
CSP | 0 | 0 | 0 | 0 | 0 | 0
CT | 0 | 0 | 0 | 0 | 0 | 0
Coal | 0 | 0 | 0 | 0 | 0 | 0
Geo | 39.91 | 39.91 | 226.59 | 226.59 | 186.68 | 186.68
H | 0 | 0 | 0 | 0 | 0 | 0
LFG | 7.13 | 7.13 | 63.04 | 73.08 | 65.95 | 65.95
Nuc | 0 | 0 | 0 | 0 | 0 | 0
PS | 0 | 0 | 0 | 0 | 0 | 0
PV | 0 | 0 | 0 | 0 | 0 | 0
PeakG | 0 | 0 | 0 | 0 | 0 | 0
PeakO | 0 | 0 | 0 | 0 | 0 | 0
ST | 0 | 0 | 0 | 0 | 0 | 0
STOG | 0 | 0 | 0 | 0 | 0 | 0
STWD | 0 | 0 | 0 | 0 | 0 | 0
WT | 286.32 | 286.32 | 286.32 | 286.32 | 0 | 0
IGCC | 0 | 0 | 0 | 0 | 0 | 0
DemandResponse | 0 | 0 | 0 | 0 | 0 | 0
IGCC-CCS | 0 | 0 | 0 | 0 | 0 | 0
WT_off | 0 | 0 | 0 | 0 | 0 | 0
PseudoUnit | 0 | 0 | 0 | 0 | 0 | 0
FixedInterchange | 0 | 0 | 0 | 0 | 0 | 0
Levelized Capital Costs by Reporting Type: RMPA
ReportingType | 2015 | 2020 | 2025 | 2030 | 2035 | 2040
BM | 0 | 0 | 0 | 0 | 0 | 0
CC | 0 | 0 | 0 | 0 | 0 | 0
CSP | 0 | 0 | 0 | 0 | 0 | 0
CT | 15.2 | 15.2 | 15.2 | 15.2 | 0 | 0
Coal | 108.63 | 108.63 | 108.63 | 108.63 | 452.8 | 841.66
Geo | 0 | 205.58 | 1104.9 | 1115.58 | 1115.58 | 910
H | 0 | 0 | 0 | 0 | 0 | 0
LFG | 0.39 | 0.39 | 0.39 | 8.21 | 7.82 | 7.82
Nuc | 0 | 0 | 0 | 0 | 0 | 0
PS | 0 | 0 | 0 | 0 | 0 | 0
PV | 0.51 | 0.51 | 0.51 | 0.51 | 0 | 0
PeakG | 0 | 0 | 0 | 0 | 0 | 0
PeakO | 0 | 0 | 0 | 0 | 0 | 0
ST | 1.46 | 172.69 | 186.04 | 192.35 | 190.89 | 19.66
STOG | 0 | 0 | 0 | 0 | 0 | 0
STWD | 0 | 0 | 0 | 0 | 0 | 0
WT | 221 | 221 | 221 | 221 | 0 | 0
IGCC | 0 | 0 | 0 | 0 | 0 | 0
DemandResponse | 0 | 0 | 0 | 0 | 0 | 0
IGCC-CCS | 0 | 0 | 0 | 0 | 0 | 0
WT_off | 0 | 0 | 0 | 0 | 0 | 0
PseudoUnit | 0 | 0 | 0 | 0 | 0 | 0
FixedInterchange | 0 | 0 | 0 | 0 | 0 | 0
Levelized Capital Costs by Reporting Type: SP15
ReportingType | 2015 | 2020 | 2025 | 2030 | 2035 | 2040
BM | 2.9 | 2.9 | 2.9 | 2.9 | 2.9 | 2.9
CC | 60.76 | 60.76 | 60.76 | 60.76 | 60.76 | 0
CSP | 0 | 0 | 0 | 0 | 0 | 0
CT | 0 | 0 | 0 | 0 | 0 | 0
Coal | 0 | 0 | 0 | 0 | 0 | 0
Geo | 23 | 647.36 | 647.36 | 624.36 | 624.36 | 0
H | 0 | 0 | 0 | 0 | 0 | 0
LFG | 2.85 | 161.36 | 171.62 | 171.31 | 168.77 | 10.26
Nuc | 0 | 0 | 0 | 0 | 0 | 0
PS | 0 | 0 | 0 | 0 | 0 | 0
PV | 2.22 | 2.22 | 2.22 | 2.22 | 0 | 0
PeakG | 0 | 0 | 0 | 0 | 0 | 0
PeakO | 0 | 0 | 0 | 0 | 0 | 0
ST | 262.18 | 262.18 | 262.18 | 262.18 | 0 | 0
STOG | 0 | 0 | 0 | 0 | 0 | 0
STWD | 0 | 0 | 0 | 0 | 0 | 0
WT | 233.4 | 233.4 | 233.4 | 233.4 | 0 | 0
IGCC | 0 | 0 | 0 | 0 | 0 | 0
DemandResponse | 0 | 0 | 0 | 0 | 0 | 0
IGCC-CCS | 0 | 0 | 0 | 0 | 0 | 0
WT_off | 0 | 0 | 0 | 0 | 0 | 0
PseudoUnit | 0 | 0 | 0 | 0 | 0 | 0
FixedInterchange | 0 | 0 | 0 | 0 | 0 | 0
Levelized Capital Costs by Reporting Type: ALB
ReportingType | 2015 | 2020 | 2025 | 2030 | 2035 | 2040
BM | 0 | 0 | 0 | 0 | 0 | 0
CC | 47.13 | 108.04 | 196.6 | 263.4 | 420.32 | 493.71
CSP | 0 | 0 | 0 | 0 | 0 | 0
CT | 16.7 | 16.7 | 16.7 | 16.7 | 0 | 0
Coal | 147.62 | 147.62 | 147.62 | 147.62 | 147.62 | 147.62
Geo | 0 | 0 | 0 | 0 | 0 | 0
H | 0 | 0 | 0 | 0 | 0 | 0
LFG | 0 | 0 | 0 | 0 | 0 | 0
Nuc | 0 | 0 | 0 | 0 | 0 | 0
PS | 0 | 0 | 0 | 0 | 0 | 0
PV | 0 | 0 | 0 | 0 | 0 | 0
PeakG | 0 | 0 | 0 | 0 | 0 | 0
PeakO | 0 | 0 | 0 | 0 | 0 | 0
ST | 0 | 0 | 0 | 0 | 0 | 0
STOG | 0 | 0 | 0 | 0 | 0 | 0
STWD | 0 | 0 | 0 | 0 | 0 | 0
WT | 2.54 | 2.54 | 2.54 | 2.54 | 0 | 0
IGCC | 0 | 0 | 0 | 0 | 0 | 0
DemandResponse | 0 | 0 | 0 | 0 | 0 | 0
IGCC-CCS | 0 | 0 | 0 | 0 | 0 | 0
WT_off | 0 | 0 | 0 | 0 | 0 | 0
PseudoUnit | 0 | 0 | 0 | 0 | 0 | 0
FixedInterchange | 0 | 0 | 0 | 0 | 0 | 0
Levelized Capital Costs by Reporting Type: BC
ReportingType | 2015 | 2020 | 2025 | 2030 | 2035 | 2040
BM | 0 | 0 | 0 | 0 | 0 | 0
CC | 135.61 | 155.31 | 212.58 | 287.6 | 376.97 | 317.11
CSP | 0 | 0 | 0 | 0 | 0 | 0
CT | 0 | 0 | 0 | 0 | 0 | 12.99
Coal | 0 | 0 | 0 | 0 | 0 | 0
Geo | 0 | 0 | 0 | 0 | 0 | 0
H | 0 | 0 | 0 | 0 | 0 | 0
LFG | 0 | 0 | 0 | 0 | 0 | 0
Nuc | 0 | 0 | 0 | 0 | 0 | 0
PS | 0 | 0 | 0 | 0 | 0 | 0
PV | 0 | 0 | 0 | 0 | 0 | 0
PeakG | 0 | 0 | 0 | 0 | 0 | 0
PeakO | 0 | 0 | 0 | 0 | 0 | 0
ST | 0 | 0 | 0 | 0 | 0 | 0
STOG | 0 | 0 | 0 | 0 | 0 | 0
STWD | 0 | 0 | 0 | 0 | 0 | 0
WT | 40.68 | 40.68 | 40.68 | 40.68 | 0 | 0
IGCC | 0 | 0 | 0 | 0 | 0 | 0
DemandResponse | 0 | 0 | 0 | 0 | 0 | 0
IGCC-CCS | 0 | 0 | 0 | 0 | 0 | 0
WT_off | 0 | 0 | 0 | 0 | 0 | 0
PseudoUnit | 0 | 0 | 0 | 0 | 0 | 0
FixedInterchange | 0 | 0 | 0 | 0 | 0 | 0
Levelized Capital Costs by Reporting Type: HQ_IESO
ReportingType | 2015 | 2020 | 2025 | 2030 | 2035 | 2040
BM | 0 | 0 | 0 | 0 | 0 | 0
CC | 0 | 0 | 0 | 0 | 0 | 0
CSP | 0 | 0 | 0 | 0 | 0 | 0
CT | 0 | 0 | 0 | 0 | 0 | 0
Coal | 0 | 0 | 0 | 0 | 0 | 0
Geo | 0 | 0 | 0 | 0 | 0 | 0
H | 0 | 0 | 0 | 0 | 0 | 0
LFG | 0 | 0 | 0 | 0 | 0 | 0
Nuc | 0 | 0 | 0 | 0 | 0 | 0
PS | 0 | 0 | 0 | 0 | 0 | 0
PV | 0 | 0 | 0 | 0 | 0 | 0
PeakG | 0 | 0 | 0 | 0 | 0 | 0
PeakO | 0 | 0 | 0 | 0 | 0 | 0
ST | 0 | 0 | 0 | 0 | 0 | 0
STOG | 0 | 0 | 0 | 0 | 0 | 0
STWD | 0 | 0 | 0 | 0 | 0 | 0
WT | 0 | 0 | 0 | 0 | 0 | 0
IGCC | 0 | 0 | 0 | 0 | 0 | 0
DemandResponse | 0 | 0 | 0 | 0 | 0 | 0
IGCC-CCS | 0 | 0 | 0 | 0 | 0 | 0
WT_off | 0 | 0 | 0 | 0 | 0 | 0
PseudoUnit | 0 | 0 | 0 | 0 | 0 | 0
FixedInterchange | 0 | 0 | 0 | 0 | 0 | 0
Levelized Capital Costs by Reporting Type: HQ_NEISO
ReportingType | 2015 | 2020 | 2025 | 2030 | 2035 | 2040
BM | 0 | 0 | 0 | 0 | 0 | 0
CC | 0 | 0 | 0 | 0 | 0 | 0
CSP | 0 | 0 | 0 | 0 | 0 | 0
CT | 0 | 0 | 0 | 0 | 0 | 0
Coal | 0 | 0 | 0 | 0 | 0 | 0
Geo | 0 | 0 | 0 | 0 | 0 | 0
H | 0 | 0 | 0 | 0 | 0 | 0
LFG | 0 | 0 | 0 | 0 | 0 | 0
Nuc | 0 | 0 | 0 | 0 | 0 | 0
PS | 0 | 0 | 0 | 0 | 0 | 0
PV | 0 | 0 | 0 | 0 | 0 | 0
PeakG | 0 | 0 | 0 | 0 | 0 | 0
PeakO | 0 | 0 | 0 | 0 | 0 | 0
ST | 0 | 0 | 0 | 0 | 0 | 0
STOG | 0 | 0 | 0 | 0 | 0 | 0
STWD | 0 | 0 | 0 | 0 | 0 | 0
WT | 0 | 0 | 0 | 0 | 0 | 0
IGCC | 0 | 0 | 0 | 0 | 0 | 0
DemandResponse | 0 | 0 | 0 | 0 | 0 | 0
IGCC-CCS | 0 | 0 | 0 | 0 | 0 | 0
WT_off | 0 | 0 | 0 | 0 | 0 | 0
PseudoUnit | 0 | 0 | 0 | 0 | 0 | 0
FixedInterchange | 0 | 0 | 0 | 0 | 0 | 0
Levelized Capital Costs by Reporting Type: HQ_NY
ReportingType | 2015 | 2020 | 2025 | 2030 | 2035 | 2040
BM | 0 | 0 | 0 | 0 | 0 | 0
CC | 0 | 0 | 0 | 0 | 0 | 0
CSP | 0 | 0 | 0 | 0 | 0 | 0
CT | 0 | 0 | 0 | 0 | 0 | 0
Coal | 0 | 0 | 0 | 0 | 0 | 0
Geo | 0 | 0 | 0 | 0 | 0 | 0
H | 0 | 0 | 0 | 0 | 0 | 0
LFG | 0 | 0 | 0 | 0 | 0 | 0
Nuc | 0 | 0 | 0 | 0 | 0 | 0
PS | 0 | 0 | 0 | 0 | 0 | 0
PV | 0 | 0 | 0 | 0 | 0 | 0
PeakG | 0 | 0 | 0 | 0 | 0 | 0
PeakO | 0 | 0 | 0 | 0 | 0 | 0
ST | 0 | 0 | 0 | 0 | 0 | 0
STOG | 0 | 0 | 0 | 0 | 0 | 0
STWD | 0 | 0 | 0 | 0 | 0 | 0
WT | 0 | 0 | 0 | 0 | 0 | 0
IGCC | 0 | 0 | 0 | 0 | 0 | 0
DemandResponse | 0 | 0 | 0 | 0 | 0 | 0
IGCC-CCS | 0 | 0 | 0 | 0 | 0 | 0
WT_off | 0 | 0 | 0 | 0 | 0 | 0
PseudoUnit | 0 | 0 | 0 | 0 | 0 | 0
FixedInterchange | 0 | 0 | 0 | 0 | 0 | 0
Levelized Capital Costs by Reporting Type: MARITIMES
ReportingType | 2015 | 2020 | 2025 | 2030 | 2035 | 2040
BM | 0 | 0 | 0 | 0 | 0 | 0
CC | 0 | 0 | 0 | 0 | 0 | 0
CSP | 0 | 0 | 0 | 0 | 0 | 0
CT | 0 | 0 | 0 | 0 | 0 | 0
Coal | 0 | 0 | 0 | 0 | 0 | 0
Geo | 0 | 0 | 0 | 0 | 0 | 0
H | 0 | 0 | 0 | 0 | 0 | 0
LFG | 0 | 0 | 0 | 0 | 0 | 0
Nuc | 0 | 0 | 0 | 0 | 0 | 0
PS | 0 | 0 | 0 | 0 | 0 | 0
PV | 0 | 0 | 0 | 0 | 0 | 0
PeakG | 0 | 0 | 0 | 0 | 0 | 0
PeakO | 0 | 0 | 0 | 0 | 0 | 0
ST | 0 | 0 | 0 | 0 | 0 | 0
STOG | 0 | 0 | 0 | 0 | 0 | 0
STWD | 0 | 0 | 0 | 0 | 0 | 0
WT | 0 | 0 | 0 | 0 | 0 | 0
IGCC | 0 | 0 | 0 | 0 | 0 | 0
DemandResponse | 0 | 0 | 0 | 0 | 0 | 0
IGCC-CCS | 0 | 0 | 0 | 0 | 0 | 0
WT_off | 0 | 0 | 0 | 0 | 0 | 0
PseudoUnit | 0 | 173.48 | 173.48 | 173.48 | 173.48 | 173.48
FixedInterchange | 0 | 0 | 0 | 0 | 0 | 0
Levelized Capital Costs by Reporting Type: All
ReportingType | 2015 | 2020 | 2025 | 2030 | 2035 | 2040
BM | 541.24 | 4852.52 | 6850.78 | 9348.04 | 10009.5 | 10219.6
CC | 3707.66 | 4246.1 | 4391.92 | 5473.55 | 8655.15 | 8663.21
CSP | 0 | 0 | 0 | 0 | 0 | 0
CT | 729.45 | 1296.08 | 1467.18 | 2345.68 | 3550.82 | 4007
Coal | 3114.71 | 3114.71 | 3114.71 | 3114.71 | 3458.88 | 9705.97
Geo | 62.91 | 973.52 | 2885.14 | 2872.82 | 2832.91 | 1922.29
H | 0 | 533.95 | 1494.49 | 2512.35 | 2530.48 | 2816.26
LFG | 57.1 | 617.98 | 1243.54 | 1433.76 | 1390.21 | 829.34
Nuc | 684.91 | 3259.17 | 3259.17 | 3259.17 | 3259.17 | 3259.17
PS | 0 | 0 | 0 | 0 | 0 | 0
PV | 639.31 | 1684.27 | 2158.94 | 2267.9 | 1681.96 | 698.81
PeakG | 0 | 0 | 0 | 0 | 0 | 0
PeakO | 0 | 0 | 0 | 0 | 0 | 0
ST | 419.92 | 785.61 | 911.41 | 880.32 | 548.47 | 182.78
STOG | 0 | 0 | 0 | 0 | 0 | 0
STWD | 0 | 0 | 0 | 0 | 0 | 0
WT | 7365.25 | 20726.81 | 35118.87 | 47122.95 | 42553.22 | 30910.73
IGCC | 215.26 | 215.26 | 215.26 | 215.26 | 215.26 | 215.26
DemandResponse | 0 | 0 | 0 | 0 | 0 | 0
IGCC-CCS | 0 | 0 | 0 | 0 | 0 | 0
WT_off | 323.12 | 323.12 | 9454.46 | 20552.41 | 21706.79 | 23970.06
PseudoUnit | 0 | 173.48 | 173.48 | 173.48 | 173.48 | 173.48
FixedInterchange | 0 | 0 | 0 | 0 | 0 | 0
Levelized Capital Costs by Reporting Type: EI_US
ReportingType | 2015 | 2020 | 2025 | 2030 | 2035 | 2040
BM | 324.96 | 4636.24 | 6634.5 | 8586.43 | 9227.33 | 9400.12
CC | 3016.47 | 3303.78 | 3303.78 | 3480.93 | 5477.64 | 5552.34
CSP | 0 | 0 | 0 | 0 | 0 | 0
CT | 536.56 | 924.75 | 1095.85 | 1652.8 | 2642.82 | 2634.6
Coal | 2318.08 | 2318.08 | 2318.08 | 2318.08 | 2318.08 | 5781.74
Geo | 0 | 0 | 0 | 0 | 0 | 0
H | 0 | 419.48 | 766.9 | 766.9 | 785.03 | 1070.81
LFG | 41.61 | 443.97 | 724.47 | 897.14 | 868.6 | 466.24
Nuc | 684.91 | 3259.17 | 3259.17 | 3259.17 | 3259.17 | 3259.17
PS | 0 | 0 | 0 | 0 | 0 | 0
PV | 38.53 | 1083.49 | 1558.16 | 1667.12 | 1681.96 | 698.81
PeakG | 0 | 0 | 0 | 0 | 0 | 0
PeakO | 0 | 0 | 0 | 0 | 0 | 0
ST | 0 | 0 | 0 | 0 | 0 | 0
STOG | 0 | 0 | 0 | 0 | 0 | 0
STWD | 0 | 0 | 0 | 0 | 0 | 0
WT | 5689.99 | 16642.88 | 26195 | 35886.34 | 32780.46 | 23175.47
IGCC | 215.26 | 215.26 | 215.26 | 215.26 | 215.26 | 215.26
DemandResponse | 0 | 0 | 0 | 0 | 0 | 0
IGCC-CCS | 0 | 0 | 0 | 0 | 0 | 0
WT_off | 323.12 | 323.12 | 9454.46 | 20552.41 | 21706.79 | 23970.06
PseudoUnit | 0 | 173.48 | 173.48 | 173.48 | 173.48 | 173.48
FixedInterchange | 0 | 0 | 0 | 0 | 0 | 0
Levelized Capital Costs by Reporting Type: EI_Canada
ReportingType | 2015 | 2020 | 2025 | 2030 | 2035 | 2040
BM | 144.8 | 144.8 | 144.8 | 144.8 | 144.8 | 144.8
CC | 175.41 | 175.41 | 175.41 | 175.41 | 175.41 | 0
CSP | 0 | 0 | 0 | 0 | 0 | 0
CT | 44.74 | 44.74 | 44.74 | 44.74 | 52.48 | 329.77
Coal | 0 | 0 | 0 | 0 | 0 | 0
Geo | 0 | 0 | 0 | 0 | 0 | 0
H | 0 | 114.46 | 727.59 | 1538.45 | 1538.45 | 1538.45
LFG | 5.12 | 5.12 | 5.12 | 5.12 | 0.17 | 0.17
Nuc | 0 | 0 | 0 | 0 | 0 | 0
PS | 0 | 0 | 0 | 0 | 0 | 0
PV | 539.74 | 539.74 | 539.74 | 539.74 | 0 | 0
PeakG | 0 | 0 | 0 | 0 | 0 | 0
PeakO | 0 | 0 | 0 | 0 | 0 | 0
ST | 0 | 0 | 0 | 0 | 0 | 0
STOG | 0 | 0 | 0 | 0 | 0 | 0
STWD | 0 | 0 | 0 | 0 | 0 | 0
WT | 747.62 | 747.62 | 747.62 | 747.62 | 0 | 0
IGCC | 0 | 0 | 0 | 0 | 0 | 0
DemandResponse | 0 | 0 | 0 | 0 | 0 | 0
IGCC-CCS | 0 | 0 | 0 | 0 | 0 | 0
WT_off | 0 | 0 | 0 | 0 | 0 | 0
PseudoUnit | 0 | 0 | 0 | 0 | 0 | 0
FixedInterchange | 0 | 0 | 0 | 0 | 0 | 0
Levelized Capital Costs by Reporting Type: EI
ReportingType | 2015 | 2020 | 2025 | 2030 | 2035 | 2040
BM | 469.76 | 4781.04 | 6779.3 | 8731.24 | 9372.13 | 9544.93
CC | 3191.88 | 3479.19 | 3479.19 | 3656.34 | 5653.05 | 5552.34
CSP | 0 | 0 | 0 | 0 | 0 | 0
CT | 581.29 | 969.49 | 1140.58 | 1697.53 | 2695.3 | 2964.36
Coal | 2318.08 | 2318.08 | 2318.08 | 2318.08 | 2318.08 | 5781.74
Geo | 0 | 0 | 0 | 0 | 0 | 0
H | 0 | 533.95 | 1494.49 | 2305.35 | 2323.48 | 2609.26
LFG | 46.73 | 449.09 | 729.59 | 902.26 | 868.77 | 466.41
Nuc | 684.91 | 3259.17 | 3259.17 | 3259.17 | 3259.17 | 3259.17
PS | 0 | 0 | 0 | 0 | 0 | 0
PV | 578.28 | 1623.23 | 2097.9 | 2206.86 | 1681.96 | 698.81
PeakG | 0 | 0 | 0 | 0 | 0 | 0
PeakO | 0 | 0 | 0 | 0 | 0 | 0
ST | 0 | 0 | 0 | 0 | 0 | 0
STOG | 0 | 0 | 0 | 0 | 0 | 0
STWD | 0 | 0 | 0 | 0 | 0 | 0
WT | 6437.61 | 17390.51 | 26942.62 | 36633.96 | 32780.46 | 23175.47
IGCC | 215.26 | 215.26 | 215.26 | 215.26 | 215.26 | 215.26
DemandResponse | 0 | 0 | 0 | 0 | 0 | 0
IGCC-CCS | 0 | 0 | 0 | 0 | 0 | 0
WT_off | 323.12 | 323.12 | 9454.46 | 20552.41 | 21706.79 | 23970.06
PseudoUnit | 0 | 173.48 | 173.48 | 173.48 | 173.48 | 173.48
FixedInterchange | 0 | 0 | 0 | 0 | 0 | 0
Levelized Capital Costs by Reporting Type: Outside_EI
ReportingType | 2015 | 2020 | 2025 | 2030 | 2035 | 2040
BM | 71.48 | 71.48 | 71.48 | 616.8 | 637.37 | 674.68
CC | 515.79 | 766.9 | 912.73 | 1817.21 | 3002.1 | 3110.86
CSP | 0 | 0 | 0 | 0 | 0 | 0
CT | 148.16 | 326.6 | 326.6 | 648.14 | 855.52 | 1042.63
Coal | 796.63 | 796.63 | 796.63 | 796.63 | 1140.8 | 3924.24
Geo | 62.91 | 973.52 | 2885.14 | 2872.82 | 2832.91 | 1922.29
H | 0 | 0 | 0 | 207 | 207 | 207
LFG | 10.38 | 168.89 | 513.95 | 531.51 | 521.44 | 362.93
Nuc | 0 | 0 | 0 | 0 | 0 | 0
PS | 0 | 0 | 0 | 0 | 0 | 0
PV | 61.04 | 61.04 | 61.04 | 61.04 | 0 | 0
PeakG | 0 | 0 | 0 | 0 | 0 | 0
PeakO | 0 | 0 | 0 | 0 | 0 | 0
ST | 419.92 | 785.61 | 911.41 | 880.32 | 548.47 | 182.78
STOG | 0 | 0 | 0 | 0 | 0 | 0
STWD | 0 | 0 | 0 | 0 | 0 | 0
WT | 927.64 | 3336.3 | 8176.25 | 10488.99 | 9772.76 | 7735.26
IGCC | 0 | 0 | 0 | 0 | 0 | 0
DemandResponse | 0 | 0 | 0 | 0 | 0 | 0
IGCC-CCS | 0 | 0 | 0 | 0 | 0 | 0
WT_off | 0 | 0 | 0 | 0 | 0 | 0
PseudoUnit | 0 | 0 | 0 | 0 | 0 | 0
FixedInterchange | 0 | 0 | 0 | 0 | 0 | 0
#13 | Levelized Retrofit Capital Costs ($million)
Levelized Retrofit Capital Costs by Reporting Type: Entergy
ReportingType | 2015 | 2020 | 2025 | 2030 | 2035 | 2040
BM | 0 | 0 | 0 | 0 | 0 | 0
CC | 0 | 0 | 0 | 0 | 0 | 0
CSP | 0 | 0 | 0 | 0 | 0 | 0
CT | 0 | 0 | 0 | 0 | 0 | 0
Coal | 0 | 353.26 | 353.26 | 0 | 0 | 0
Geo | 0 | 0 | 0 | 0 | 0 | 0
H | 0 | 0 | 0 | 0 | 0 | 0
LFG | 0 | 0 | 0 | 0 | 0 | 0
Nuc | 0 | 0 | 0 | 0 | 0 | 0
PS | 0 | 0 | 0 | 0 | 0 | 0
PV | 0 | 0 | 0 | 0 | 0 | 0
PeakG | 0 | 0 | 0 | 0 | 0 | 0
PeakO | 0 | 0 | 0 | 0 | 0 | 0
ST | 0 | 0 | 0 | 0 | 0 | 0
STOG | 0 | 0 | 0 | 0 | 0 | 0
STWD | 0 | 0 | 0 | 0 | 0 | 0
WT | 0 | 0 | 0 | 0 | 0 | 0
IGCC | 0 | 0 | 0 | 0 | 0 | 0
DemandResponse | 0 | 0 | 0 | 0 | 0 | 0
IGCC-CCS | 0 | 0 | 0 | 0 | 0 | 0
WT_off | 0 | 0 | 0 | 0 | 0 | 0
PseudoUnit | 0 | 0 | 0 | 0 | 0 | 0
FixedInterchange | 0 | 0 | 0 | 0 | 0 | 0
Levelized Retrofit Capital Costs by Reporting Type: FRCC
ReportingType | 2015 | 2020 | 2025 | 2030 | 2035 | 2040
BM | 0 | 0 | 0 | 0 | 0 | 0
CC | 0 | 0 | 0 | 0 | 0 | 0
CSP | 0 | 0 | 0 | 0 | 0 | 0
CT | 0 | 0 | 0 | 0 | 0 | 0
Coal | 73.1 | 90.37 | 90.37 | 0 | 0 | 0
Geo | 0 | 0 | 0 | 0 | 0 | 0
H | 0 | 0 | 0 | 0 | 0 | 0
LFG | 0 | 0 | 0 | 0 | 0 | 0
Nuc | 0 | 0 | 0 | 0 | 0 | 0
PS | 0 | 0 | 0 | 0 | 0 | 0
PV | 0 | 0 | 0 | 0 | 0 | 0
PeakG | 0 | 0 | 0 | 0 | 0 | 0
PeakO | 0 | 0 | 0 | 0 | 0 | 0
ST | 0 | 0 | 0 | 0 | 0 | 0
STOG | 0 | 0 | 0 | 0 | 0 | 0
STWD | 0 | 0 | 0 | 0 | 0 | 0
WT | 0 | 0 | 0 | 0 | 0 | 0
IGCC | 0 | 0 | 0 | 0 | 0 | 0
DemandResponse | 0 | 0 | 0 | 0 | 0 | 0
IGCC-CCS | 0 | 0 | 0 | 0 | 0 | 0
WT_off | 0 | 0 | 0 | 0 | 0 | 0
PseudoUnit | 0 | 0 | 0 | 0 | 0 | 0
FixedInterchange | 0 | 0 | 0 | 0 | 0 | 0
Levelized Retrofit Capital Costs by Reporting Type: MAPP_US
ReportingType | 2015 | 2020 | 2025 | 2030 | 2035 | 2040
BM | 0 | 0 | 0 | 0 | 0 | 0
CC | 0 | 0 | 0 | 0 | 0 | 0
CSP | 0 | 0 | 0 | 0 | 0 | 0
CT | 0 | 0 | 0 | 0 | 0 | 0
Coal | 22.36 | 41.43 | 19.07 | 0 | 0 | 0
Geo | 0 | 0 | 0 | 0 | 0 | 0
H | 0 | 0 | 0 | 0 | 0 | 0
LFG | 0 | 0 | 0 | 0 | 0 | 0
Nuc | 0 | 0 | 0 | 0 | 0 | 0
PS | 0 | 0 | 0 | 0 | 0 | 0
PV | 0 | 0 | 0 | 0 | 0 | 0
PeakG | 0 | 0 | 0 | 0 | 0 | 0
PeakO | 0 | 0 | 0 | 0 | 0 | 0
ST | 0 | 0 | 0 | 0 | 0 | 0
STOG | 0 | 0 | 0 | 0 | 0 | 0
STWD | 0 | 0 | 0 | 0 | 0 | 0
WT | 0 | 0 | 0 | 0 | 0 | 0
IGCC | 0 | 0 | 0 | 0 | 0 | 0
DemandResponse | 0 | 0 | 0 | 0 | 0 | 0
IGCC-CCS | 0 | 0 | 0 | 0 | 0 | 0
WT_off | 0 | 0 | 0 | 0 | 0 | 0
PseudoUnit | 0 | 0 | 0 | 0 | 0 | 0
FixedInterchange | 0 | 0 | 0 | 0 | 0 | 0
Levelized Retrofit Capital Costs by Reporting Type: MISO_IN
ReportingType | 2015 | 2020 | 2025 | 2030 | 2035 | 2040
BM | 0 | 0 | 0 | 0 | 0 | 0
CC | 0 | 0 | 0 | 0 | 0 | 0
CSP | 0 | 0 | 0 | 0 | 0 | 0
CT | 0 | 0 | 0 | 0 | 0 | 0
Coal | 0 | 223.79 | 223.79 | 0 | 0 | 0
Geo | 0 | 0 | 0 | 0 | 0 | 0
H | 0 | 0 | 0 | 0 | 0 | 0
LFG | 0 | 0 | 0 | 0 | 0 | 0
Nuc | 0 | 0 | 0 | 0 | 0 | 0
PS | 0 | 0 | 0 | 0 | 0 | 0
PV | 0 | 0 | 0 | 0 | 0 | 0
PeakG | 0 | 0 | 0 | 0 | 0 | 0
PeakO | 0 | 0 | 0 | 0 | 0 | 0
ST | 0 | 0 | 0 | 0 | 0 | 0
STOG | 0 | 0 | 0 | 0 | 0 | 0
STWD | 0 | 0 | 0 | 0 | 0 | 0
WT | 0 | 0 | 0 | 0 | 0 | 0
IGCC | 0 | 0 | 0 | 0 | 0 | 0
DemandResponse | 0 | 0 | 0 | 0 | 0 | 0
IGCC-CCS | 0 | 0 | 0 | 0 | 0 | 0
WT_off | 0 | 0 | 0 | 0 | 0 | 0
PseudoUnit | 0 | 0 | 0 | 0 | 0 | 0
FixedInterchange | 0 | 0 | 0 | 0 | 0 | 0
Levelized Retrofit Capital Costs by Reporting Type: MISO_MI
ReportingType | 2015 | 2020 | 2025 | 2030 | 2035 | 2040
BM | 0 | 0 | 0 | 0 | 0 | 0
CC | 0 | 0 | 0 | 0 | 0 | 0
CSP | 0 | 0 | 0 | 0 | 0 | 0
CT | 0 | 0 | 0 | 0 | 0 | 0
Coal | 15.14 | 363.91 | 348.77 | 0 | 0 | 0
Geo | 0 | 0 | 0 | 0 | 0 | 0
H | 0 | 0 | 0 | 0 | 0 | 0
LFG | 0 | 0 | 0 | 0 | 0 | 0
Nuc | 0 | 0 | 0 | 0 | 0 | 0
PS | 0 | 0 | 0 | 0 | 0 | 0
PV | 0 | 0 | 0 | 0 | 0 | 0
PeakG | 0 | 0 | 0 | 0 | 0 | 0
PeakO | 0 | 0 | 0 | 0 | 0 | 0
ST | 0 | 0 | 0 | 0 | 0 | 0
STOG | 0 | 0 | 0 | 0 | 0 | 0
STWD | 0 | 0 | 0 | 0 | 0 | 0
WT | 0 | 0 | 0 | 0 | 0 | 0
IGCC | 0 | 0 | 0 | 0 | 0 | 0
DemandResponse | 0 | 0 | 0 | 0 | 0 | 0
IGCC-CCS | 0 | 0 | 0 | 0 | 0 | 0
WT_off | 0 | 0 | 0 | 0 | 0 | 0
PseudoUnit | 0 | 0 | 0 | 0 | 0 | 0
FixedInterchange | 0 | 0 | 0 | 0 | 0 | 0
Levelized Retrofit Capital Costs by Reporting Type: MISO_MO-IL
ReportingType | 2015 | 2020 | 2025 | 2030 | 2035 | 2040
BM | 0 | 0 | 0 | 0 | 0 | 0
CC | 0 | 0 | 0 | 0 | 0 | 0
CSP | 0 | 0 | 0 | 0 | 0 | 0
CT | 0 | 0 | 0 | 0 | 0 | 0
Coal | 9.29 | 367.18 | 367.18 | 0 | 0 | 0
Geo | 0 | 0 | 0 | 0 | 0 | 0
H | 0 | 0 | 0 | 0 | 0 | 0
LFG | 0 | 0 | 0 | 0 | 0 | 0
Nuc | 0 | 0 | 0 | 0 | 0 | 0
PS | 0 | 0 | 0 | 0 | 0 | 0
PV | 0 | 0 | 0 | 0 | 0 | 0
PeakG | 0 | 0 | 0 | 0 | 0 | 0
PeakO | 0 | 0 | 0 | 0 | 0 | 0
ST | 0 | 0 | 0 | 0 | 0 | 0
STOG | 0 | 0 | 0 | 0 | 0 | 0
STWD | 0 | 0 | 0 | 0 | 0 | 0
WT | 0 | 0 | 0 | 0 | 0 | 0
IGCC | 0 | 0 | 0 | 0 | 0 | 0
DemandResponse | 0 | 0 | 0 | 0 | 0 | 0
IGCC-CCS | 0 | 0 | 0 | 0 | 0 | 0
WT_off | 0 | 0 | 0 | 0 | 0 | 0
PseudoUnit | 0 | 0 | 0 | 0 | 0 | 0
FixedInterchange | 0 | 0 | 0 | 0 | 0 | 0
Levelized Retrofit Capital Costs by Reporting Type: MISO_W
ReportingType | 2015 | 2020 | 2025 | 2030 | 2035 | 2040
BM | 0 | 0 | 0 | 0 | 0 | 0
CC | 0 | 0 | 0 | 0 | 0 | 0
CSP | 0 | 0 | 0 | 0 | 0 | 0
CT | 0 | 0 | 0 | 0 | 0 | 0
Coal | 26.68 | 279.54 | 279.54 | 0 | 0 | 0
Geo | 0 | 0 | 0 | 0 | 0 | 0
H | 0 | 0 | 0 | 0 | 0 | 0
LFG | 0 | 0 | 0 | 0 | 0 | 0
Nuc | 0 | 0 | 0 | 0 | 0 | 0
PS | 0 | 0 | 0 | 0 | 0 | 0
PV | 0 | 0 | 0 | 0 | 0 | 0
PeakG | 0 | 0 | 0 | 0 | 0 | 0
PeakO | 0 | 0 | 0 | 0 | 0 | 0
ST | 0 | 0 | 0 | 0 | 0 | 0
STOG | 0 | 0 | 0 | 0 | 0 | 0
STWD | 0 | 0 | 0 | 0 | 0 | 0
WT | 0 | 0 | 0 | 0 | 0 | 0
IGCC | 0 | 0 | 0 | 0 | 0 | 0
DemandResponse | 0 | 0 | 0 | 0 | 0 | 0
IGCC-CCS | 0 | 0 | 0 | 0 | 0 | 0
WT_off | 0 | 0 | 0 | 0 | 0 | 0
PseudoUnit | 0 | 0 | 0 | 0 | 0 | 0
FixedInterchange | 0 | 0 | 0 | 0 | 0 | 0
Levelized Retrofit Capital Costs by Reporting Type: MISO_WUMS
ReportingType | 2015 | 2020 | 2025 | 2030 | 2035 | 2040
BM | 0 | 0 | 0 | 0 | 0 | 0
CC | 0 | 0 | 0 | 0 | 0 | 0
CSP | 0 | 0 | 0 | 0 | 0 | 0
CT | 0 | 0 | 0 | 0 | 0 | 0
Coal | 197.26 | 209.85 | 36.58 | 0 | 0 | 0
Geo | 0 | 0 | 0 | 0 | 0 | 0
H | 0 | 0 | 0 | 0 | 0 | 0
LFG | 0 | 0 | 0 | 0 | 0 | 0
Nuc | 0 | 0 | 0 | 0 | 0 | 0
PS | 0 | 0 | 0 | 0 | 0 | 0
PV | 0 | 0 | 0 | 0 | 0 | 0
PeakG | 0 | 0 | 0 | 0 | 0 | 0
PeakO | 0 | 0 | 0 | 0 | 0 | 0
ST | 0 | 0 | 0 | 0 | 0 | 0
STOG | 0 | 0 | 0 | 0 | 0 | 0
STWD | 0 | 0 | 0 | 0 | 0 | 0
WT | 0 | 0 | 0 | 0 | 0 | 0
IGCC | 0 | 0 | 0 | 0 | 0 | 0
DemandResponse | 0 | 0 | 0 | 0 | 0 | 0
IGCC-CCS | 0 | 0 | 0 | 0 | 0 | 0
WT_off | 0 | 0 | 0 | 0 | 0 | 0
PseudoUnit | 0 | 0 | 0 | 0 | 0 | 0
FixedInterchange | 0 | 0 | 0 | 0 | 0 | 0
Levelized Retrofit Capital Costs by Reporting Type: Nebraska
ReportingType | 2015 | 2020 | 2025 | 2030 | 2035 | 2040
BM | 0 | 0 | 0 | 0 | 0 | 0
CC | 0 | 0 | 0 | 0 | 0 | 0
CSP | 0 | 0 | 0 | 0 | 0 | 0
CT | 0 | 0 | 0 | 0 | 0 | 0
Coal | 0 | 187.72 | 187.72 | 0 | 0 | 0
Geo | 0 | 0 | 0 | 0 | 0 | 0
H | 0 | 0 | 0 | 0 | 0 | 0
LFG | 0 | 0 | 0 | 0 | 0 | 0
Nuc | 0 | 0 | 0 | 0 | 0 | 0
PS | 0 | 0 | 0 | 0 | 0 | 0
PV | 0 | 0 | 0 | 0 | 0 | 0
PeakG | 0 | 0 | 0 | 0 | 0 | 0
PeakO | 0 | 0 | 0 | 0 | 0 | 0
ST | 0 | 0 | 0 | 0 | 0 | 0
STOG | 0 | 0 | 0 | 0 | 0 | 0
STWD | 0 | 0 | 0 | 0 | 0 | 0
WT | 0 | 0 | 0 | 0 | 0 | 0
IGCC | 0 | 0 | 0 | 0 | 0 | 0
DemandResponse | 0 | 0 | 0 | 0 | 0 | 0
IGCC-CCS | 0 | 0 | 0 | 0 | 0 | 0
WT_off | 0 | 0 | 0 | 0 | 0 | 0
PseudoUnit | 0 | 0 | 0 | 0 | 0 | 0
FixedInterchange | 0 | 0 | 0 | 0 | 0 | 0
Levelized Retrofit Capital Costs by Reporting Type: NEISO
ReportingType | 2015 | 2020 | 2025 | 2030 | 2035 | 2040
BM | 0 | 0 | 0 | 0 | 0 | 0
CC | 0 | 0 | 0 | 0 | 0 | 0
CSP | 0 | 0 | 0 | 0 | 0 | 0
CT | 0 | 0 | 0 | 0 | 0 | 0
Coal | 29.15 | 29.15 | 0 | 0 | 0 | 0
Geo | 0 | 0 | 0 | 0 | 0 | 0
H | 0 | 0 | 0 | 0 | 0 | 0
LFG | 0 | 0 | 0 | 0 | 0 | 0
Nuc | 0 | 0 | 0 | 0 | 0 | 0
PS | 0 | 0 | 0 | 0 | 0 | 0
PV | 0 | 0 | 0 | 0 | 0 | 0
PeakG | 0 | 0 | 0 | 0 | 0 | 0
PeakO | 0 | 0 | 0 | 0 | 0 | 0
ST | 0 | 0 | 0 | 0 | 0 | 0
STOG | 0 | 0 | 0 | 0 | 0 | 0
STWD | 0 | 0 | 0 | 0 | 0 | 0
WT | 0 | 0 | 0 | 0 | 0 | 0
IGCC | 0 | 0 | 0 | 0 | 0 | 0
DemandResponse | 0 | 0 | 0 | 0 | 0 | 0
IGCC-CCS | 0 | 0 | 0 | 0 | 0 | 0
WT_off | 0 | 0 | 0 | 0 | 0 | 0
PseudoUnit | 0 | 0 | 0 | 0 | 0 | 0
FixedInterchange | 0 | 0 | 0 | 0 | 0 | 0
Levelized Retrofit Capital Costs by Reporting Type: NonRTO_Midwest
ReportingType | 2015 | 2020 | 2025 | 2030 | 2035 | 2040
BM | 0 | 0 | 0 | 0 | 0 | 0
CC | 0 | 0 | 0 | 0 | 0 | 0
CSP | 0 | 0 | 0 | 0 | 0 | 0
CT | 0 | 0 | 0 | 0 | 0 | 0
Coal | 165.72 | 257.15 | 119.13 | 0 | 0 | 0
Geo | 0 | 0 | 0 | 0 | 0 | 0
H | 0 | 0 | 0 | 0 | 0 | 0
LFG | 0 | 0 | 0 | 0 | 0 | 0
Nuc | 0 | 0 | 0 | 0 | 0 | 0
PS | 0 | 0 | 0 | 0 | 0 | 0
PV | 0 | 0 | 0 | 0 | 0 | 0
PeakG | 0 | 0 | 0 | 0 | 0 | 0
PeakO | 0 | 0 | 0 | 0 | 0 | 0
ST | 0 | 0 | 0 | 0 | 0 | 0
STOG | 0 | 0 | 0 | 0 | 0 | 0
STWD | 0 | 0 | 0 | 0 | 0 | 0
WT | 0 | 0 | 0 | 0 | 0 | 0
IGCC | 0 | 0 | 0 | 0 | 0 | 0
DemandResponse | 0 | 0 | 0 | 0 | 0 | 0
IGCC-CCS | 0 | 0 | 0 | 0 | 0 | 0
WT_off | 0 | 0 | 0 | 0 | 0 | 0
PseudoUnit | 0 | 0 | 0 | 0 | 0 | 0
FixedInterchange | 0 | 0 | 0 | 0 | 0 | 0
Levelized Retrofit Capital Costs by Reporting Type: NYISO_A-F
ReportingType | 2015 | 2020 | 2025 | 2030 | 2035 | 2040
BM | 0 | 0 | 0 | 0 | 0 | 0
CC | 0 | 0 | 0 | 0 | 0 | 0
CSP | 0 | 0 | 0 | 0 | 0 | 0
CT | 0 | 0 | 0 | 0 | 0 | 0
Coal | 0 | 0 | 0 | 0 | 0 | 0
Geo | 0 | 0 | 0 | 0 | 0 | 0
H | 0 | 0 | 0 | 0 | 0 | 0
LFG | 0 | 0 | 0 | 0 | 0 | 0
Nuc | 0 | 0 | 0 | 0 | 0 | 0
PS | 0 | 0 | 0 | 0 | 0 | 0
PV | 0 | 0 | 0 | 0 | 0 | 0
PeakG | 0 | 0 | 0 | 0 | 0 | 0
PeakO | 0 | 0 | 0 | 0 | 0 | 0
ST | 0 | 0 | 0 | 0 | 0 | 0
STOG | 0 | 0 | 0 | 0 | 0 | 0
STWD | 0 | 0 | 0 | 0 | 0 | 0
WT | 0 | 0 | 0 | 0 | 0 | 0
IGCC | 0 | 0 | 0 | 0 | 0 | 0
DemandResponse | 0 | 0 | 0 | 0 | 0 | 0
IGCC-CCS | 0 | 0 | 0 | 0 | 0 | 0
WT_off | 0 | 0 | 0 | 0 | 0 | 0
PseudoUnit | 0 | 0 | 0 | 0 | 0 | 0
FixedInterchange | 0 | 0 | 0 | 0 | 0 | 0
Levelized Retrofit Capital Costs by Reporting Type: NYISO_G-I
ReportingType | 2015 | 2020 | 2025 | 2030 | 2035 | 2040
BM | 0 | 0 | 0 | 0 | 0 | 0
CC | 0 | 0 | 0 | 0 | 0 | 0
CSP | 0 | 0 | 0 | 0 | 0 | 0
CT | 0 | 0 | 0 | 0 | 0 | 0
Coal | 0 | 0 | 0 | 0 | 0 | 0
Geo | 0 | 0 | 0 | 0 | 0 | 0
H | 0 | 0 | 0 | 0 | 0 | 0
LFG | 0 | 0 | 0 | 0 | 0 | 0
Nuc | 0 | 0 | 0 | 0 | 0 | 0
PS | 0 | 0 | 0 | 0 | 0 | 0
PV | 0 | 0 | 0 | 0 | 0 | 0
PeakG | 0 | 0 | 0 | 0 | 0 | 0
PeakO | 0 | 0 | 0 | 0 | 0 | 0
ST | 0 | 0 | 0 | 0 | 0 | 0
STOG | 0 | 0 | 0 | 0 | 0 | 0
STWD | 0 | 0 | 0 | 0 | 0 | 0
WT | 0 | 0 | 0 | 0 | 0 | 0
IGCC | 0 | 0 | 0 | 0 | 0 | 0
DemandResponse | 0 | 0 | 0 | 0 | 0 | 0
IGCC-CCS | 0 | 0 | 0 | 0 | 0 | 0
WT_off | 0 | 0 | 0 | 0 | 0 | 0
PseudoUnit | 0 | 0 | 0 | 0 | 0 | 0
FixedInterchange | 0 | 0 | 0 | 0 | 0 | 0
Levelized Retrofit Capital Costs by Reporting Type: NYISO_J-K
ReportingType | 2015 | 2020 | 2025 | 2030 | 2035 | 2040
BM | 0 | 0 | 0 | 0 | 0 | 0
CC | 0 | 0 | 0 | 0 | 0 | 0
CSP | 0 | 0 | 0 | 0 | 0 | 0
CT | 0 | 0 | 0 | 0 | 0 | 0
Coal | 0 | 0 | 0 | 0 | 0 | 0
Geo | 0 | 0 | 0 | 0 | 0 | 0
H | 0 | 0 | 0 | 0 | 0 | 0
LFG | 0 | 0 | 0 | 0 | 0 | 0
Nuc | 0 | 0 | 0 | 0 | 0 | 0
PS | 0 | 0 | 0 | 0 | 0 | 0
PV | 0 | 0 | 0 | 0 | 0 | 0
PeakG | 0 | 0 | 0 | 0 | 0 | 0
PeakO | 0 | 0 | 0 | 0 | 0 | 0
ST | 0 | 0 | 0 | 0 | 0 | 0
STOG | 0 | 0 | 0 | 0 | 0 | 0
STWD | 0 | 0 | 0 | 0 | 0 | 0
WT | 0 | 0 | 0 | 0 | 0 | 0
IGCC | 0 | 0 | 0 | 0 | 0 | 0
DemandResponse | 0 | 0 | 0 | 0 | 0 | 0
IGCC-CCS | 0 | 0 | 0 | 0 | 0 | 0
WT_off | 0 | 0 | 0 | 0 | 0 | 0
PseudoUnit | 0 | 0 | 0 | 0 | 0 | 0
FixedInterchange | 0 | 0 | 0 | 0 | 0 | 0
Levelized Retrofit Capital Costs by Reporting Type: PJM_E
ReportingType | 2015 | 2020 | 2025 | 2030 | 2035 | 2040
BM | 0 | 0 | 0 | 0 | 0 | 0
CC | 0 | 0 | 0 | 0 | 0 | 0
CSP | 0 | 0 | 0 | 0 | 0 | 0
CT | 0 | 0 | 0 | 0 | 0 | 0
Coal | 22.45 | 22.45 | 0 | 0 | 0 | 0
Geo | 0 | 0 | 0 | 0 | 0 | 0
H | 0 | 0 | 0 | 0 | 0 | 0
LFG | 0 | 0 | 0 | 0 | 0 | 0
Nuc | 0 | 0 | 0 | 0 | 0 | 0
PS | 0 | 0 | 0 | 0 | 0 | 0
PV | 0 | 0 | 0 | 0 | 0 | 0
PeakG | 0 | 0 | 0 | 0 | 0 | 0
PeakO | 0 | 0 | 0 | 0 | 0 | 0
ST | 0 | 0 | 0 | 0 | 0 | 0
STOG | 0 | 0 | 0 | 0 | 0 | 0
STWD | 0 | 0 | 0 | 0 | 0 | 0
WT | 0 | 0 | 0 | 0 | 0 | 0
IGCC | 0 | 0 | 0 | 0 | 0 | 0
DemandResponse | 0 | 0 | 0 | 0 | 0 | 0
IGCC-CCS | 0 | 0 | 0 | 0 | 0 | 0
WT_off | 0 | 0 | 0 | 0 | 0 | 0
PseudoUnit | 0 | 0 | 0 | 0 | 0 | 0
FixedInterchange | 0 | 0 | 0 | 0 | 0 | 0
Levelized Retrofit Capital Costs by Reporting Type: PJM_ROM
ReportingType | 2015 | 2020 | 2025 | 2030 | 2035 | 2040
BM | 0 | 0 | 0 | 0 | 0 | 0
CC | 0 | 0 | 0 | 0 | 0 | 0
CSP | 0 | 0 | 0 | 0 | 0 | 0
CT | 0 | 0 | 0 | 0 | 0 | 0
Coal | 14.63 | 43.29 | 43.29 | 0 | 0 | 0
Geo | 0 | 0 | 0 | 0 | 0 | 0
H | 0 | 0 | 0 | 0 | 0 | 0
LFG | 0 | 0 | 0 | 0 | 0 | 0
Nuc | 0 | 0 | 0 | 0 | 0 | 0
PS | 0 | 0 | 0 | 0 | 0 | 0
PV | 0 | 0 | 0 | 0 | 0 | 0
PeakG | 0 | 0 | 0 | 0 | 0 | 0
PeakO | 0 | 0 | 0 | 0 | 0 | 0
ST | 0 | 0 | 0 | 0 | 0 | 0
STOG | 0 | 0 | 0 | 0 | 0 | 0
STWD | 0 | 0 | 0 | 0 | 0 | 0
WT | 0 | 0 | 0 | 0 | 0 | 0
IGCC | 0 | 0 | 0 | 0 | 0 | 0
DemandResponse | 0 | 0 | 0 | 0 | 0 | 0
IGCC-CCS | 0 | 0 | 0 | 0 | 0 | 0
WT_off | 0 | 0 | 0 | 0 | 0 | 0
PseudoUnit | 0 | 0 | 0 | 0 | 0 | 0
FixedInterchange | 0 | 0 | 0 | 0 | 0 | 0
Levelized Retrofit Capital Costs by Reporting Type: PJM_ROR
ReportingType | 2015 | 2020 | 2025 | 2030 | 2035 | 2040
BM | 0 | 0 | 0 | 0 | 0 | 0
CC | 0 | 0 | 0 | 0 | 0 | 0
CSP | 0 | 0 | 0 | 0 | 0 | 0
CT | 0 | 0 | 0 | 0 | 0 | 0
Coal | 46.99 | 707.52 | 707.52 | 0 | 0 | 0
Geo | 0 | 0 | 0 | 0 | 0 | 0
H | 0 | 0 | 0 | 0 | 0 | 0
LFG | 0 | 0 | 0 | 0 | 0 | 0
Nuc | 0 | 0 | 0 | 0 | 0 | 0
PS | 0 | 0 | 0 | 0 | 0 | 0
PV | 0 | 0 | 0 | 0 | 0 | 0
PeakG | 0 | 0 | 0 | 0 | 0 | 0
PeakO | 0 | 0 | 0 | 0 | 0 | 0
ST | 0 | 0 | 0 | 0 | 0 | 0
STOG | 0 | 0 | 0 | 0 | 0 | 0
STWD | 0 | 0 | 0 | 0 | 0 | 0
WT | 0 | 0 | 0 | 0 | 0 | 0
IGCC | 0 | 0 | 0 | 0 | 0 | 0
DemandResponse | 0 | 0 | 0 | 0 | 0 | 0
IGCC-CCS | 0 | 0 | 0 | 0 | 0 | 0
WT_off | 0 | 0 | 0 | 0 | 0 | 0
PseudoUnit | 0 | 0 | 0 | 0 | 0 | 0
FixedInterchange | 0 | 0 | 0 | 0 | 0 | 0
Levelized Retrofit Capital Costs by Reporting Type: SOCO
ReportingType | 2015 | 2020 | 2025 | 2030 | 2035 | 2040
BM | 0 | 0 | 0 | 0 | 0 | 0
CC | 0 | 0 | 0 | 0 | 0 | 0
CSP | 0 | 0 | 0 | 0 | 0 | 0
CT | 0 | 0 | 0 | 0 | 0 | 0
Coal | 400.34 | 538.8 | 138.46 | 0 | 0 | 0
Geo | 0 | 0 | 0 | 0 | 0 | 0
H | 0 | 0 | 0 | 0 | 0 | 0
LFG | 0 | 0 | 0 | 0 | 0 | 0
Nuc | 0 | 0 | 0 | 0 | 0 | 0
PS | 0 | 0 | 0 | 0 | 0 | 0
PV | 0 | 0 | 0 | 0 | 0 | 0
PeakG | 0 | 0 | 0 | 0 | 0 | 0
PeakO | 0 | 0 | 0 | 0 | 0 | 0
ST | 0 | 0 | 0 | 0 | 0 | 0
STOG | 0 | 0 | 0 | 0 | 0 | 0
STWD | 0 | 0 | 0 | 0 | 0 | 0
WT | 0 | 0 | 0 | 0 | 0 | 0
IGCC | 0 | 0 | 0 | 0 | 0 | 0
DemandResponse | 0 | 0 | 0 | 0 | 0 | 0
IGCC-CCS | 0 | 0 | 0 | 0 | 0 | 0
WT_off | 0 | 0 | 0 | 0 | 0 | 0
PseudoUnit | 0 | 0 | 0 | 0 | 0 | 0
FixedInterchange | 0 | 0 | 0 | 0 | 0 | 0
Levelized Retrofit Capital Costs by Reporting Type: SPP_N
ReportingType | 2015 | 2020 | 2025 | 2030 | 2035 | 2040
BM | 0 | 0 | 0 | 0 | 0 | 0
CC | 0 | 0 | 0 | 0 | 0 | 0
CSP | 0 | 0 | 0 | 0 | 0 | 0
CT | 0 | 0 | 0 | 0 | 0 | 0
Coal | 0 | 129.92 | 129.92 | 0 | 0 | 0
Geo | 0 | 0 | 0 | 0 | 0 | 0
H | 0 | 0 | 0 | 0 | 0 | 0
LFG | 0 | 0 | 0 | 0 | 0 | 0
Nuc | 0 | 0 | 0 | 0 | 0 | 0
PS | 0 | 0 | 0 | 0 | 0 | 0
PV | 0 | 0 | 0 | 0 | 0 | 0
PeakG | 0 | 0 | 0 | 0 | 0 | 0
PeakO | 0 | 0 | 0 | 0 | 0 | 0
ST | 0 | 0 | 0 | 0 | 0 | 0
STOG | 0 | 0 | 0 | 0 | 0 | 0
STWD | 0 | 0 | 0 | 0 | 0 | 0
WT | 0 | 0 | 0 | 0 | 0 | 0
IGCC | 0 | 0 | 0 | 0 | 0 | 0
DemandResponse | 0 | 0 | 0 | 0 | 0 | 0
IGCC-CCS | 0 | 0 | 0 | 0 | 0 | 0
WT_off | 0 | 0 | 0 | 0 | 0 | 0
PseudoUnit | 0 | 0 | 0 | 0 | 0 | 0
FixedInterchange | 0 | 0 | 0 | 0 | 0 | 0
Levelized Retrofit Capital Costs by Reporting Type: SPP_S
ReportingType | 2015 | 2020 | 2025 | 2030 | 2035 | 2040
BM | 0 | 0 | 0 | 0 | 0 | 0
CC | 0 | 0 | 0 | 0 | 0 | 0
CSP | 0 | 0 | 0 | 0 | 0 | 0
CT | 0 | 0 | 0 | 0 | 0 | 0
Coal | 0 | 213.52 | 213.52 | 0 | 0 | 0
Geo | 0 | 0 | 0 | 0 | 0 | 0
H | 0 | 0 | 0 | 0 | 0 | 0
LFG | 0 | 0 | 0 | 0 | 0 | 0
Nuc | 0 | 0 | 0 | 0 | 0 | 0
PS | 0 | 0 | 0 | 0 | 0 | 0
PV | 0 | 0 | 0 | 0 | 0 | 0
PeakG | 0 | 0 | 0 | 0 | 0 | 0
PeakO | 0 | 0 | 0 | 0 | 0 | 0
ST | 0 | 0 | 0 | 0 | 0 | 0
STOG | 0 | 0 | 0 | 0 | 0 | 0
STWD | 0 | 0 | 0 | 0 | 0 | 0
WT | 0 | 0 | 0 | 0 | 0 | 0
IGCC | 0 | 0 | 0 | 0 | 0 | 0
DemandResponse | 0 | 0 | 0 | 0 | 0 | 0
IGCC-CCS | 0 | 0 | 0 | 0 | 0 | 0
WT_off | 0 | 0 | 0 | 0 | 0 | 0
PseudoUnit | 0 | 0 | 0 | 0 | 0 | 0
FixedInterchange | 0 | 0 | 0 | 0 | 0 | 0
Levelized Retrofit Capital Costs by Reporting Type: TVA
ReportingType | 2015 | 2020 | 2025 | 2030 | 2035 | 2040
BM | 0 | 0 | 0 | 0 | 0 | 0
CC | 0 | 0 | 0 | 0 | 0 | 0
CSP | 0 | 0 | 0 | 0 | 0 | 0
CT | 0 | 0 | 0 | 0 | 0 | 0
Coal | 0 | 219.98 | 219.98 | 0 | 0 | 0
Geo | 0 | 0 | 0 | 0 | 0 | 0
H | 0 | 0 | 0 | 0 | 0 | 0
LFG | 0 | 0 | 0 | 0 | 0 | 0
Nuc | 0 | 0 | 0 | 0 | 0 | 0
PS | 0 | 0 | 0 | 0 | 0 | 0
PV | 0 | 0 | 0 | 0 | 0 | 0
PeakG | 0 | 0 | 0 | 0 | 0 | 0
PeakO | 0 | 0 | 0 | 0 | 0 | 0
ST | 0 | 0 | 0 | 0 | 0 | 0
STOG | 0 | 0 | 0 | 0 | 0 | 0
STWD | 0 | 0 | 0 | 0 | 0 | 0
WT | 0 | 0 | 0 | 0 | 0 | 0
IGCC | 0 | 0 | 0 | 0 | 0 | 0
DemandResponse | 0 | 0 | 0 | 0 | 0 | 0
IGCC-CCS | 0 | 0 | 0 | 0 | 0 | 0
WT_off | 0 | 0 | 0 | 0 | 0 | 0
PseudoUnit | 0 | 0 | 0 | 0 | 0 | 0
FixedInterchange | 0 | 0 | 0 | 0 | 0 | 0
Levelized Retrofit Capital Costs by Reporting Type: TVA_Transmission
ReportingType | 2015 | 2020 | 2025 | 2030 | 2035 | 2040
BM | 0 | 0 | 0 | 0 | 0 | 0
CC | 0 | 0 | 0 | 0 | 0 | 0
CSP | 0 | 0 | 0 | 0 | 0 | 0
CT | 0 | 0 | 0 | 0 | 0 | 0
Coal | 0 | 0 | 0 | 0 | 0 | 0
Geo | 0 | 0 | 0 | 0 | 0 | 0
H | 0 | 0 | 0 | 0 | 0 | 0
LFG | 0 | 0 | 0 | 0 | 0 | 0
Nuc | 0 | 0 | 0 | 0 | 0 | 0
PS | 0 | 0 | 0 | 0 | 0 | 0
PV | 0 | 0 | 0 | 0 | 0 | 0
PeakG | 0 | 0 | 0 | 0 | 0 | 0
PeakO | 0 | 0 | 0 | 0 | 0 | 0
ST | 0 | 0 | 0 | 0 | 0 | 0
STOG | 0 | 0 | 0 | 0 | 0 | 0
STWD | 0 | 0 | 0 | 0 | 0 | 0
WT | 0 | 0 | 0 | 0 | 0 | 0
IGCC | 0 | 0 | 0 | 0 | 0 | 0
DemandResponse | 0 | 0 | 0 | 0 | 0 | 0
IGCC-CCS | 0 | 0 | 0 | 0 | 0 | 0
WT_off | 0 | 0 | 0 | 0 | 0 | 0
PseudoUnit | 0 | 0 | 0 | 0 | 0 | 0
FixedInterchange | 0 | 0 | 0 | 0 | 0 | 0
Levelized Retrofit Capital Costs by Reporting Type: VACAR
ReportingType | 2015 | 2020 | 2025 | 2030 | 2035 | 2040
BM | 0 | 0 | 0 | 0 | 0 | 0
CC | 0 | 0 | 0 | 0 | 0 | 0
CSP | 0 | 0 | 0 | 0 | 0 | 0
CT | 0 | 0 | 0 | 0 | 0 | 0
Coal | 0 | 105.97 | 105.97 | 0 | 0 | 0
Geo | 0 | 0 | 0 | 0 | 0 | 0
H | 0 | 0 | 0 | 0 | 0 | 0
LFG | 0 | 0 | 0 | 0 | 0 | 0
Nuc | 0 | 0 | 0 | 0 | 0 | 0
PS | 0 | 0 | 0 | 0 | 0 | 0
PV | 0 | 0 | 0 | 0 | 0 | 0
PeakG | 0 | 0 | 0 | 0 | 0 | 0
PeakO | 0 | 0 | 0 | 0 | 0 | 0
ST | 0 | 0 | 0 | 0 | 0 | 0
STOG | 0 | 0 | 0 | 0 | 0 | 0
STWD | 0 | 0 | 0 | 0 | 0 | 0
WT | 0 | 0 | 0 | 0 | 0 | 0
IGCC | 0 | 0 | 0 | 0 | 0 | 0
DemandResponse | 0 | 0 | 0 | 0 | 0 | 0
IGCC-CCS | 0 | 0 | 0 | 0 | 0 | 0
WT_off | 0 | 0 | 0 | 0 | 0 | 0
PseudoUnit | 0 | 0 | 0 | 0 | 0 | 0
FixedInterchange | 0 | 0 | 0 | 0 | 0 | 0
Levelized Retrofit Capital Costs by Reporting Type: IESO
ReportingType | 2015 | 2020 | 2025 | 2030 | 2035 | 2040
BM | 0 | 0 | 0 | 0 | 0 | 0
CC | 0 | 0 | 0 | 0 | 0 | 0
CSP | 0 | 0 | 0 | 0 | 0 | 0
CT | 0 | 0 | 0 | 0 | 0 | 0
Coal | 0 | 0 | 0 | 0 | 0 | 0
Geo | 0 | 0 | 0 | 0 | 0 | 0
H | 0 | 0 | 0 | 0 | 0 | 0
LFG | 0 | 0 | 0 | 0 | 0 | 0
Nuc | 0 | 0 | 0 | 0 | 0 | 0
PS | 0 | 0 | 0 | 0 | 0 | 0
PV | 0 | 0 | 0 | 0 | 0 | 0
PeakG | 0 | 0 | 0 | 0 | 0 | 0
PeakO | 0 | 0 | 0 | 0 | 0 | 0
ST | 0 | 0 | 0 | 0 | 0 | 0
STOG | 0 | 0 | 0 | 0 | 0 | 0
STWD | 0 | 0 | 0 | 0 | 0 | 0
WT | 0 | 0 | 0 | 0 | 0 | 0
IGCC | 0 | 0 | 0 | 0 | 0 | 0
DemandResponse | 0 | 0 | 0 | 0 | 0 | 0
IGCC-CCS | 0 | 0 | 0 | 0 | 0 | 0
WT_off | 0 | 0 | 0 | 0 | 0 | 0
PseudoUnit | 0 | 0 | 0 | 0 | 0 | 0
FixedInterchange | 0 | 0 | 0 | 0 | 0 | 0
Levelized Retrofit Capital Costs by Reporting Type: MAPP_CA
ReportingType | 2015 | 2020 | 2025 | 2030 | 2035 | 2040
BM | 0 | 0 | 0 | 0 | 0 | 0
CC | 0 | 0 | 0 | 0 | 0 | 0
CSP | 0 | 0 | 0 | 0 | 0 | 0
CT | 0 | 0 | 0 | 0 | 0 | 0
Coal | 0 | 0 | 0 | 0 | 0 | 0
Geo | 0 | 0 | 0 | 0 | 0 | 0
H | 0 | 0 | 0 | 0 | 0 | 0
LFG | 0 | 0 | 0 | 0 | 0 | 0
Nuc | 0 | 0 | 0 | 0 | 0 | 0
PS | 0 | 0 | 0 | 0 | 0 | 0
PV | 0 | 0 | 0 | 0 | 0 | 0
PeakG | 0 | 0 | 0 | 0 | 0 | 0
PeakO | 0 | 0 | 0 | 0 | 0 | 0
ST | 0 | 0 | 0 | 0 | 0 | 0
STOG | 0 | 0 | 0 | 0 | 0 | 0
STWD | 0 | 0 | 0 | 0 | 0 | 0
WT | 0 | 0 | 0 | 0 | 0 | 0
IGCC | 0 | 0 | 0 | 0 | 0 | 0
DemandResponse | 0 | 0 | 0 | 0 | 0 | 0
IGCC-CCS | 0 | 0 | 0 | 0 | 0 | 0
WT_off | 0 | 0 | 0 | 0 | 0 | 0
PseudoUnit | 0 | 0 | 0 | 0 | 0 | 0
FixedInterchange | 0 | 0 | 0 | 0 | 0 | 0
Levelized Retrofit Capital Costs by Reporting Type: AZ_NM_SNV_Coal
ReportingType | 2015 | 2020 | 2025 | 2030 | 2035 | 2040
BM | 0 | 0 | 0 | 0 | 0 | 0
CC | 0 | 0 | 0 | 0 | 0 | 0
CSP | 0 | 0 | 0 | 0 | 0 | 0
CT | 0 | 0 | 0 | 0 | 0 | 0
Coal | 49.67 | 122 | 89.07 | 0 | 0 | 0
Geo | 0 | 0 | 0 | 0 | 0 | 0
H | 0 | 0 | 0 | 0 | 0 | 0
LFG | 0 | 0 | 0 | 0 | 0 | 0
Nuc | 0 | 0 | 0 | 0 | 0 | 0
PS | 0 | 0 | 0 | 0 | 0 | 0
PV | 0 | 0 | 0 | 0 | 0 | 0
PeakG | 0 | 0 | 0 | 0 | 0 | 0
PeakO | 0 | 0 | 0 | 0 | 0 | 0
ST | 0 | 0 | 0 | 0 | 0 | 0
STOG | 0 | 0 | 0 | 0 | 0 | 0
STWD | 0 | 0 | 0 | 0 | 0 | 0
WT | 0 | 0 | 0 | 0 | 0 | 0
IGCC | 0 | 0 | 0 | 0 | 0 | 0
DemandResponse | 0 | 0 | 0 | 0 | 0 | 0
IGCC-CCS | 0 | 0 | 0 | 0 | 0 | 0
WT_off | 0 | 0 | 0 | 0 | 0 | 0
PseudoUnit | 0 | 0 | 0 | 0 | 0 | 0
FixedInterchange | 0 | 0 | 0 | 0 | 0 | 0
Levelized Retrofit Capital Costs by Reporting Type: AZ_NM_SNV_Gas
ReportingType | 2015 | 2020 | 2025 | 2030 | 2035 | 2040
BM | 0 | 0 | 0 | 0 | 0 | 0
CC | 0 | 0 | 0 | 0 | 0 | 0
CSP | 0 | 0 | 0 | 0 | 0 | 0
CT | 0 | 0 | 0 | 0 | 0 | 0
Coal | 0 | 0 | 0 | 0 | 0 | 0
Geo | 0 | 0 | 0 | 0 | 0 | 0
H | 0 | 0 | 0 | 0 | 0 | 0
LFG | 0 | 0 | 0 | 0 | 0 | 0
Nuc | 0 | 0 | 0 | 0 | 0 | 0
PS | 0 | 0 | 0 | 0 | 0 | 0
PV | 0 | 0 | 0 | 0 | 0 | 0
PeakG | 0 | 0 | 0 | 0 | 0 | 0
PeakO | 0 | 0 | 0 | 0 | 0 | 0
ST | 0 | 0 | 0 | 0 | 0 | 0
STOG | 0 | 0 | 0 | 0 | 0 | 0
STWD | 0 | 0 | 0 | 0 | 0 | 0
WT | 0 | 0 | 0 | 0 | 0 | 0
IGCC | 0 | 0 | 0 | 0 | 0 | 0
DemandResponse | 0 | 0 | 0 | 0 | 0 | 0
IGCC-CCS | 0 | 0 | 0 | 0 | 0 | 0
WT_off | 0 | 0 | 0 | 0 | 0 | 0
PseudoUnit | 0 | 0 | 0 | 0 | 0 | 0
FixedInterchange | 0 | 0 | 0 | 0 | 0 | 0
Levelized Retrofit Capital Costs by Reporting Type: AZ_NM_SNV_NucRenew
ReportingType | 2015 | 2020 | 2025 | 2030 | 2035 | 2040
BM | 0 | 0 | 0 | 0 | 0 | 0
CC | 0 | 0 | 0 | 0 | 0 | 0
CSP | 0 | 0 | 0 | 0 | 0 | 0
CT | 0 | 0 | 0 | 0 | 0 | 0
Coal | 0 | 0 | 0 | 0 | 0 | 0
Geo | 0 | 0 | 0 | 0 | 0 | 0
H | 0 | 0 | 0 | 0 | 0 | 0
LFG | 0 | 0 | 0 | 0 | 0 | 0
Nuc | 0 | 0 | 0 | 0 | 0 | 0
PS | 0 | 0 | 0 | 0 | 0 | 0
PV | 0 | 0 | 0 | 0 | 0 | 0
PeakG | 0 | 0 | 0 | 0 | 0 | 0
PeakO | 0 | 0 | 0 | 0 | 0 | 0
ST | 0 | 0 | 0 | 0 | 0 | 0
STOG | 0 | 0 | 0 | 0 | 0 | 0
STWD | 0 | 0 | 0 | 0 | 0 | 0
WT | 0 | 0 | 0 | 0 | 0 | 0
IGCC | 0 | 0 | 0 | 0 | 0 | 0
DemandResponse | 0 | 0 | 0 | 0 | 0 | 0
IGCC-CCS | 0 | 0 | 0 | 0 | 0 | 0
WT_off | 0 | 0 | 0 | 0 | 0 | 0
PseudoUnit | 0 | 0 | 0 | 0 | 0 | 0
FixedInterchange | 0 | 0 | 0 | 0 | 0 | 0
Levelized Retrofit Capital Costs by Reporting Type: ERCOT
ReportingType | 2015 | 2020 | 2025 | 2030 | 2035 | 2040
BM | 0 | 0 | 0 | 0 | 0 | 0
CC | 0 | 0 | 0 | 0 | 0 | 0
CSP | 0 | 0 | 0 | 0 | 0 | 0
CT | 0 | 0 | 0 | 0 | 0 | 0
Coal | 82.51 | 268.17 | 268.17 | 0 | 0 | 0
Geo | 0 | 0 | 0 | 0 | 0 | 0
H | 0 | 0 | 0 | 0 | 0 | 0
LFG | 0 | 0 | 0 | 0 | 0 | 0
Nuc | 0 | 0 | 0 | 0 | 0 | 0
PS | 0 | 0 | 0 | 0 | 0 | 0
PV | 0 | 0 | 0 | 0 | 0 | 0
PeakG | 0 | 0 | 0 | 0 | 0 | 0
PeakO | 0 | 0 | 0 | 0 | 0 | 0
ST | 0 | 0 | 0 | 0 | 0 | 0
STOG | 0 | 0 | 0 | 0 | 0 | 0
STWD | 0 | 0 | 0 | 0 | 0 | 0
WT | 0 | 0 | 0 | 0 | 0 | 0
IGCC | 0 | 0 | 0 | 0 | 0 | 0
DemandResponse | 0 | 0 | 0 | 0 | 0 | 0
IGCC-CCS | 0 | 0 | 0 | 0 | 0 | 0
WT_off | 0 | 0 | 0 | 0 | 0 | 0
PseudoUnit | 0 | 0 | 0 | 0 | 0 | 0
FixedInterchange | 0 | 0 | 0 | 0 | 0 | 0
Levelized Retrofit Capital Costs by Reporting Type: NP15
ReportingType | 2015 | 2020 | 2025 | 2030 | 2035 | 2040
BM | 0 | 0 | 0 | 0 | 0 | 0
CC | 0 | 0 | 0 | 0 | 0 | 0
CSP | 0 | 0 | 0 | 0 | 0 | 0
CT | 0 | 0 | 0 | 0 | 0 | 0
Coal | 0 | 0 | 0 | 0 | 0 | 0
Geo | 0 | 0 | 0 | 0 | 0 | 0
H | 0 | 0 | 0 | 0 | 0 | 0
LFG | 0 | 0 | 0 | 0 | 0 | 0
Nuc | 0 | 0 | 0 | 0 | 0 | 0
PS | 0 | 0 | 0 | 0 | 0 | 0
PV | 0 | 0 | 0 | 0 | 0 | 0
PeakG | 0 | 0 | 0 | 0 | 0 | 0
PeakO | 0 | 0 | 0 | 0 | 0 | 0
ST | 0 | 0 | 0 | 0 | 0 | 0
STOG | 0 | 0 | 0 | 0 | 0 | 0
STWD | 0 | 0 | 0 | 0 | 0 | 0
WT | 0 | 0 | 0 | 0 | 0 | 0
IGCC | 0 | 0 | 0 | 0 | 0 | 0
DemandResponse | 0 | 0 | 0 | 0 | 0 | 0
IGCC-CCS | 0 | 0 | 0 | 0 | 0 | 0
WT_off | 0 | 0 | 0 | 0 | 0 | 0
PseudoUnit | 0 | 0 | 0 | 0 | 0 | 0
FixedInterchange | 0 | 0 | 0 | 0 | 0 | 0
Levelized Retrofit Capital Costs by Reporting Type: NWPP_Coal
ReportingType | 2015 | 2020 | 2025 | 2030 | 2035 | 2040
BM | 0 | 0 | 0 | 0 | 0 | 0
CC | 0 | 0 | 0 | 0 | 0 | 0
CSP | 0 | 0 | 0 | 0 | 0 | 0
CT | 0 | 0 | 0 | 0 | 0 | 0
Coal | 0 | 173.87 | 173.87 | 0 | 0 | 0
Geo | 0 | 0 | 0 | 0 | 0 | 0
H | 0 | 0 | 0 | 0 | 0 | 0
LFG | 0 | 0 | 0 | 0 | 0 | 0
Nuc | 0 | 0 | 0 | 0 | 0 | 0
PS | 0 | 0 | 0 | 0 | 0 | 0
PV | 0 | 0 | 0 | 0 | 0 | 0
PeakG | 0 | 0 | 0 | 0 | 0 | 0
PeakO | 0 | 0 | 0 | 0 | 0 | 0
ST | 0 | 0 | 0 | 0 | 0 | 0
STOG | 0 | 0 | 0 | 0 | 0 | 0
STWD | 0 | 0 | 0 | 0 | 0 | 0
WT | 0 | 0 | 0 | 0 | 0 | 0
IGCC | 0 | 0 | 0 | 0 | 0 | 0
DemandResponse | 0 | 0 | 0 | 0 | 0 | 0
IGCC-CCS | 0 | 0 | 0 | 0 | 0 | 0
WT_off | 0 | 0 | 0 | 0 | 0 | 0
PseudoUnit | 0 | 0 | 0 | 0 | 0 | 0
FixedInterchange | 0 | 0 | 0 | 0 | 0 | 0
Levelized Retrofit Capital Costs by Reporting Type: NWPP_Gas
ReportingType | 2015 | 2020 | 2025 | 2030 | 2035 | 2040
BM | 0 | 0 | 0 | 0 | 0 | 0
CC | 0 | 0 | 0 | 0 | 0 | 0
CSP | 0 | 0 | 0 | 0 | 0 | 0
CT | 0 | 0 | 0 | 0 | 0 | 0
Coal | 0 | 0 | 0 | 0 | 0 | 0
Geo | 0 | 0 | 0 | 0 | 0 | 0
H | 0 | 0 | 0 | 0 | 0 | 0
LFG | 0 | 0 | 0 | 0 | 0 | 0
Nuc | 0 | 0 | 0 | 0 | 0 | 0
PS | 0 | 0 | 0 | 0 | 0 | 0
PV | 0 | 0 | 0 | 0 | 0 | 0
PeakG | 0 | 0 | 0 | 0 | 0 | 0
PeakO | 0 | 0 | 0 | 0 | 0 | 0
ST | 0 | 0 | 0 | 0 | 0 | 0
STOG | 0 | 0 | 0 | 0 | 0 | 0
STWD | 0 | 0 | 0 | 0 | 0 | 0
WT | 0 | 0 | 0 | 0 | 0 | 0
IGCC | 0 | 0 | 0 | 0 | 0 | 0
DemandResponse | 0 | 0 | 0 | 0 | 0 | 0
IGCC-CCS | 0 | 0 | 0 | 0 | 0 | 0
WT_off | 0 | 0 | 0 | 0 | 0 | 0
PseudoUnit | 0 | 0 | 0 | 0 | 0 | 0
FixedInterchange | 0 | 0 | 0 | 0 | 0 | 0
Levelized Retrofit Capital Costs by Reporting Type: NWPP_NucRenew
ReportingType | 2015 | 2020 | 2025 | 2030 | 2035 | 2040
BM | 0 | 0 | 0 | 0 | 0 | 0
CC | 0 | 0 | 0 | 0 | 0 | 0
CSP | 0 | 0 | 0 | 0 | 0 | 0
CT | 0 | 0 | 0 | 0 | 0 | 0
Coal | 0 | 0 | 0 | 0 | 0 | 0
Geo | 0 | 0 | 0 | 0 | 0 | 0
H | 0 | 0 | 0 | 0 | 0 | 0
LFG | 0 | 0 | 0 | 0 | 0 | 0
Nuc | 0 | 0 | 0 | 0 | 0 | 0
PS | 0 | 0 | 0 | 0 | 0 | 0
PV | 0 | 0 | 0 | 0 | 0 | 0
PeakG | 0 | 0 | 0 | 0 | 0 | 0
PeakO | 0 | 0 | 0 | 0 | 0 | 0
ST | 0 | 0 | 0 | 0 | 0 | 0
STOG | 0 | 0 | 0 | 0 | 0 | 0
STWD | 0 | 0 | 0 | 0 | 0 | 0
WT | 0 | 0 | 0 | 0 | 0 | 0
IGCC | 0 | 0 | 0 | 0 | 0 | 0
DemandResponse | 0 | 0 | 0 | 0 | 0 | 0
IGCC-CCS | 0 | 0 | 0 | 0 | 0 | 0
WT_off | 0 | 0 | 0 | 0 | 0 | 0
PseudoUnit | 0 | 0 | 0 | 0 | 0 | 0
FixedInterchange | 0 | 0 | 0 | 0 | 0 | 0
Levelized Retrofit Capital Costs by Reporting Type: RMPA
ReportingType | 2015 | 2020 | 2025 | 2030 | 2035 | 2040
BM | 0 | 0 | 0 | 0 | 0 | 0
CC | 0 | 0 | 0 | 0 | 0 | 0
CSP | 0 | 0 | 0 | 0 | 0 | 0
CT | 0 | 0 | 0 | 0 | 0 | 0
Coal | 29.1 | 91.53 | 91.53 | 0 | 0 | 0
Geo | 0 | 0 | 0 | 0 | 0 | 0
H | 0 | 0 | 0 | 0 | 0 | 0
LFG | 0 | 0 | 0 | 0 | 0 | 0
Nuc | 0 | 0 | 0 | 0 | 0 | 0
PS | 0 | 0 | 0 | 0 | 0 | 0
PV | 0 | 0 | 0 | 0 | 0 | 0
PeakG | 0 | 0 | 0 | 0 | 0 | 0
PeakO | 0 | 0 | 0 | 0 | 0 | 0
ST | 0 | 0 | 0 | 0 | 0 | 0
STOG | 0 | 0 | 0 | 0 | 0 | 0
STWD | 0 | 0 | 0 | 0 | 0 | 0
WT | 0 | 0 | 0 | 0 | 0 | 0
IGCC | 0 | 0 | 0 | 0 | 0 | 0
DemandResponse | 0 | 0 | 0 | 0 | 0 | 0
IGCC-CCS | 0 | 0 | 0 | 0 | 0 | 0
WT_off | 0 | 0 | 0 | 0 | 0 | 0
PseudoUnit | 0 | 0 | 0 | 0 | 0 | 0
FixedInterchange | 0 | 0 | 0 | 0 | 0 | 0
Levelized Retrofit Capital Costs by Reporting Type: SP15
ReportingType | 2015 | 2020 | 2025 | 2030 | 2035 | 2040
BM | 0 | 0 | 0 | 0 | 0 | 0
CC | 0 | 0 | 0 | 0 | 0 | 0
CSP | 0 | 0 | 0 | 0 | 0 | 0
CT | 0 | 0 | 0 | 0 | 0 | 0
Coal | 0 | 2.92 | 2.92 | 0 | 0 | 0
Geo | 0 | 0 | 0 | 0 | 0 | 0
H | 0 | 0 | 0 | 0 | 0 | 0
LFG | 0 | 0 | 0 | 0 | 0 | 0
Nuc | 0 | 0 | 0 | 0 | 0 | 0
PS | 0 | 0 | 0 | 0 | 0 | 0
PV | 0 | 0 | 0 | 0 | 0 | 0
PeakG | 0 | 0 | 0 | 0 | 0 | 0
PeakO | 0 | 0 | 0 | 0 | 0 | 0
ST | 0 | 0 | 0 | 0 | 0 | 0
STOG | 0 | 0 | 0 | 0 | 0 | 0
STWD | 0 | 0 | 0 | 0 | 0 | 0
WT | 0 | 0 | 0 | 0 | 0 | 0
IGCC | 0 | 0 | 0 | 0 | 0 | 0
DemandResponse | 0 | 0 | 0 | 0 | 0 | 0
IGCC-CCS | 0 | 0 | 0 | 0 | 0 | 0
WT_off | 0 | 0 | 0 | 0 | 0 | 0
PseudoUnit | 0 | 0 | 0 | 0 | 0 | 0
FixedInterchange | 0 | 0 | 0 | 0 | 0 | 0
Levelized Retrofit Capital Costs by Reporting Type: ALB
ReportingType | 2015 | 2020 | 2025 | 2030 | 2035 | 2040
BM | 0 | 0 | 0 | 0 | 0 | 0
CC | 0 | 0 | 0 | 0 | 0 | 0
CSP | 0 | 0 | 0 | 0 | 0 | 0
CT | 0 | 0 | 0 | 0 | 0 | 0
Coal | 0 | 0 | 0 | 0 | 0 | 0
Geo | 0 | 0 | 0 | 0 | 0 | 0
H | 0 | 0 | 0 | 0 | 0 | 0
LFG | 0 | 0 | 0 | 0 | 0 | 0
Nuc | 0 | 0 | 0 | 0 | 0 | 0
PS | 0 | 0 | 0 | 0 | 0 | 0
PV | 0 | 0 | 0 | 0 | 0 | 0
PeakG | 0 | 0 | 0 | 0 | 0 | 0
PeakO | 0 | 0 | 0 | 0 | 0 | 0
ST | 0 | 0 | 0 | 0 | 0 | 0
STOG | 0 | 0 | 0 | 0 | 0 | 0
STWD | 0 | 0 | 0 | 0 | 0 | 0
WT | 0 | 0 | 0 | 0 | 0 | 0
IGCC | 0 | 0 | 0 | 0 | 0 | 0
DemandResponse | 0 | 0 | 0 | 0 | 0 | 0
IGCC-CCS | 0 | 0 | 0 | 0 | 0 | 0
WT_off | 0 | 0 | 0 | 0 | 0 | 0
PseudoUnit | 0 | 0 | 0 | 0 | 0 | 0
FixedInterchange | 0 | 0 | 0 | 0 | 0 | 0
Levelized Retrofit Capital Costs by Reporting Type: BC
ReportingType | 2015 | 2020 | 2025 | 2030 | 2035 | 2040
BM | 0 | 0 | 0 | 0 | 0 | 0
CC | 0 | 0 | 0 | 0 | 0 | 0
CSP | 0 | 0 | 0 | 0 | 0 | 0
CT | 0 | 0 | 0 | 0 | 0 | 0
Coal | 0 | 0 | 0 | 0 | 0 | 0
Geo | 0 | 0 | 0 | 0 | 0 | 0
H | 0 | 0 | 0 | 0 | 0 | 0
LFG | 0 | 0 | 0 | 0 | 0 | 0
Nuc | 0 | 0 | 0 | 0 | 0 | 0
PS | 0 | 0 | 0 | 0 | 0 | 0
PV | 0 | 0 | 0 | 0 | 0 | 0
PeakG | 0 | 0 | 0 | 0 | 0 | 0
PeakO | 0 | 0 | 0 | 0 | 0 | 0
ST | 0 | 0 | 0 | 0 | 0 | 0
STOG | 0 | 0 | 0 | 0 | 0 | 0
STWD | 0 | 0 | 0 | 0 | 0 | 0
WT | 0 | 0 | 0 | 0 | 0 | 0
IGCC | 0 | 0 | 0 | 0 | 0 | 0
DemandResponse | 0 | 0 | 0 | 0 | 0 | 0
IGCC-CCS | 0 | 0 | 0 | 0 | 0 | 0
WT_off | 0 | 0 | 0 | 0 | 0 | 0
PseudoUnit | 0 | 0 | 0 | 0 | 0 | 0
FixedInterchange | 0 | 0 | 0 | 0 | 0 | 0
Levelized Retrofit Capital Costs by Reporting Type: HQ_IESO
ReportingType | 2015 | 2020 | 2025 | 2030 | 2035 | 2040
BM | 0 | 0 | 0 | 0 | 0 | 0
CC | 0 | 0 | 0 | 0 | 0 | 0
CSP | 0 | 0 | 0 | 0 | 0 | 0
CT | 0 | 0 | 0 | 0 | 0 | 0
Coal | 0 | 0 | 0 | 0 | 0 | 0
Geo | 0 | 0 | 0 | 0 | 0 | 0
H | 0 | 0 | 0 | 0 | 0 | 0
LFG | 0 | 0 | 0 | 0 | 0 | 0
Nuc | 0 | 0 | 0 | 0 | 0 | 0
PS | 0 | 0 | 0 | 0 | 0 | 0
PV | 0 | 0 | 0 | 0 | 0 | 0
PeakG | 0 | 0 | 0 | 0 | 0 | 0
PeakO | 0 | 0 | 0 | 0 | 0 | 0
ST | 0 | 0 | 0 | 0 | 0 | 0
STOG | 0 | 0 | 0 | 0 | 0 | 0
STWD | 0 | 0 | 0 | 0 | 0 | 0
WT | 0 | 0 | 0 | 0 | 0 | 0
IGCC | 0 | 0 | 0 | 0 | 0 | 0
DemandResponse | 0 | 0 | 0 | 0 | 0 | 0
IGCC-CCS | 0 | 0 | 0 | 0 | 0 | 0
WT_off | 0 | 0 | 0 | 0 | 0 | 0
PseudoUnit | 0 | 0 | 0 | 0 | 0 | 0
FixedInterchange | 0 | 0 | 0 | 0 | 0 | 0
Levelized Retrofit Capital Costs by Reporting Type: HQ_NEISO
ReportingType | 2015 | 2020 | 2025 | 2030 | 2035 | 2040
BM | 0 | 0 | 0 | 0 | 0 | 0
CC | 0 | 0 | 0 | 0 | 0 | 0
CSP | 0 | 0 | 0 | 0 | 0 | 0
CT | 0 | 0 | 0 | 0 | 0 | 0
Coal | 0 | 0 | 0 | 0 | 0 | 0
Geo | 0 | 0 | 0 | 0 | 0 | 0
H | 0 | 0 | 0 | 0 | 0 | 0
LFG | 0 | 0 | 0 | 0 | 0 | 0
Nuc | 0 | 0 | 0 | 0 | 0 | 0
PS | 0 | 0 | 0 | 0 | 0 | 0
PV | 0 | 0 | 0 | 0 | 0 | 0
PeakG | 0 | 0 | 0 | 0 | 0 | 0
PeakO | 0 | 0 | 0 | 0 | 0 | 0
ST | 0 | 0 | 0 | 0 | 0 | 0
STOG | 0 | 0 | 0 | 0 | 0 | 0
STWD | 0 | 0 | 0 | 0 | 0 | 0
WT | 0 | 0 | 0 | 0 | 0 | 0
IGCC | 0 | 0 | 0 | 0 | 0 | 0
DemandResponse | 0 | 0 | 0 | 0 | 0 | 0
IGCC-CCS | 0 | 0 | 0 | 0 | 0 | 0
WT_off | 0 | 0 | 0 | 0 | 0 | 0
PseudoUnit | 0 | 0 | 0 | 0 | 0 | 0
FixedInterchange | 0 | 0 | 0 | 0 | 0 | 0
Levelized Retrofit Capital Costs by Reporting Type: HQ_NY
ReportingType | 2015 | 2020 | 2025 | 2030 | 2035 | 2040
BM | 0 | 0 | 0 | 0 | 0 | 0
CC | 0 | 0 | 0 | 0 | 0 | 0
CSP | 0 | 0 | 0 | 0 | 0 | 0
CT | 0 | 0 | 0 | 0 | 0 | 0
Coal | 0 | 0 | 0 | 0 | 0 | 0
Geo | 0 | 0 | 0 | 0 | 0 | 0
H | 0 | 0 | 0 | 0 | 0 | 0
LFG | 0 | 0 | 0 | 0 | 0 | 0
Nuc | 0 | 0 | 0 | 0 | 0 | 0
PS | 0 | 0 | 0 | 0 | 0 | 0
PV | 0 | 0 | 0 | 0 | 0 | 0
PeakG | 0 | 0 | 0 | 0 | 0 | 0
PeakO | 0 | 0 | 0 | 0 | 0 | 0
ST | 0 | 0 | 0 | 0 | 0 | 0
STOG | 0 | 0 | 0 | 0 | 0 | 0
STWD | 0 | 0 | 0 | 0 | 0 | 0
WT | 0 | 0 | 0 | 0 | 0 | 0
IGCC | 0 | 0 | 0 | 0 | 0 | 0
DemandResponse | 0 | 0 | 0 | 0 | 0 | 0
IGCC-CCS | 0 | 0 | 0 | 0 | 0 | 0
WT_off | 0 | 0 | 0 | 0 | 0 | 0
PseudoUnit | 0 | 0 | 0 | 0 | 0 | 0
FixedInterchange | 0 | 0 | 0 | 0 | 0 | 0
Levelized Retrofit Capital Costs by Reporting Type: MARITIMES
ReportingType | 2015 | 2020 | 2025 | 2030 | 2035 | 2040
BM | 0 | 0 | 0 | 0 | 0 | 0
CC | 0 | 0 | 0 | 0 | 0 | 0
CSP | 0 | 0 | 0 | 0 | 0 | 0
CT | 0 | 0 | 0 | 0 | 0 | 0
Coal | 0 | 0 | 0 | 0 | 0 | 0
Geo | 0 | 0 | 0 | 0 | 0 | 0
H | 0 | 0 | 0 | 0 | 0 | 0
LFG | 0 | 0 | 0 | 0 | 0 | 0
Nuc | 0 | 0 | 0 | 0 | 0 | 0
PS | 0 | 0 | 0 | 0 | 0 | 0
PV | 0 | 0 | 0 | 0 | 0 | 0
PeakG | 0 | 0 | 0 | 0 | 0 | 0
PeakO | 0 | 0 | 0 | 0 | 0 | 0
ST | 0 | 0 | 0 | 0 | 0 | 0
STOG | 0 | 0 | 0 | 0 | 0 | 0
STWD | 0 | 0 | 0 | 0 | 0 | 0
WT | 0 | 0 | 0 | 0 | 0 | 0
IGCC | 0 | 0 | 0 | 0 | 0 | 0
DemandResponse | 0 | 0 | 0 | 0 | 0 | 0
IGCC-CCS | 0 | 0 | 0 | 0 | 0 | 0
WT_off | 0 | 0 | 0 | 0 | 0 | 0
PseudoUnit | 0 | 0 | 0 | 0 | 0 | 0
FixedInterchange | 0 | 0 | 0 | 0 | 0 | 0
Levelized Retrofit Capital Costs by Reporting Type: All
ReportingType | 2015 | 2020 | 2025 | 2030 | 2035 | 2040
BM | 0 | 0 | 0 | 0 | 0 | 0
CC | 0 | 0 | 0 | 0 | 0 | 0
CSP | 0 | 0 | 0 | 0 | 0 | 0
CT | 0 | 0 | 0 | 0 | 0 | 0
Coal | 1184.41 | 5043.3 | 4209.63 | 0 | 0 | 0
Geo | 0 | 0 | 0 | 0 | 0 | 0
H | 0 | 0 | 0 | 0 | 0 | 0
LFG | 0 | 0 | 0 | 0 | 0 | 0
Nuc | 0 | 0 | 0 | 0 | 0 | 0
PS | 0 | 0 | 0 | 0 | 0 | 0
PV | 0 | 0 | 0 | 0 | 0 | 0
PeakG | 0 | 0 | 0 | 0 | 0 | 0
PeakO | 0 | 0 | 0 | 0 | 0 | 0
ST | 0 | 0 | 0 | 0 | 0 | 0
STOG | 0 | 0 | 0 | 0 | 0 | 0
STWD | 0 | 0 | 0 | 0 | 0 | 0
WT | 0 | 0 | 0 | 0 | 0 | 0
IGCC | 0 | 0 | 0 | 0 | 0 | 0
DemandResponse | 0 | 0 | 0 | 0 | 0 | 0
IGCC-CCS | 0 | 0 | 0 | 0 | 0 | 0
WT_off | 0 | 0 | 0 | 0 | 0 | 0
PseudoUnit | 0 | 0 | 0 | 0 | 0 | 0
FixedInterchange | 0 | 0 | 0 | 0 | 0 | 0
Levelized Retrofit Capital Costs by Reporting Type: EI_US
ReportingType | 2015 | 2020 | 2025 | 2030 | 2035 | 2040
BM | 0 | 0 | 0 | 0 | 0 | 0
CC | 0 | 0 | 0 | 0 | 0 | 0
CSP | 0 | 0 | 0 | 0 | 0 | 0
CT | 0 | 0 | 0 | 0 | 0 | 0
Coal | 1023.13 | 4384.81 | 3584.06 | 0 | 0 | 0
Geo | 0 | 0 | 0 | 0 | 0 | 0
H | 0 | 0 | 0 | 0 | 0 | 0
LFG | 0 | 0 | 0 | 0 | 0 | 0
Nuc | 0 | 0 | 0 | 0 | 0 | 0
PS | 0 | 0 | 0 | 0 | 0 | 0
PV | 0 | 0 | 0 | 0 | 0 | 0
PeakG | 0 | 0 | 0 | 0 | 0 | 0
PeakO | 0 | 0 | 0 | 0 | 0 | 0
ST | 0 | 0 | 0 | 0 | 0 | 0
STOG | 0 | 0 | 0 | 0 | 0 | 0
STWD | 0 | 0 | 0 | 0 | 0 | 0
WT | 0 | 0 | 0 | 0 | 0 | 0
IGCC | 0 | 0 | 0 | 0 | 0 | 0
DemandResponse | 0 | 0 | 0 | 0 | 0 | 0
IGCC-CCS | 0 | 0 | 0 | 0 | 0 | 0
WT_off | 0 | 0 | 0 | 0 | 0 | 0
PseudoUnit | 0 | 0 | 0 | 0 | 0 | 0
FixedInterchange | 0 | 0 | 0 | 0 | 0 | 0
Levelized Retrofit Capital Costs by Reporting Type: EI_Canada
ReportingType | 2015 | 2020 | 2025 | 2030 | 2035 | 2040
BM | 0 | 0 | 0 | 0 | 0 | 0
CC | 0 | 0 | 0 | 0 | 0 | 0
CSP | 0 | 0 | 0 | 0 | 0 | 0
CT | 0 | 0 | 0 | 0 | 0 | 0
Coal | 0 | 0 | 0 | 0 | 0 | 0
Geo | 0 | 0 | 0 | 0 | 0 | 0
H | 0 | 0 | 0 | 0 | 0 | 0
LFG | 0 | 0 | 0 | 0 | 0 | 0
Nuc | 0 | 0 | 0 | 0 | 0 | 0
PS | 0 | 0 | 0 | 0 | 0 | 0
PV | 0 | 0 | 0 | 0 | 0 | 0
PeakG | 0 | 0 | 0 | 0 | 0 | 0
PeakO | 0 | 0 | 0 | 0 | 0 | 0
ST | 0 | 0 | 0 | 0 | 0 | 0
STOG | 0 | 0 | 0 | 0 | 0 | 0
STWD | 0 | 0 | 0 | 0 | 0 | 0
WT | 0 | 0 | 0 | 0 | 0 | 0
IGCC | 0 | 0 | 0 | 0 | 0 | 0
DemandResponse | 0 | 0 | 0 | 0 | 0 | 0
IGCC-CCS | 0 | 0 | 0 | 0 | 0 | 0
WT_off | 0 | 0 | 0 | 0 | 0 | 0
PseudoUnit | 0 | 0 | 0 | 0 | 0 | 0
FixedInterchange | 0 | 0 | 0 | 0 | 0 | 0
Levelized Retrofit Capital Costs by Reporting Type: EI
ReportingType | 2015 | 2020 | 2025 | 2030 | 2035 | 2040
BM | 0 | 0 | 0 | 0 | 0 | 0
CC | 0 | 0 | 0 | 0 | 0 | 0
CSP | 0 | 0 | 0 | 0 | 0 | 0
CT | 0 | 0 | 0 | 0 | 0 | 0
Coal | 1023.13 | 4384.81 | 3584.06 | 0 | 0 | 0
Geo | 0 | 0 | 0 | 0 | 0 | 0
H | 0 | 0 | 0 | 0 | 0 | 0
LFG | 0 | 0 | 0 | 0 | 0 | 0
Nuc | 0 | 0 | 0 | 0 | 0 | 0
PS | 0 | 0 | 0 | 0 | 0 | 0
PV | 0 | 0 | 0 | 0 | 0 | 0
PeakG | 0 | 0 | 0 | 0 | 0 | 0
PeakO | 0 | 0 | 0 | 0 | 0 | 0
ST | 0 | 0 | 0 | 0 | 0 | 0
STOG | 0 | 0 | 0 | 0 | 0 | 0
STWD | 0 | 0 | 0 | 0 | 0 | 0
WT | 0 | 0 | 0 | 0 | 0 | 0
IGCC | 0 | 0 | 0 | 0 | 0 | 0
DemandResponse | 0 | 0 | 0 | 0 | 0 | 0
IGCC-CCS | 0 | 0 | 0 | 0 | 0 | 0
WT_off | 0 | 0 | 0 | 0 | 0 | 0
PseudoUnit | 0 | 0 | 0 | 0 | 0 | 0
FixedInterchange | 0 | 0 | 0 | 0 | 0 | 0
Levelized Retrofit Capital Costs by Reporting Type: Outside_EI
ReportingType | 2015 | 2020 | 2025 | 2030 | 2035 | 2040
BM | 0 | 0 | 0 | 0 | 0 | 0
CC | 0 | 0 | 0 | 0 | 0 | 0
CSP | 0 | 0 | 0 | 0 | 0 | 0
CT | 0 | 0 | 0 | 0 | 0 | 0
Coal | 161.28 | 658.49 | 625.56 | 0 | 0 | 0
Geo | 0 | 0 | 0 | 0 | 0 | 0
H | 0 | 0 | 0 | 0 | 0 | 0
LFG | 0 | 0 | 0 | 0 | 0 | 0
Nuc | 0 | 0 | 0 | 0 | 0 | 0
PS | 0 | 0 | 0 | 0 | 0 | 0
PV | 0 | 0 | 0 | 0 | 0 | 0
PeakG | 0 | 0 | 0 | 0 | 0 | 0
PeakO | 0 | 0 | 0 | 0 | 0 | 0
ST | 0 | 0 | 0 | 0 | 0 | 0
STOG | 0 | 0 | 0 | 0 | 0 | 0
STWD | 0 | 0 | 0 | 0 | 0 | 0
WT | 0 | 0 | 0 | 0 | 0 | 0
IGCC | 0 | 0 | 0 | 0 | 0 | 0
DemandResponse | 0 | 0 | 0 | 0 | 0 | 0
IGCC-CCS | 0 | 0 | 0 | 0 | 0 | 0
WT_off | 0 | 0 | 0 | 0 | 0 | 0
PseudoUnit | 0 | 0 | 0 | 0 | 0 | 0
FixedInterchange | 0 | 0 | 0 | 0 | 0 | 0
#14 | Total Costs ($million)
Total Costs by Reporting Type: Entergy
ReportingType | 2015 | 2020 | 2025 | 2030 | 2035 | 2040
BM | 0 | 0 | 0 | 0 | 0 | 0
CC | 2872.25 | 3703.91 | 3422.44 | 3165.36 | 3805.37 | 3790.36
CSP | 0 | 0 | 0 | 0 | 0 | 0
CT | 0 | 0 | 0 | 0 | 0 | 0
Coal | 2424.44 | 2882.42 | 3027.22 | 2802.01 | 2949.85 | 4056.69
Geo | 0 | 0 | 0 | 0 | 0 | 0
H | 10.6 | 10.6 | 10.6 | 10.6 | 10.6 | 10.6
LFG | 0.97 | 0.97 | 0.97 | 43.07 | 43.07 | 43.07
Nuc | 1262.64 | 1285.77 | 1294.03 | 1301.93 | 1099.75 | 1464.17
PS | 1.4 | 1.4 | 1.4 | 1.4 | 1.4 | 1.4
PV | 0.15 | 31.17 | 46.75 | 48.25 | 49.79 | 21
PeakG | 47.54 | 69.98 | 51.47 | 65.23 | 69.71 | 68.45
PeakO | 4.42 | 5.87 | 5.08 | 5.22 | 5.22 | 5.22
ST | 0 | 0 | 0 | 0 | 0 | 0
STOG | 248.78 | 295.22 | 207.05 | 201.96 | 218.04 | 230.06
STWD | 133.66 | 18.6 | 13.83 | 13.42 | 18.73 | 18.73
WT | 3.67 | 3.67 | 3.67 | 3.67 | 3.67 | 3.67
IGCC | 0 | 0 | 0 | 0 | 0 | 0
DemandResponse | 0 | 0 | 0 | 0 | 0 | 0
IGCC-CCS | 0 | 0 | 0 | 0 | 0 | 0
WT_off | 0 | 0 | 0 | 0 | 0 | 0
PseudoUnit | 0 | 0 | 0 | 0 | 0 | 0
FixedInterchange | 0 | 0 | 0 | 0 | 0 | 0
Total Costs by Reporting Type: FRCC
ReportingType | 2015 | 2020 | 2025 | 2030 | 2035 | 2040
BM | 0 | 1118.02 | 2258.52 | 2258.52 | 2258.52 | 2258.52
CC | 7378.37 | 8381.65 | 8648.96 | 9082.67 | 13574.26 | 16388.36
CSP | 0 | 0 | 0 | 0 | 0 | 0
CT | 282.05 | 286.79 | 289.17 | 255.8 | 104.19 | 107.13
Coal | 3015.33 | 3008.86 | 3107.65 | 3143.33 | 3243.59 | 3332.33
Geo | 0 | 0 | 0 | 0 | 0 | 0
H | 0.78 | 0.78 | 10.41 | 10.41 | 10.41 | 10.41
LFG | 58.68 | 138.1 | 138.1 | 138.1 | 138.1 | 82.77
Nuc | 960.37 | 1000.19 | 984.15 | 990.13 | 1182.7 | 448.91
PS | 0 | 0 | 0 | 0 | 0 | 0
PV | 0.75 | 0.75 | 0.75 | 0.75 | 0.75 | 0.75
PeakG | 179.18 | 263.22 | 228.11 | 262.61 | 251.9 | 249.91
PeakO | 64.61 | 83.43 | 68.43 | 68.43 | 68.43 | 68.43
ST | 0 | 0 | 0 | 0 | 0 | 0
STOG | 434.62 | 463.2 | 409.86 | 371.26 | 354.12 | 373.7
STWD | 110.33 | 111.9 | 110.46 | 110.46 | 110.46 | 110.46
WT | 0 | 0 | 0 | 0 | 0 | 0
IGCC | 0 | 0 | 0 | 0 | 0 | 0
DemandResponse | 0 | 0 | 0 | 0 | 0 | 0
IGCC-CCS | 0 | 0 | 0 | 0 | 0 | 0
WT_off | 0 | 0 | 0 | 0 | 0 | 0
PseudoUnit | 0 | 0 | 0 | 0 | 0 | 0
FixedInterchange | 0 | 0 | 0 | 0 | 0 | 0
Total Costs by Reporting Type: MAPP_US
ReportingType | 2015 | 2020 | 2025 | 2030 | 2035 | 2040
BM | 0 | 0 | 0 | 0 | 0 | 0
CC | 17.59 | 23.79 | 18.05 | 13.93 | 19.27 | 21.74
CSP | 0 | 0 | 0 | 0 | 0 | 0
CT | 27.96 | 27.96 | 27.96 | 27.26 | 29.47 | 46.42
Coal | 718.08 | 627.45 | 604.17 | 561.43 | 617.71 | 688.03
Geo | 3.95 | 3.95 | 3.95 | 3.95 | 3.95 | 3.95
H | 31.14 | 31.14 | 31.14 | 31.14 | 31.14 | 31.14
LFG | 0.24 | 0.24 | 0.24 | 28.15 | 28.15 | 28.15
Nuc | 0.01 | 0.01 | 0.01 | 0.01 | 0.01 | 0.01
PS | 0 | 0 | 0 | 0 | 0 | 0
PV | 0 | 0 | 0 | 0 | 0 | 0
PeakG | 13.61 | 24.29 | 19.65 | 17.7 | 29.79 | 22.56
PeakO | 1.24 | 2.06 | 1.65 | 1.65 | 1.65 | 1.65
ST | 0 | 0 | 0 | 0 | 0 | 0
STOG | 0 | 0 | 0 | 0 | 0 | 0
STWD | 0 | 0 | 0 | 0 | 0 | 0
WT | 178.2 | 627.9 | 627.9 | 1919.85 | 2734.98 | 2893.68
IGCC | 0 | 0 | 0 | 0 | 0 | 0
DemandResponse | 0 | 0 | 0 | 0 | 0 | 0
IGCC-CCS | 0 | 0 | 0 | 0 | 0 | 0
WT_off | 0 | 0 | 0 | 0 | 0 | 0
PseudoUnit | 0 | 0 | 0 | 0 | 0 | 0
FixedInterchange | 0 | 0 | 0 | 0 | 0 | 0
Total Costs by Reporting Type: MISO_IN
ReportingType | 2015 | 2020 | 2025 | 2030 | 2035 | 2040
BM | 0 | 0 | 0 | 0 | 0 | 0
CC | 190.14 | 276.46 | 272.72 | 200.34 | 1110.32 | 1700.19
CSP | 0 | 0 | 0 | 0 | 0 | 0
CT | 0 | 0 | 0 | 0 | 0 | 0
Coal | 3487.35 | 4129.68 | 4177.03 | 3989.37 | 4477.23 | 4827.17
Geo | 0 | 0 | 0 | 0 | 0 | 0
H | 1.07 | 1.07 | 1.07 | 1.07 | 1.07 | 1.07
LFG | 4.47 | 4.47 | 36.74 | 36.74 | 36.74 | 36.74
Nuc | 0.01 | 0.01 | 0.01 | 0.01 | 0.01 | 0.01
PS | 0 | 0 | 0 | 0 | 0 | 0
PV | 0 | 118.69 | 186.91 | 186.91 | 192.3 | 83.8
PeakG | 52.76 | 76.96 | 56.04 | 75.26 | 80.68 | 81.55
PeakO | 10.59 | 13.5 | 10.82 | 10.82 | 10.82 | 10.82
ST | 0 | 0 | 0 | 0 | 0 | 0
STOG | 15.25 | 20.73 | 15.83 | 19.49 | 20.37 | 21.4
STWD | 0 | 0 | 0 | 0 | 0 | 0
WT | 18.33 | 18.33 | 18.33 | 18.33 | 18.33 | 18.33
IGCC | 366.58 | 367.03 | 366.88 | 368.38 | 371.16 | 375.89
DemandResponse | 0 | 0 | 0 | 0 | 0 | 0
IGCC-CCS | 0 | 0 | 0 | 0 | 0 | 0
WT_off | 0 | 0 | 0 | 0 | 0 | 0
PseudoUnit | 0 | 0 | 0 | 0 | 0 | 0
FixedInterchange | 0 | 0 | 0 | 0 | 0 | 0
Total Costs by Reporting Type: MISO_MI
ReportingType | 2015 | 2020 | 2025 | 2030 | 2035 | 2040
BM | 0 | 0 | 0 | 0 | 0 | 0
CC | 469.95 | 719.03 | 564.18 | 444.67 | 617.97 | 553.39
CSP | 0 | 0 | 0 | 0 | 0 | 0
CT | 0 | 0 | 0 | 0 | 0 | 0
Coal | 2282.99 | 2643.01 | 2621.49 | 2232.27 | 2652.16 | 2795.38
Geo | 0 | 0 | 0 | 0 | 0 | 0
H | 2.01 | 2.01 | 2.01 | 2.01 | 2.01 | 2.01
LFG | 19.68 | 19.68 | 85.86 | 85.86 | 85.86 | 85.86
Nuc | 449.71 | 452.56 | 461.47 | 464.43 | 273.15 | 529.13
PS | 44.44 | 44.44 | 44.44 | 44.44 | 44.44 | 44.44
PV | 0 | 0 | 0 | 0 | 0 | 0
PeakG | 62.84 | 91.61 | 73.13 | 86.7 | 90.77 | 95.14
PeakO | 15.67 | 19.97 | 16.01 | 16.01 | 16.01 | 16.01
ST | 0 | 0 | 0 | 0 | 0 | 0
STOG | 149.19 | 191.17 | 160.97 | 159.48 | 181.12 | 214.17
STWD | 16.63 | 46.9 | 95.46 | 95.46 | 95.46 | 95.46
WT | 642 | 642 | 731.99 | 773.96 | 239.95 | 288.82
IGCC | 0 | 0 | 0 | 0 | 0 | 0
DemandResponse | 0 | 0 | 0 | 0 | 0 | 0
IGCC-CCS | 0 | 0 | 0 | 0 | 0 | 0
WT_off | 0 | 0 | 0 | 0 | 0 | 0
PseudoUnit | 0 | 0 | 0 | 0 | 0 | 0
FixedInterchange | 0 | 0 | 0 | 0 | 0 | 0
Total Costs by Reporting Type: MISO_MO-IL
ReportingType | 2015 | 2020 | 2025 | 2030 | 2035 | 2040
BM | 0 | 0 | 0 | 0 | 0 | 0
CC | 129.36 | 187.73 | 159.9 | 101.65 | 129.82 | 137.32
CSP | 0 | 0 | 0 | 0 | 0 | 0
CT | 0 | 0 | 0 | 0 | 0 | 0
Coal | 4381.64 | 4536.35 | 4582.17 | 4266.63 | 5046.36 | 5158.97
Geo | 0 | 0 | 0 | 0 | 0 | 0
H | 5.01 | 5.01 | 101.31 | 101.31 | 101.31 | 101.31
LFG | 2.17 | 2.17 | 94.6 | 94.6 | 94.6 | 94.6
Nuc | 493.74 | 512.79 | 521.93 | 524.97 | 524.97 | 524.97
PS | 10.45 | 10.45 | 10.45 | 10.45 | 10.45 | 10.45
PV | 0 | 0 | 0 | 0 | 0 | 0
PeakG | 85.97 | 131.66 | 108.16 | 134.23 | 147.04 | 181.02
PeakO | 21.48 | 28.65 | 22.96 | 22.96 | 22.96 | 22.96
ST | 0 | 0 | 0 | 0 | 0 | 0
STOG | 29.25 | 37.45 | 33.57 | 34.09 | 35.06 | 28.02
STWD | 0 | 0 | 0 | 0 | 0 | 0
WT | 109.19 | 109.19 | 109.19 | 109.19 | 21.38 | 52.88
IGCC | 0 | 0 | 0 | 0 | 0 | 0
DemandResponse | 0 | 0 | 0 | 0 | 0 | 0
IGCC-CCS | 0 | 0 | 0 | 0 | 0 | 0
WT_off | 0 | 0 | 0 | 0 | 0 | 0
PseudoUnit | 0 | 0 | 0 | 0 | 0 | 0
FixedInterchange | 0 | 0 | 0 | 0 | 0 | 0
Total Costs by Reporting Type: MISO_W
ReportingType | 2015 | 2020 | 2025 | 2030 | 2035 | 2040
BM | 0 | 0 | 0 | 0 | 0 | 0
CC | 354.17 | 505.27 | 364.09 | 216.96 | 325.71 | 316.41
CSP | 0 | 0 | 0 | 0 | 0 | 0
CT | 0 | 0 | 0 | 0 | 0 | 0
Coal | 2926.65 | 3233.99 | 3265.05 | 2957.37 | 3233.57 | 4909.7
Geo | 0 | 0 | 0 | 0 | 0 | 0
H | 7.08 | 7.08 | 7.08 | 7.08 | 7.08 | 7.08
LFG | 24.75 | 24.75 | 54.27 | 54.27 | 54.27 | 54.27
Nuc | 539.99 | 543.1 | 552.83 | 814.83 | 0.05 | 0.05
PS | 0 | 0 | 0 | 0 | 0 | 0
PV | 0 | 0 | 0 | 0 | 0 | 0
PeakG | 101.94 | 132.09 | 96.88 | 114.79 | 158.09 | 129
PeakO | 56.38 | 79.08 | 64.57 | 64.57 | 64.57 | 64.57
ST | 0 | 0 | 0 | 0 | 0 | 0
STOG | 8.38 | 9.14 | 7.8 | 7.81 | 7.92 | 7.68
STWD | 10.03 | 175.68 | 55.23 | 96.26 | 72.51 | 96.26
WT | 1122.01 | 1122.01 | 2383.55 | 5244.76 | 4475.84 | 4475.84
IGCC | 0 | 0 | 0 | 0 | 0 | 0
DemandResponse | 0 | 0 | 0 | 0 | 0 | 0
IGCC-CCS | 0 | 0 | 0 | 0 | 0 | 0
WT_off | 0 | 0 | 0 | 0 | 0 | 0
PseudoUnit | 0 | 0 | 0 | 0 | 0 | 0
FixedInterchange | 0 | 0 | 0 | 0 | 0 | 0
Total Costs by Reporting Type: MISO_WUMS
ReportingType | 2015 | 2020 | 2025 | 2030 | 2035 | 2040
BM | 0 | 0 | 0 | 0 | 0 | 0
CC | 499.83 | 673.8 | 562.98 | 454.71 | 2136.37 | 1999.58
CSP | 0 | 0 | 0 | 0 | 0 | 0
CT | 0 | 415.46 | 591.36 | 1083.86 | 1488.62 | 1175.95
Coal | 1517.28 | 1597.12 | 1480.8 | 1419.82 | 1701.84 | 1830.41
Geo | 0 | 0 | 0 | 0 | 0 | 0
H | 4.79 | 5.15 | 5.15 | 5.15 | 5.15 | 5.15
LFG | 8.57 | 8.57 | 97.64 | 97.64 | 97.64 | 97.64
Nuc | 419.03 | 444.73 | 429.21 | 737.97 | 0.05 | 0.05
PS | 0 | 0 | 0 | 0 | 0 | 0
PV | 0 | 0 | 0 | 0 | 0 | 0
PeakG | 57.78 | 83.14 | 65.08 | 77.65 | 77.65 | 77.65
PeakO | 13.52 | 17.78 | 14.69 | 14.69 | 14.69 | 14.69
ST | 0 | 0 | 0 | 0 | 0 | 0
STOG | 13.34 | 15.63 | 13.39 | 13.39 | 13.39 | 13.39
STWD | 3.37 | 11.33 | 10.55 | 11.71 | 26.56 | 36.75
WT | 317.4 | 317.4 | 317.4 | 317.4 | 46.41 | 46.41
IGCC | 0 | 0 | 0 | 0 | 0 | 0
DemandResponse | 0 | 0 | 0 | 0 | 0 | 0
IGCC-CCS | 0 | 0 | 0 | 0 | 0 | 0
WT_off | 0 | 0 | 0 | 0 | 0 | 0
PseudoUnit | 0 | 0 | 0 | 0 | 0 | 0
FixedInterchange | 0 | 0 | 0 | 0 | 0 | 0
Total Costs by Reporting Type: Nebraska
ReportingType | 2015 | 2020 | 2025 | 2030 | 2035 | 2040
BM | 0 | 0 | 0 | 0 | 0 | 0
CC | 50.83 | 32.31 | 27.92 | 22.49 | 33.03 | 30.44
CSP | 0 | 0 | 0 | 0 | 0 | 0
CT | 0 | 0 | 0 | 0 | 0 | 0
Coal | 924.03 | 1250.79 | 1261.29 | 1082.99 | 1127.4 | 2007.04
Geo | 0 | 0 | 0 | 0 | 0 | 0
H | 2.38 | 2.38 | 2.38 | 2.38 | 2.38 | 2.38
LFG | 0.72 | 0.72 | 0.72 | 29.16 | 29.16 | 29.16
Nuc | 289.1 | 306.81 | 296.14 | 364.84 | 0.11 | 0.11
PS | 0 | 0 | 0 | 0 | 0 | 0
PV | 0 | 0 | 0 | 0 | 0 | 0
PeakG | 25.47 | 49.33 | 43.19 | 40.31 | 31.81 | 31.37
PeakO | 9.57 | 12.19 | 9.77 | 9.77 | 9.77 | 9.77
ST | 0 | 0 | 0 | 0 | 0 | 0
STOG | 13.43 | 17.34 | 15.57 | 15.83 | 20.41 | 12.04
STWD | 0 | 0 | 0 | 0 | 0 | 0
WT | 70.25 | 719.55 | 719.55 | 706.91 | 659.86 | 69.49
IGCC | 0 | 0 | 0 | 0 | 0 | 0
DemandResponse | 0 | 0 | 0 | 0 | 0 | 0
IGCC-CCS | 0 | 0 | 0 | 0 | 0 | 0
WT_off | 0 | 0 | 0 | 0 | 0 | 0
PseudoUnit | 0 | 0 | 0 | 0 | 0 | 0
FixedInterchange | 0 | 0 | 0 | 0 | 0 | 0
Total Costs by Reporting Type: NEISO
ReportingType | 2015 | 2020 | 2025 | 2030 | 2035 | 2040
BM | 310.13 | 310.13 | 168.81 | 188.35 | 190.44 | 193.69
CC | 1876.94 | 1729.19 | 1619.97 | 1637.43 | 2345.82 | 2629.44
CSP | 0 | 0 | 0 | 0 | 0 | 0
CT | 32.42 | 32.87 | 32.89 | 31.56 | 42.63 | 160.3
Coal | 57.55 | 29.15 | 0 | 0 | 0 | 0
Geo | 0 | 0 | 0 | 0 | 0 | 0
H | 46.4 | 46.4 | 46.4 | 46.4 | 47.43 | 47.43
LFG | 84.95 | 84.95 | 113.53 | 113.53 | 98.81 | 98.81
Nuc | 1055.43 | 1120.79 | 1080.11 | 1086.32 | 784.86 | 1150.98
PS | 39.74 | 39.74 | 39.74 | 39.74 | 39.74 | 39.74
PV | 0.03 | 169.7 | 169.7 | 169.7 | 169.7 | 6.18
PeakG | 21.15 | 31.73 | 22.89 | 24.39 | 35.05 | 35.91
PeakO | 34.72 | 44.24 | 35.46 | 35.46 | 35.46 | 35.46
ST | 0 | 0 | 0 | 0 | 0 | 0
STOG | 0 | 0 | 0 | 0 | 0 | 0
STWD | 367.79 | 372.7 | 223.48 | 212.05 | 239.69 | 251.51
WT | 82.29 | 398.35 | 1056.55 | 1308.13 | 1420.57 | 1132.82
IGCC | 0 | 0 | 0 | 0 | 0 | 0
DemandResponse | 0 | 0 | 0 | 0 | 0 | 0
IGCC-CCS | 0 | 0 | 0 | 0 | 0 | 0
WT_off | 347.5 | 347.5 | 347.5 | 347.5 | 0 | 0
PseudoUnit | 0 | 0 | 0 | 0 | 0 | 0
FixedInterchange | 0 | 0 | 0 | 0 | 0 | 0
Total Costs by Reporting Type: NonRTO_Midwest
ReportingType | 2015 | 2020 | 2025 | 2030 | 2035 | 2040
BM | 0 | 0 | 0 | 0 | 0 | 0
CC | 0 | 107.36 | 110.52 | 105.43 | 92.84 | 171.03
CSP | 0 | 0 | 0 | 0 | 0 | 0
CT | 0 | 0 | 0 | 0 | 0 | 0
Coal | 2665.32 | 2907.58 | 2801.75 | 2774.6 | 2925.78 | 3117.47
Geo | 0 | 0 | 0 | 0 | 0 | 0
H | 2.04 | 2.04 | 258.59 | 258.59 | 258.59 | 258.59
LFG | 1.69 | 1.69 | 64.46 | 64.46 | 64.46 | 64.46
Nuc | 0.01 | 0.01 | 0.01 | 0.01 | 0.01 | 0.02
PS | 0 | 0 | 0 | 0 | 0 | 0
PV | 0 | 0 | 0 | 0 | 0 | 0
PeakG | 66.86 | 103.39 | 88.79 | 95.2 | 134.82 | 127.87
PeakO | 0.35 | 0.45 | 0.36 | 0.36 | 0.36 | 0.36
ST | 0 | 0 | 0 | 0 | 0 | 0
STOG | 0 | 0 | 0 | 0 | 0 | 0
STWD | 0 | 0 | 0 | 0 | 0 | 0
WT | 2.26 | 2.26 | 2.26 | 2.26 | 2.26 | 2.26
IGCC | 0 | 0 | 0 | 0 | 0 | 0
DemandResponse | 0 | 0 | 0 | 0 | 0 | 0
IGCC-CCS | 0 | 0 | 0 | 0 | 0 | 0
WT_off | 0 | 0 | 0 | 0 | 0 | 0
PseudoUnit | 0 | 0 | 0 | 0 | 0 | 0
FixedInterchange | 0 | 0 | 0 | 0 | 0 | 0
Total Costs by Reporting Type: NYISO_A-F
ReportingType | 2015 | 2020 | 2025 | 2030 | 2035 | 2040
BM | 0 | 0 | 0 | 0 | 0 | 0
CC | 424.36 | 493.16 | 471.37 | 539.61 | 810.3 | 860.54
CSP | 0 | 0 | 0 | 0 | 0 | 0
CT | 0 | 0 | 0 | 0 | 0 | 0
Coal | 0 | 0 | 0 | 0 | 0 | 0
Geo | 0 | 0 | 0 | 0 | 0 | 0
H | 62.6 | 62.6 | 62.6 | 62.6 | 62.6 | 62.6
LFG | 22.7 | 22.7 | 22.7 | 50.15 | 48.28 | 48.28
Nuc | 769.17 | 792.88 | 787.44 | 645.82 | 746.25 | 695.88
PS | 33.52 | 33.52 | 33.52 | 33.52 | 33.52 | 33.52
PV | 0 | 0 | 0 | 0 | 0 | 0
PeakG | 3.78 | 5.56 | 5.31 | 5.31 | 5.75 | 5.78
PeakO | 1.14 | 1.46 | 1.17 | 1.17 | 1.17 | 1.17
ST | 0 | 0 | 0 | 0 | 0 | 0
STOG | 0 | 0 | 0 | 0 | 0 | 0
STWD | 2.76 | 3.45 | 2.81 | 2.81 | 2.84 | 3.04
WT | 818.73 | 1033.38 | 1033.38 | 1033.38 | 276.81 | 67.56
IGCC | 0 | 0 | 0 | 0 | 0 | 0
DemandResponse | 0 | 0 | 0 | 0 | 0 | 0
IGCC-CCS | 0 | 0 | 0 | 0 | 0 | 0
WT_off | 0 | 0 | 0 | 0 | 0 | 0
PseudoUnit | 0 | 0 | 0 | 0 | 0 | 0
FixedInterchange | 0 | 0 | 0 | 0 | 0 | 0
Total Costs by Reporting Type: NYISO_G-I
ReportingType | 2015 | 2020 | 2025 | 2030 | 2035 | 2040
BM | 0 | 0 | 0 | 0 | 0 | 0
CC | 215.77 | 290.06 | 301.41 | 305.27 | 1192.47 | 2973.5
CSP | 0 | 0 | 0 | 0 | 0 | 0
CT | 0 | 0 | 0 | 0 | 0 | 0
Coal | 0 | 0 | 0 | 0 | 0 | 0
Geo | 0 | 0 | 0 | 0 | 0 | 0
H | 0.46 | 0.46 | 0.46 | 0.46 | 0.46 | 0.46
LFG | 7.73 | 7.73 | 7.73 | 37.77 | 37.77 | 37.77
Nuc | 466.19 | 495 | 477.19 | 479.96 | 543.55 | 0.21
PS | 0 | 0 | 0 | 0 | 0 | 0
PV | 0 | 0 | 0 | 0 | 0 | 0
PeakG | 1.52 | 2.04 | 1.56 | 1.56 | 1.56 | 1.57
PeakO | 2.55 | 3.25 | 2.61 | 2.61 | 2.61 | 2.61
ST | 0 | 0 | 0 | 0 | 0 | 0
STOG | 0 | 0 | 0 | 0 | 0 | 0
STWD | 0 | 0 | 0 | 0 | 0 | 0
WT | 0 | 18.15 | 18.15 | 18.15 | 18.15 | 1.69
IGCC | 0 | 0 | 0 | 0 | 0 | 0
DemandResponse | 0 | 0 | 0 | 0 | 0 | 0
IGCC-CCS | 0 | 0 | 0 | 0 | 0 | 0
WT_off | 0 | 0 | 0 | 0 | 0 | 0
PseudoUnit | 0 | 0 | 0 | 0 | 0 | 0
FixedInterchange | 0 | 0 | 0 | 0 | 0 | 0
Total Costs by Reporting Type: NYISO_J-K
ReportingType | 2015 | 2020 | 2025 | 2030 | 2035 | 2040
BM | 0 | 0 | 0 | 0 | 0 | 0
CC | 1156.32 | 1324.6 | 1338.22 | 1350.17 | 1628.27 | 1576.19
CSP | 0 | 0 | 0 | 0 | 0 | 0
CT | 0 | 0 | 28.28 | 135.47 | 290.69 | 300.69
Coal | 0 | 0 | 0 | 0 | 0 | 0
Geo | 0 | 0 | 0 | 0 | 0 | 0
H | 0 | 0 | 0 | 0 | 0 | 0
LFG | 14.97 | 14.97 | 14.97 | 50.65 | 50.65 | 50.65
Nuc | 0.01 | 0.01 | 0.01 | 0.01 | 0.01 | 0.01
PS | 0 | 0 | 0 | 0 | 0 | 0
PV | 23.8 | 23.8 | 23.8 | 23.8 | 0 | 0
PeakG | 57.55 | 86.96 | 69.03 | 71.79 | 90.54 | 80.91
PeakO | 61.69 | 79.16 | 63.78 | 65.02 | 65.02 | 65.02
ST | 0 | 0 | 0 | 0 | 0 | 0
STOG | 239.6 | 297.62 | 290.05 | 274.47 | 317.96 | 363.2
STWD | 0 | 0 | 0 | 0 | 0 | 0
WT | 0 | 0 | 0 | 0 | 0 | 0
IGCC | 0 | 0 | 0 | 0 | 0 | 0
DemandResponse | 0 | 0 | 0 | 0 | 0 | 0
IGCC-CCS | 0 | 0 | 0 | 0 | 0 | 0
WT_off | 0 | 0 | 0 | 0 | 0 | 0
PseudoUnit | 0 | 0 | 0 | 0 | 0 | 0
FixedInterchange | 0 | 0 | 0 | 0 | 0 | 0
Total Costs by Reporting Type: PJM_E
ReportingType | 2015 | 2020 | 2025 | 2030 | 2035 | 2040
BM | 37.62 | 37.62 | 37.62 | 37.62 | 37.62 | 37.62
CC | 1975.01 | 2604.15 | 2151.08 | 1860.72 | 2768.37 | 2698.16
CSP | 0 | 0 | 0 | 0 | 0 | 0
CT | 2.46 | 2.51 | 2.47 | 0.23 | 0.89 | 0.38
Coal | 90.9 | 36.87 | 14.39 | 14.43 | 17.51 | 17.67
Geo | 0 | 0 | 0 | 0 | 0 | 0
H | 3.85 | 3.85 | 3.85 | 3.85 | 3.85 | 3.85
LFG | 59.84 | 117.68 | 117.68 | 114.73 | 114.73 | 73.06
Nuc | 1960.16 | 1864.06 | 1862.64 | 1873.72 | 1345.93 | 2395.82
PS | 9.5 | 9.5 | 9.5 | 9.5 | 9.5 | 9.5
PV | 15.87 | 15.87 | 15.87 | 15.87 | 0.75 | 0.75
PeakG | 76.61 | 111.4 | 93.9 | 104.68 | 159.06 | 115.56
PeakO | 75.92 | 100.78 | 82.41 | 82.41 | 82.41 | 82.41
ST | 0 | 0 | 0 | 0 | 0 | 0
STOG | 99.97 | 126.39 | 112.61 | 101.8 | 139.51 | 120.48
STWD | 0 | 0 | 0 | 0 | 0 | 0
WT | 377.36 | 383.7 | 383.7 | 383.7 | 38.99 | 581.54
IGCC | 0 | 0 | 0 | 0 | 0 | 0
DemandResponse | 0 | 0 | 0 | 0 | 0 | 0
IGCC-CCS | 0 | 0 | 0 | 0 | 0 | 0
WT_off | 0 | 0 | 3642.79 | 5868.26 | 5868.26 | 5959.56
PseudoUnit | 0 | 0 | 0 | 0 | 0 | 0
FixedInterchange | 0 | 0 | 0 | 0 | 0 | 0
Total Costs by Reporting Type: PJM_ROM
ReportingType | 2015 | 2020 | 2025 | 2030 | 2035 | 2040
BM | 21.69 | 41.44 | 41.44 | 1772.53 | 2241.71 | 2241.71
CC | 1001.32 | 1219.64 | 1054 | 933.99 | 1461.35 | 6475.72
CSP | 0 | 0 | 0 | 0 | 0 | 0
CT | 1.52 | 1.54 | 1.61 | 1.54 | 0.54 | 0.23
Coal | 2100.24 | 1824.12 | 1824.17 | 1759.13 | 2175.96 | 2227.99
Geo | 0 | 0 | 0 | 0 | 0 | 0
H | 19.83 | 264.76 | 264.76 | 264.76 | 264.76 | 264.76
LFG | 48.61 | 156.17 | 156.17 | 153.97 | 150.67 | 75.37
Nuc | 1163.94 | 1194.41 | 1192.35 | 1199.5 | 963.59 | 1283.24
PS | 35.92 | 35.92 | 35.92 | 35.92 | 35.92 | 35.92
PV | 0.06 | 699.41 | 1105.59 | 1215.62 | 1259.16 | 635.45
PeakG | 30.83 | 47.83 | 41.39 | 41.32 | 62.76 | 53.27
PeakO | 45.95 | 58.57 | 46.94 | 46.94 | 46.94 | 46.94
ST | 0 | 0 | 0 | 0 | 0 | 0
STOG | 192.18 | 256.23 | 233.45 | 197.71 | 294.38 | 290.08
STWD | 38.51 | 39.07 | 38.55 | 38.55 | 38.55 | 38.55
WT | 177.31 | 2177.24 | 2177.24 | 2143.89 | 2038.45 | 222.83
IGCC | 0 | 0 | 0 | 0 | 0 | 0
DemandResponse | 0 | 0 | 0 | 0 | 0 | 0
IGCC-CCS | 0 | 0 | 0 | 0 | 0 | 0
WT_off | 0 | 0 | 0 | 0 | 0 | 0
PseudoUnit | 0 | 0 | 0 | 0 | 0 | 0
FixedInterchange | 0 | 0 | 0 | 0 | 0 | 0
Total Costs by Reporting Type: PJM_ROR
ReportingType | 2015 | 2020 | 2025 | 2030 | 2035 | 2040
BM | 407.05 | 462.78 | 462.78 | 1439.16 | 2378.06 | 3110.55
CC | 2869.85 | 3087.55 | 2482.05 | 1836.68 | 3021.66 | 2715.05
CSP | 0 | 0 | 0 | 0 | 0 | 0
CT | 2.92 | 2.94 | 2.96 | 2.66 | 442.1 | 564.92
Coal | 14649.54 | 12191.56 | 12337.77 | 12290.18 | 13112.41 | 13762.39
Geo | 0 | 0 | 0 | 0 | 0 | 0
H | 26.17 | 207.89 | 207.89 | 207.89 | 207.89 | 207.89
LFG | 81.66 | 288.01 | 288.01 | 280.09 | 271.54 | 127.69
Nuc | 4607.58 | 4731.16 | 4718.65 | 4541.22 | 3528.56 | 5329.49
PS | 73.14 | 73.14 | 73.14 | 73.14 | 73.14 | 73.14
PV | 0.35 | 0.35 | 0.35 | 0.35 | 0.35 | 0.35
PeakG | 398.42 | 563.96 | 402.57 | 469 | 553.36 | 562.25
PeakO | 48.69 | 65.15 | 52.22 | 52.22 | 52.22 | 52.22
ST | 0 | 0 | 0 | 0 | 0 | 0
STOG | 130.29 | 152.02 | 136.87 | 137.03 | 145.48 | 152.3
STWD | 113.31 | 114.87 | 113.43 | 113.43 | 113.43 | 113.43
WT | 2657.01 | 6581.97 | 11752.37 | 14742.46 | 13360.49 | 9809.29
IGCC | 0 | 0 | 0 | 0 | 0 | 0
DemandResponse | 0 | 0 | 0 | 0 | 0 | 0
IGCC-CCS | 0 | 0 | 0 | 0 | 0 | 0
WT_off | 0 | 0 | 0 | 0 | 0 | 0
PseudoUnit | 0 | 0 | 0 | 0 | 0 | 0
FixedInterchange | 0 | 0 | 0 | 0 | 0 | 0
Total Costs by Reporting Type: SOCO
ReportingType | 2015 | 2020 | 2025 | 2030 | 2035 | 2040
BM | 63.43 | 1632.65 | 6855.32 | 7228.03 | 7228.03 | 7228.03
CC | 5577.94 | 5727.47 | 4644.15 | 4309.28 | 4610.11 | 4474.98
CSP | 0 | 0 | 0 | 0 | 0 | 0
CT | 0 | 0 | 0 | 0 | 0 | 0
Coal | 4678.68 | 4916.32 | 4755.91 | 4912.21 | 5438.89 | 9063.08
Geo | 0 | 0 | 0 | 0 | 0 | 0
H | 59.74 | 59.74 | 59.74 | 59.74 | 59.74 | 357.89
LFG | 4.47 | 46.62 | 46.62 | 46.62 | 46.62 | 17.54
Nuc | 1355.07 | 2993.98 | 3028.43 | 3039.86 | 3039.86 | 2945.91
PS | 39.76 | 39.76 | 39.76 | 39.76 | 39.76 | 39.76
PV | 0 | 0 | 0 | 0 | 0 | 0
PeakG | 219.98 | 335.29 | 154.99 | 169.02 | 213.6 | 224.01
PeakO | 0 | 0 | 0 | 0 | 0 | 0
ST | 0 | 0 | 0 | 0 | 0 | 0
STOG | 0 | 0 | 0 | 0 | 0 | 0
STWD | 425.06 | 430.44 | 425.48 | 425.48 | 425.48 | 425.48
WT | 0 | 28.96 | 28.96 | 28.96 | 28.96 | 2.81
IGCC | 0 | 0 | 0 | 0 | 0 | 0
DemandResponse | 0 | 0 | 0 | 0 | 0 | 0
IGCC-CCS | 0 | 0 | 0 | 0 | 0 | 0
WT_off | 0 | 0 | 0 | 0 | 0 | 0
PseudoUnit | 0 | 0 | 0 | 0 | 0 | 0
FixedInterchange | 0 | 0 | 0 | 0 | 0 | 0
Total Costs by Reporting Type: SPP_N
ReportingType | 2015 | 2020 | 2025 | 2030 | 2035 | 2040
BM | 0 | 0 | 0 | 0 | 0 | 0
CC | 292.93 | 176.48 | 121.11 | 102.93 | 137.71 | 137.07
CSP | 0 | 0 | 0 | 0 | 0 | 0
CT | 0 | 14.45 | 14.56 | 14.58 | 603.36 | 581.87
Coal | 2289.31 | 2474.23 | 2367.67 | 2276.43 | 2408.38 | 2707.85
Geo | 0 | 0 | 0 | 0 | 0 | 0
H | 0.3 | 0.3 | 0.3 | 0.3 | 0.3 | 0.3
LFG | 0.85 | 0.85 | 0.85 | 37.9 | 37.9 | 37.9
Nuc | 256.73 | 266.63 | 271.39 | 272.98 | 272.98 | 272.98
PS | 0 | 0 | 0 | 0 | 0 | 0
PV | 0 | 0 | 0 | 0 | 0 | 0
PeakG | 74.97 | 123.13 | 113.16 | 106.48 | 105.7 | 105.7
PeakO | 34.89 | 44.84 | 35.94 | 35.94 | 35.94 | 35.94
ST | 0 | 0 | 0 | 0 | 0 | 0
STOG | 92.69 | 127.23 | 117.22 | 113.91 | 126.6 | 131.52
STWD | 0 | 0 | 0 | 0 | 0 | 0
WT | 42.04 | 483.71 | 1415.82 | 3190.63 | 3281 | 2879.98
IGCC | 0 | 0 | 0 | 0 | 0 | 0
DemandResponse | 0 | 0 | 0 | 0 | 0 | 0
IGCC-CCS | 0 | 0 | 0 | 0 | 0 | 0
WT_off | 0 | 0 | 0 | 0 | 0 | 0
PseudoUnit | 0 | 0 | 0 | 0 | 0 | 0
FixedInterchange | 0 | 0 | 0 | 0 | 0 | 0
Total Costs by Reporting Type: SPP_S
ReportingType | 2015 | 2020 | 2025 | 2030 | 2035 | 2040
BM | 0 | 0 | 0 | 0 | 0 | 0
CC | 2024.95 | 1938.91 | 1269.77 | 919.61 | 1367.97 | 1322.9
CSP | 0 | 0 | 0 | 0 | 0 | 0
CT | 35.98 | 61.7 | 61.7 | 61.7 | 28.49 | 4.77
Coal | 3514.52 | 4108.83 | 3945.98 | 3474.38 | 4123.22 | 4416.67
Geo | 0 | 0 | 0 | 0 | 0 | 0
H | 30.03 | 30.03 | 30.03 | 30.03 | 30.03 | 30.03
LFG | 2.29 | 2.29 | 2.29 | 39.34 | 39.34 | 39.34
Nuc | 0.01 | 0.01 | 0.01 | 0.01 | 0.01 | 0.01
PS | 10.59 | 10.59 | 10.59 | 10.59 | 10.59 | 10.59
PV | 0 | 0 | 0 | 0 | 0 | 0
PeakG | 60.2 | 87.93 | 62.37 | 76.78 | 82.77 | 82.77
PeakO | 3.36 | 4.54 | 3.63 | 3.63 | 3.64 | 3.66
ST | 0 | 0 | 0 | 0 | 0 | 0
STOG | 533.19 | 579.03 | 490.13 | 445.15 | 535.03 | 536.34
STWD | 54.15 | 8.23 | 5.62 | 5.39 | 7.54 | 7.54
WT | 214.58 | 3214.36 | 5670.9 | 7336.18 | 7609.76 | 5177.87
IGCC | 0 | 0 | 0 | 0 | 0 | 0
DemandResponse | 0 | 0 | 0 | 0 | 0 | 0
IGCC-CCS | 0 | 0 | 0 | 0 | 0 | 0
WT_off | 0 | 0 | 0 | 0 | 0 | 0
PseudoUnit | 0 | 0 | 0 | 0 | 0 | 0
FixedInterchange | 0 | 0 | 0 | 0 | 0 | 0
Total Costs by Reporting Type: TVA
ReportingType | 2015 | 2020 | 2025 | 2030 | 2035 | 2040
BM | 0 | 3409.66 | 3754.83 | 7075.28 | 7733.56 | 7733.56
CC | 1021.82 | 720.08 | 744.22 | 537.97 | 710.36 | 747.97
CSP | 0 | 0 | 0 | 0 | 0 | 0
CT | 0 | 0 | 0 | 0 | 0 | 65.43
Coal | 3636.51 | 3360.88 | 3347.81 | 3156.33 | 3422.31 | 3629.32
Geo | 0 | 0 | 0 | 0 | 0 | 0
H | 72.8 | 82.55 | 82.55 | 82.55 | 82.55 | 82.55
LFG | 1.57 | 43.41 | 43.41 | 43.41 | 43.41 | 14.64
Nuc | 2533.71 | 2590.04 | 2579.4 | 2590.89 | 1999.33 | 2481.64
PS | 41.38 | 41.38 | 41.38 | 41.38 | 41.38 | 41.38
PV | 0 | 0 | 0 | 0 | 0 | 0
PeakG | 99.24 | 153.37 | 140.99 | 140.99 | 142.81 | 141.05
PeakO | 1.87 | 2.54 | 1.92 | 2.49 | 2.49 | 2.49
ST | 0 | 0 | 0 | 0 | 0 | 0
STOG | 0 | 0 | 0 | 0 | 0 | 0
STWD | 2.99 | 3.03 | 3 | 3 | 3 | 3
WT | 0.99 | 29.76 | 29.76 | 29.76 | 29.76 | 3.8
IGCC | 0 | 0 | 0 | 0 | 0 | 0
DemandResponse | 0 | 0 | 0 | 0 | 0 | 0
IGCC-CCS | 0 | 0 | 0 | 0 | 0 | 0
WT_off | 0 | 0 | 0 | 0 | 0 | 0
PseudoUnit | 0 | 0 | 0 | 0 | 0 | 0
FixedInterchange | 0 | 0 | 0 | 0 | 0 | 0
Total Costs by Reporting Type: TVA_Transmission
ReportingType | 2015 | 2020 | 2025 | 2030 | 2035 | 2040
BM | 0 | 0 | 0 | 0 | 0 | 0
CC | 0 | 0 | 0 | 0 | 0 | 0
CSP | 0 | 0 | 0 | 0 | 0 | 0
CT | 0 | 0 | 0 | 0 | 0 | 0
Coal | 0 | 0 | 0 | 0 | 0 | 0
Geo | 0 | 0 | 0 | 0 | 0 | 0
H | 0 | 0 | 0 | 0 | 0 | 0
LFG | 0 | 0 | 0 | 0 | 0 | 0
Nuc | 0 | 0 | 0 | 0 | 0 | 0
PS | 0 | 0 | 0 | 0 | 0 | 0
PV | 0 | 0 | 0 | 0 | 0 | 0
PeakG | 0 | 0 | 0 | 0 | 0 | 0
PeakO | 0 | 0 | 0 | 0 | 0 | 0
ST | 0 | 0 | 0 | 0 | 0 | 0
STOG | 0 | 0 | 0 | 0 | 0 | 0
STWD | 0 | 0 | 0 | 0 | 0 | 0
WT | 0 | 0 | 0 | 0 | 0 | 0
IGCC | 0 | 0 | 0 | 0 | 0 | 0
DemandResponse | 0 | 0 | 0 | 0 | 0 | 0
IGCC-CCS | 0 | 0 | 0 | 0 | 0 | 0
WT_off | 0 | 0 | 0 | 0 | 0 | 0
PseudoUnit | 0 | 0 | 0 | 0 | 0 | 0
FixedInterchange | 0 | 0 | 0 | 0 | 0 | 0
Total Costs by Reporting Type: VACAR
ReportingType | 2015 | 2020 | 2025 | 2030 | 2035 | 2040
BM | 1.05 | 7777.17 | 7777.17 | 7777.17 | 7777.17 | 7777.17
CC | 1783.64 | 1529.36 | 1161.72 | 716.8 | 923.23 | 1153.02
CSP | 0 | 0 | 0 | 0 | 0 | 0
CT | 293.51 | 296.88 | 288.67 | 270.35 | 252.61 | 464.85
Coal | 5306.73 | 3782.22 | 3167.51 | 2169.82 | 3410.95 | 4092.32
Geo | 0 | 0 | 0 | 0 | 0 | 0
H | 30.23 | 30.23 | 30.23 | 30.23 | 48.11 | 48.11
LFG | 7.74 | 49.14 | 49.14 | 49.14 | 49.05 | 20.68
Nuc | 2606.17 | 4424.34 | 4396.29 | 4414.98 | 3652.53 | 5084.39
PS | 62.1 | 62.1 | 62.1 | 62.1 | 62.1 | 62.1
PV | 0.24 | 62.77 | 65.49 | 67.07 | 71.87 | 15.6
PeakG | 151.39 | 224.13 | 162.93 | 190.52 | 212.64 | 217.22
PeakO | 36.13 | 46.34 | 37.33 | 38.01 | 38.01 | 38.01
ST | 0 | 0 | 0 | 0 | 0 | 0
STOG | 4.04 | 4.78 | 4.1 | 4.1 | 4.1 | 4.1
STWD | 173.41 | 175.67 | 173.58 | 173.58 | 173.58 | 173.58
WT | 0 | 1004.14 | 1004.14 | 1004.14 | 1004.14 | 98.34
IGCC | 0 | 0 | 0 | 0 | 0 | 0
DemandResponse | 0 | 0 | 0 | 0 | 0 | 0
IGCC-CCS | 0 | 0 | 0 | 0 | 0 | 0
WT_off | 0.66 | 0.66 | 6404.03 | 16407.74 | 18037.86 | 20443.72
PseudoUnit | 0 | 0 | 0 | 0 | 0 | 0
FixedInterchange | 0 | 0 | 0 | 0 | 0 | 0
Total Costs by Reporting Type: IESO
ReportingType | 2015 | 2020 | 2025 | 2030 | 2035 | 2040
BM | 177.6 | 177.6 | 177.6 | 177.6 | 177.6 | 177.6
CC | 278.43 | 277.84 | 278.8 | 279.06 | 336.07 | 300.73
CSP | 0 | 0 | 0 | 0 | 0 | 0
CT | 44.26 | 44.26 | 44.26 | 44.26 | 58.15 | 355.01
Coal | 0 | 0 | 0 | 0 | 0 | 0
Geo | 0 | 0 | 0 | 0 | 0 | 0
H | 123.83 | 123.83 | 123.83 | 123.83 | 123.83 | 123.83
LFG | 19.32 | 19.32 | 19.32 | 19.32 | 14.43 | 14.43
Nuc | 2808.87 | 2769.62 | 2874.03 | 2938.47 | 2836.57 | 3030.7
PS | 2.92 | 2.92 | 2.92 | 2.92 | 2.92 | 2.92
PV | 558.01 | 558.01 | 558.01 | 558.01 | 0.44 | 0.44
PeakG | 11.67 | 13.67 | 13.67 | 13.67 | 13.67 | 13.67
PeakO | 0.66 | 0.66 | 0.78 | 0.86 | 0.86 | 0.86
ST | 0 | 0 | 0 | 0 | 0 | 0
STOG | 0 | 0 | 0 | 0 | 0 | 0
STWD | 0 | 0 | 0 | 0 | 0 | 0
WT | 763.41 | 763.41 | 763.41 | 763.41 | 43.84 | 43.84
IGCC | 0 | 0 | 0 | 0 | 0 | 0
DemandResponse | 0 | 0 | 0 | 0 | 0 | 0
IGCC-CCS | 0 | 0 | 0 | 0 | 0 | 0
WT_off | 0 | 0 | 0 | 0 | 0 | 0
PseudoUnit | 0 | 0 | 0 | 0 | 0 | 0
FixedInterchange | 0 | 0 | 0 | 0 | 0 | 0
Total Costs by Reporting Type: MAPP_CA
ReportingType | 2015 | 2020 | 2025 | 2030 | 2035 | 2040
BM | 0 | 0 | 0 | 0 | 0 | 0
CC | 142.75 | 162.59 | 42.38 | 0 | 0 | 0
CSP | 0 | 0 | 0 | 0 | 0 | 0
CT | 3.17 | 3.17 | 3.17 | 3.17 | 0 | 0
Coal | 132.01 | 167.99 | 0 | 0 | 0 | 0
Geo | 0 | 0 | 0 | 0 | 0 | 0
H | 92.24 | 211.42 | 851.18 | 1697.26 | 1697.26 | 1697.26
LFG | 0 | 0 | 0 | 0 | 0 | 0
Nuc | 0.01 | 0.01 | 0.01 | 0.01 | 0.01 | 0.01
PS | 0 | 0 | 0 | 0 | 0 | 0
PV | 0 | 0 | 0 | 0 | 0 | 0
PeakG | 9.88 | 9.88 | 9.88 | 9.88 | 13.09 | 13.09
PeakO | 0.09 | 0.09 | 0.09 | 0.12 | 0.12 | 0.12
ST | 0 | 0 | 0 | 0 | 0 | 0
STOG | 5.54 | 5.54 | 5.54 | 0 | 0 | 0
STWD | 0 | 0 | 0 | 0 | 0 | 0
WT | 105.14 | 105.14 | 105.14 | 105.14 | 17.92 | 17.92
IGCC | 0 | 0 | 0 | 0 | 0 | 0
DemandResponse | 0 | 0 | 0 | 0 | 0 | 0
IGCC-CCS | 0 | 0 | 0 | 0 | 0 | 0
WT_off | 0 | 0 | 0 | 0 | 0 | 0
PseudoUnit | 0 | 0 | 0 | 0 | 0 | 0
FixedInterchange | 0 | 0 | 0 | 0 | 0 | 0
Total Costs by Reporting Type: AZ_NM_SNV_Coal
ReportingType | 2015 | 2020 | 2025 | 2030 | 2035 | 2040
BM | 0 | 0 | 0 | 0 | 0 | 0
CC | 0 | 0 | 0 | 0 | 0 | 0
CSP | 0 | 0 | 0 | 0 | 0 | 0
CT | 0 | 0 | 0 | 0 | 0 | 0
Coal | 2855.93 | 3028.63 | 3003.44 | 3029.86 | 3294.8 | 7841.23
Geo | 0 | 0 | 0 | 0 | 0 | 0
H | 0 | 0 | 0 | 0 | 0 | 0
LFG | 0 | 0 | 0 | 0 | 0 | 0
Nuc | 0 | 0 | 0 | 0 | 0 | 0
PS | 0 | 0 | 0 | 0 | 0 | 0
PV | 0 | 0 | 0 | 0 | 0 | 0
PeakG | 0 | 0 | 0 | 0 | 0 | 0
PeakO | 0 | 0 | 0 | 0 | 0 | 0
ST | 0 | 0 | 0 | 0 | 0 | 0
STOG | 0 | 0 | 0 | 0 | 0 | 0
STWD | 0 | 0 | 0 | 0 | 0 | 0
WT | 0 | 0 | 0 | 0 | 0 | 0
IGCC | 0 | 0 | 0 | 0 | 0 | 0
DemandResponse | 0 | 0 | 0 | 0 | 0 | 0
IGCC-CCS | 0 | 0 | 0 | 0 | 0 | 0
WT_off | 0 | 0 | 0 | 0 | 0 | 0
PseudoUnit | 0 | 0 | 0 | 0 | 0 | 0
FixedInterchange | 0 | 0 | 0 | 0 | 0 | 0
Total Costs by Reporting Type: AZ_NM_SNV_Gas
ReportingType | 2015 | 2020 | 2025 | 2030 | 2035 | 2040
BM | 0 | 0 | 0 | 0 | 0 | 0
CC | 4479.47 | 6104.86 | 6310.76 | 8507.01 | 10345.6 | 10595.23
CSP | 0 | 0 | 0 | 0 | 0 | 0
CT | 68.63 | 68.63 | 78.87 | 79.48 | 0 | 0
Coal | 0 | 0 | 0 | 0 | 0 | 0
Geo | 0 | 0 | 0 | 0 | 0 | 0
H | 0 | 0 | 0 | 0 | 0 | 0
LFG | 0 | 0 | 0 | 0 | 0 | 0
Nuc | 0 | 0 | 0 | 0 | 0 | 0
PS | 0 | 0 | 0 | 0 | 0 | 0
PV | 0 | 0 | 0 | 0 | 0 | 0
PeakG | 30.4 | 45.13 | 49.52 | 69.49 | 76.43 | 0
PeakO | 0 | 0 | 0 | 0 | 0 | 0
ST | 0 | 0 | 0 | 0 | 0 | 0
STOG | 0 | 0 | 0 | 0 | 0 | 0
STWD | 0 | 0 | 0 | 0 | 0 | 0
WT | 0 | 0 | 0 | 0 | 0 | 0
IGCC | 0 | 0 | 0 | 0 | 0 | 0
DemandResponse | 0 | 0 | 0 | 0 | 0 | 0
IGCC-CCS | 0 | 0 | 0 | 0 | 0 | 0
WT_off | 0 | 0 | 0 | 0 | 0 | 0
PseudoUnit | 0 | 0 | 0 | 0 | 0 | 0
FixedInterchange | 0 | 0 | 0 | 0 | 0 | 0
Total Costs by Reporting Type: AZ_NM_SNV_NucRenew
ReportingType | 2015 | 2020 | 2025 | 2030 | 2035 | 2040
BM | 0 | 0 | 0 | 0 | 0 | 0
CC | 0 | 0 | 0 | 0 | 0 | 0
CSP | 0 | 0 | 0 | 0 | 0 | 0
CT | 0 | 0 | 0 | 0 | 0 | 0
Coal | 0 | 0 | 0 | 0 | 0 | 0
Geo | 0 | 0 | 861.56 | 861.56 | 861.56 | 861.56
H | 44.6 | 44.6 | 44.6 | 44.6 | 44.6 | 44.6
LFG | 0.85 | 0.85 | 24.66 | 24.66 | 24.66 | 24.66
Nuc | 810.72 | 895.93 | 912.19 | 917.59 | 917.59 | 917.59
PS | 5.13 | 5.13 | 5.13 | 5.13 | 5.13 | 5.13
PV | 50.17 | 50.17 | 50.17 | 50.17 | 2.38 | 2.38
PeakG | 0 | 0 | 0 | 0 | 0 | 0
PeakO | 0 | 0 | 0 | 0 | 0 | 0
ST | 156.95 | 379.54 | 509.72 | 480.3 | 429.35 | 234.89
STOG | 0 | 0 | 0 | 0 | 0 | 0
STWD | 12.81 | 13.02 | 12.82 | 12.82 | 12.82 | 12.82
WT | 35.54 | 35.54 | 128.43 | 303.25 | 285.3 | 285.3
IGCC | 0 | 0 | 0 | 0 | 0 | 0
DemandResponse | 0 | 0 | 0 | 0 | 0 | 0
IGCC-CCS | 0 | 0 | 0 | 0 | 0 | 0
WT_off | 0 | 0 | 0 | 0 | 0 | 0
PseudoUnit | 0 | 0 | 0 | 0 | 0 | 0
FixedInterchange | 0 | 0 | 0 | 0 | 0 | 0
Total Costs by Reporting Type: ERCOT
ReportingType | 2015 | 2020 | 2025 | 2030 | 2035 | 2040
BM | 69.26 | 83.11 | 78.09 | 2024.05 | 2094.09 | 2221.18
CC | 6256.11 | 6289.26 | 5412.42 | 4875.26 | 5911.93 | 7382.29
CSP | 0 | 0 | 0 | 0 | 0 | 0
CT | 22.65 | 22.65 | 22.65 | 22.65 | 1.67 | 1.67
Coal | 5663.28 | 6510.54 | 6764.24 | 6540.47 | 6806.33 | 7710.15
Geo | 0 | 0 | 0 | 0 | 0 | 0
H | 8.05 | 8.05 | 8.05 | 224.01 | 224.01 | 224.01
LFG | 9.06 | 9.06 | 145.21 | 145.21 | 145.21 | 145.21
Nuc | 1007.36 | 1174.9 | 1203.03 | 1210.21 | 1210.21 | 1210.21
PS | 0 | 0 | 0 | 0 | 0 | 0
PV | 6.95 | 6.95 | 6.95 | 6.95 | 0.01 | 0.01
PeakG | 80.63 | 119.03 | 114.62 | 114.62 | 114.62 | 114.62
PeakO | 1.29 | 1.86 | 1.53 | 1.53 | 1.53 | 1.53
ST | 0 | 0 | 0 | 0 | 0 | 0
STOG | 1044.73 | 1224.53 | 1115.51 | 1087.05 | 1117.41 | 1122.71
STWD | 0 | 0 | 0 | 0 | 0 | 0
WT | 409.91 | 2803.07 | 5411.25 | 7034.2 | 7170.35 | 5424.38
IGCC | 0 | 0 | 0 | 0 | 0 | 0
DemandResponse | 0 | 0 | 0 | 0 | 0 | 0
IGCC-CCS | 0 | 0 | 0 | 0 | 0 | 0
WT_off | 0 | 0 | 0 | 0 | 0 | 0
PseudoUnit | 0 | 0 | 0 | 0 | 0 | 0
FixedInterchange | 0 | 0 | 0 | 0 | 0 | 0
Total Costs by Reporting Type: NP15
ReportingType | 2015 | 2020 | 2025 | 2030 | 2035 | 2040
BM | 0 | 0 | 0 | 0 | 0 | 0
CC | 1992.52 | 2386.68 | 1972.97 | 1770.53 | 1258.53 | 696.28
CSP | 0 | 0 | 0 | 0 | 0 | 0
CT | 20.04 | 212.95 | 212.95 | 561.02 | 927.34 | 1130.55
Coal | 10.37 | 0 | 0 | 0 | 0 | 0
Geo | 100.91 | 208.93 | 482.81 | 482.81 | 482.81 | 402.13
H | 125.7 | 125.7 | 125.7 | 125.7 | 125.7 | 125.7
LFG | 10.26 | 10.26 | 248.41 | 248.41 | 248.41 | 248.41
Nuc | 495.59 | 560.5 | 540.7 | 543.89 | 543.89 | 543.89
PS | 53.58 | 53.58 | 53.58 | 53.58 | 53.58 | 53.58
PV | 4.71 | 4.71 | 4.71 | 4.71 | 0.78 | 0.78
PeakG | 56.04 | 82.34 | 58.1 | 74.01 | 78.49 | 79.8
PeakO | 10.26 | 13.08 | 10.48 | 10.49 | 10.49 | 10.49
ST | 19.12 | 19.12 | 19.12 | 19.12 | 1.86 | 1.86
STOG | 175.72 | 212.93 | 175.66 | 182.25 | 178.68 | 188.4
STWD | 265.97 | 269.53 | 266.24 | 266.24 | 266.24 | 266.24
WT | 71.84 | 344.87 | 2991.39 | 3755.73 | 3729 | 3479.31
IGCC | 0 | 0 | 0 | 0 | 0 | 0
DemandResponse | 0 | 0 | 0 | 0 | 0 | 0
IGCC-CCS | 0 | 0 | 0 | 0 | 0 | 0
WT_off | 0 | 0 | 0 | 0 | 0 | 0
PseudoUnit | 0 | 0 | 0 | 0 | 0 | 0
FixedInterchange | 0 | 0 | 0 | 0 | 0 | 0
Total Costs by Reporting Type: NWPP_Coal
ReportingType | 2015 | 2020 | 2025 | 2030 | 2035 | 2040
BM | 0 | 0 | 0 | 0 | 0 | 0
CC | 0 | 0 | 0 | 0 | 0 | 0
CSP | 0 | 0 | 0 | 0 | 0 | 0
CT | 0 | 0 | 0 | 0 | 0 | 0
Coal | 3397.86 | 3651.05 | 3710.5 | 3633.27 | 3855.37 | 4395.75
Geo | 0 | 0 | 0 | 0 | 0 | 0
H | 0 | 0 | 0 | 0 | 0 | 0
LFG | 0 | 0 | 0 | 0 | 0 | 0
Nuc | 0 | 0 | 0 | 0 | 0 | 0
PS | 0 | 0 | 0 | 0 | 0 | 0
PV | 0 | 0 | 0 | 0 | 0 | 0
PeakG | 0 | 0 | 0 | 0 | 0 | 0
PeakO | 0 | 0 | 0 | 0 | 0 | 0
ST | 0 | 0 | 0 | 0 | 0 | 0
STOG | 0 | 0 | 0 | 0 | 0 | 0
STWD | 0 | 0 | 0 | 0 | 0 | 0
WT | 0 | 0 | 0 | 0 | 0 | 0
IGCC | 0 | 0 | 0 | 0 | 0 | 0
DemandResponse | 0 | 0 | 0 | 0 | 0 | 0
IGCC-CCS | 0 | 0 | 0 | 0 | 0 | 0
WT_off | 0 | 0 | 0 | 0 | 0 | 0
PseudoUnit | 0 | 0 | 0 | 0 | 0 | 0
FixedInterchange | 0 | 0 | 0 | 0 | 0 | 0
Total Costs by Reporting Type: NWPP_Gas
ReportingType | 2015 | 2020 | 2025 | 2030 | 2035 | 2040
BM | 0 | 0 | 0 | 0 | 0 | 0
CC | 2078.65 | 2343.53 | 2443.15 | 3942.27 | 6856.21 | 7895.71
CSP | 0 | 0 | 0 | 0 | 0 | 0
CT | 14.02 | 14.02 | 14.02 | 14.02 | 0 | 0
Coal | 0 | 0 | 0 | 0 | 0 | 223.86
Geo | 0 | 0 | 0 | 0 | 0 | 0
H | 0 | 0 | 0 | 0 | 0 | 0
LFG | 0 | 0 | 0 | 0 | 0 | 0
Nuc | 0 | 0 | 0 | 0 | 0 | 0
PS | 0 | 0 | 0 | 0 | 0 | 0
PV | 0 | 0 | 0 | 0 | 0 | 0
PeakG | 0 | 0 | 0 | 0 | 0 | 0
PeakO | 0 | 0 | 0 | 0 | 0 | 0
ST | 0 | 0 | 0 | 0 | 0 | 0
STOG | 0 | 0 | 0 | 0 | 0 | 0
STWD | 0 | 0 | 0 | 0 | 0 | 0
WT | 0 | 0 | 0 | 0 | 0 | 0
IGCC | 0 | 0 | 0 | 0 | 0 | 0
DemandResponse | 0 | 0 | 0 | 0 | 0 | 0
IGCC-CCS | 0 | 0 | 0 | 0 | 0 | 0
WT_off | 0 | 0 | 0 | 0 | 0 | 0
PseudoUnit | 0 | 0 | 0 | 0 | 0 | 0
FixedInterchange | 0 | 0 | 0 | 0 | 0 | 0
Total Costs by Reporting Type: NWPP_NucRenew
ReportingType | 2015 | 2020 | 2025 | 2030 | 2035 | 2040
BM | 17.16 | 17.16 | 17.16 | 17.16 | 17.16 | 17.23
CC | 0 | 0 | 0 | 0 | 0 | 0
CSP | 0 | 0 | 0 | 0 | 0 | 0
CT | 0 | 0 | 0 | 0 | 0 | 0
Coal | 0 | 0 | 0 | 0 | 0 | 0
Geo | 82.65 | 82.65 | 340.71 | 340.71 | 300.8 | 300.8
H | 480.54 | 480.54 | 480.54 | 480.54 | 480.54 | 480.54
LFG | 22.67 | 22.67 | 103.8 | 118.38 | 111.24 | 111.24
Nuc | 256.71 | 258.17 | 262.7 | 264.21 | 264.21 | 324.67
PS | 6.12 | 6.12 | 6.12 | 6.12 | 6.12 | 6.12
PV | 0.04 | 0.04 | 0.04 | 0.04 | 0.04 | 0.04
PeakG | 0 | 0 | 0 | 0 | 0 | 0
PeakO | 0 | 0 | 0 | 0 | 0 | 0
ST | 0 | 0 | 0 | 0 | 0 | 0
STOG | 0 | 0 | 0 | 0 | 0 | 0
STWD | 12.15 | 21.69 | 105.61 | 222.4 | 222.4 | 222.34
WT | 515.43 | 515.43 | 515.43 | 515.43 | 229.12 | 229.12
IGCC | 0 | 0 | 0 | 0 | 0 | 0
DemandResponse | 0 | 0 | 0 | 0 | 0 | 0
IGCC-CCS | 0 | 0 | 0 | 0 | 0 | 0
WT_off | 0 | 0 | 0 | 0 | 0 | 0
PseudoUnit | 0 | 0 | 0 | 0 | 0 | 0
FixedInterchange | 0 | 0 | 0 | 0 | 0 | 0
Total Costs by Reporting Type: RMPA
ReportingType | 2015 | 2020 | 2025 | 2030 | 2035 | 2040
BM | 0 | 0 | 0 | 0 | 0 | 0
CC | 280.04 | 539.29 | 242.94 | 270.35 | 257.21 | 273.43
CSP | 0 | 0 | 0 | 0 | 0 | 0
CT | 16.21 | 16.21 | 16.21 | 16.21 | 0 | 0
Coal | 1840.14 | 1927.96 | 1875.71 | 1792 | 2441.07 | 3257.5
Geo | 0 | 281.04 | 1523.53 | 1538.28 | 1538.28 | 1332.7
H | 13.99 | 13.99 | 13.99 | 13.99 | 13.99 | 13.99
LFG | 1.29 | 1.29 | 1.29 | 12.63 | 12.24 | 12.24
Nuc | 0.01 | 0.01 | 0.01 | 0.01 | 0.01 | 0.01
PS | 13.37 | 13.37 | 13.37 | 13.37 | 13.37 | 13.37
PV | 0.82 | 0.82 | 0.82 | 0.82 | 0.31 | 0.31
PeakG | 49.1 | 73.9 | 51 | 67.49 | 71.89 | 72.38
PeakO | 5.49 | 6.99 | 2.69 | 2.69 | 2.69 | 2.69
ST | 1.65 | 197.24 | 212.65 | 219.94 | 218.48 | 47.24
STOG | 0 | 0 | 0 | 0 | 0 | 0
STWD | 0 | 0 | 0 | 0 | 0 | 0
WT | 288.68 | 288.68 | 288.68 | 288.68 | 67.69 | 67.69
IGCC | 0 | 0 | 0 | 0 | 0 | 0
DemandResponse | 0 | 0 | 0 | 0 | 0 | 0
IGCC-CCS | 0 | 0 | 0 | 0 | 0 | 0
WT_off | 0 | 0 | 0 | 0 | 0 | 0
PseudoUnit | 0 | 0 | 0 | 0 | 0 | 0
FixedInterchange | 0 | 0 | 0 | 0 | 0 | 0
Total Costs by Reporting Type: SP15
ReportingType | 2015 | 2020 | 2025 | 2030 | 2035 | 2040
BM | 7.53 | 7.53 | 7.53 | 7.53 | 5.98 | 5.98
CC | 1478.65 | 1700.28 | 1609.92 | 1588.19 | 1672.2 | 1157.8
CSP | 0 | 0 | 0 | 0 | 0 | 0
CT | 0 | 0 | 0 | 0 | 0 | 0
Coal | 35.83 | 43.99 | 48.96 | 36.13 | 0 | 0
Geo | 113.26 | 976.11 | 976.11 | 953.11 | 953.11 | 328.75
H | 16.57 | 16.57 | 16.57 | 16.57 | 16.57 | 16.57
LFG | 29.81 | 251.77 | 266.21 | 265.9 | 263.36 | 104.85
Nuc | 508.22 | 539.82 | 519.92 | 522.86 | 522.86 | 643.14
PS | 34.19 | 34.19 | 34.19 | 34.19 | 34.19 | 34.19
PV | 4.09 | 4.09 | 4.09 | 4.09 | 1.81 | 1.81
PeakG | 76.73 | 111.44 | 93.22 | 103.59 | 104.09 | 103.59
PeakO | 1.47 | 1.91 | 1.53 | 1.53 | 1.53 | 1.53
ST | 290.87 | 290.87 | 290.87 | 290.87 | 28.69 | 28.69
STOG | 464.61 | 556.17 | 477.99 | 492.87 | 541.92 | 528.26
STWD | 68.43 | 69.39 | 68.5 | 68.5 | 68.5 | 68.5
WT | 304.5 | 304.5 | 304.5 | 304.5 | 71.1 | 71.1
IGCC | 0 | 0 | 0 | 0 | 0 | 0
DemandResponse | 0 | 0 | 0 | 0 | 0 | 0
IGCC-CCS | 0 | 0 | 0 | 0 | 0 | 0
WT_off | 0 | 0 | 0 | 0 | 0 | 0
PseudoUnit | 0 | 0 | 0 | 0 | 0 | 0
FixedInterchange | 0 | 0 | 0 | 0 | 0 | 0
Total Costs by Reporting Type: ALB
ReportingType | 2015 | 2020 | 2025 | 2030 | 2035 | 2040
BM | 0 | 0 | 0 | 0 | 0 | 0
CC | 839.72 | 1164.61 | 1655.56 | 2118.62 | 2815.92 | 3410.63
CSP | 0 | 0 | 0 | 0 | 0 | 0
CT | 18.05 | 18.05 | 18.05 | 18.05 | 0 | 0
Coal | 998.6 | 953.71 | 967.34 | 993.65 | 1161.45 | 1251.85
Geo | 0 | 0 | 0 | 0 | 0 | 0
H | 12.99 | 12.99 | 12.99 | 12.99 | 12.99 | 12.99
LFG | 1.21 | 1.21 | 1.21 | 1.21 | 1.21 | 1.21
Nuc | 0.01 | 0.01 | 0.01 | 0.01 | 0.01 | 0.01
PS | 0 | 0 | 0 | 0 | 0 | 0
PV | 0 | 0 | 0 | 0 | 0 | 0
PeakG | 24.72 | 24.13 | 24.13 | 24.13 | 33.99 | 33.99
PeakO | 0 | 0 | 0 | 0 | 0 | 0
ST | 0 | 0 | 0 | 0 | 0 | 0
STOG | 0 | 0 | 0 | 0 | 0 | 0
STWD | 0 | 0 | 0 | 0 | 0 | 0
WT | 25.5 | 25.5 | 25.5 | 25.5 | 22.96 | 22.96
IGCC | 0 | 0 | 0 | 0 | 0 | 0
DemandResponse | 0 | 0 | 0 | 0 | 0 | 0
IGCC-CCS | 0 | 0 | 0 | 0 | 0 | 0
WT_off | 0 | 0 | 0 | 0 | 0 | 0
PseudoUnit | 0 | 0 | 0 | 0 | 0 | 0
FixedInterchange | 0 | 0 | 0 | 0 | 0 | 0
Total Costs by Reporting Type: BC
ReportingType | 2015 | 2020 | 2025 | 2030 | 2035 | 2040
BM | 0 | 0 | 0 | 0 | 0 | 0
CC | 527.02 | 653.09 | 941.49 | 1348.69 | 1839.9 | 2268.39
CSP | 0 | 0 | 0 | 0 | 0 | 0
CT | 0 | 0 | 0 | 0 | 0 | 14.07
Coal | 0 | 0 | 0 | 0 | 0 | 0
Geo | 0 | 0 | 0 | 0 | 0 | 0
H | 173.22 | 173.22 | 173.22 | 173.22 | 173.22 | 173.22
LFG | 2.9 | 2.9 | 2.9 | 2.9 | 2.9 | 2.9
Nuc | 0.01 | 0.01 | 0.01 | 0.01 | 0.01 | 0.01
PS | 0 | 0 | 0 | 0 | 0 | 0
PV | 0 | 0 | 0 | 0 | 0 | 0
PeakG | 2.66 | 2.77 | 3.3 | 3.3 | 3.3 | 3.3
PeakO | 1.16 | 1.29 | 1.29 | 1.29 | 1.29 | 1.29
ST | 0 | 0 | 0 | 0 | 0 | 0
STOG | 0 | 0 | 0 | 0 | 0 | 0
STWD | 16.34 | 16.34 | 16.34 | 16.34 | 16.34 | 16.34
WT | 48.22 | 48.22 | 48.22 | 48.22 | 7.54 | 7.54
IGCC | 0 | 0 | 0 | 0 | 0 | 0
DemandResponse | 0 | 0 | 0 | 0 | 0 | 0
IGCC-CCS | 0 | 0 | 0 | 0 | 0 | 0
WT_off | 0 | 0 | 0 | 0 | 0 | 0
PseudoUnit | 0 | 0 | 0 | 0 | 0 | 0
FixedInterchange | 0 | 0 | 0 | 0 | 0 | 0
Total Costs by Reporting Type: HQ_IESO
ReportingType | 2015 | 2020 | 2025 | 2030 | 2035 | 2040
BM | 0 | 0 | 0 | 0 | 0 | 0
CC | 0 | 0 | 0 | 0 | 0 | 0
CSP | 0 | 0 | 0 | 0 | 0 | 0
CT | 0 | 0 | 0 | 0 | 0 | 0
Coal | 0 | 0 | 0 | 0 | 0 | 0
Geo | 0 | 0 | 0 | 0 | 0 | 0
H | 0 | 0 | 0 | 0 | 0 | 0
LFG | 0 | 0 | 0 | 0 | 0 | 0
Nuc | 0.01 | 0.01 | 0.01 | 0.01 | 0.01 | 0.01
PS | 0 | 0 | 0 | 0 | 0 | 0
PV | 0 | 0 | 0 | 0 | 0 | 0
PeakG | 0 | 0 | 0 | 0 | 0 | 0
PeakO | 0 | 0 | 0 | 0 | 0 | 0
ST | 0 | 0 | 0 | 0 | 0 | 0
STOG | 0 | 0 | 0 | 0 | 0 | 0
STWD | 0 | 0 | 0 | 0 | 0 | 0
WT | 0 | 0 | 0 | 0 | 0 | 0
IGCC | 0 | 0 | 0 | 0 | 0 | 0
DemandResponse | 0 | 0 | 0 | 0 | 0 | 0
IGCC-CCS | 0 | 0 | 0 | 0 | 0 | 0
WT_off | 0 | 0 | 0 | 0 | 0 | 0
PseudoUnit | 0 | 0 | 0 | 0 | 0 | 0
FixedInterchange | 0 | 0 | 0 | 0 | 0 | 0
Total Costs by Reporting Type: HQ_NEISO
ReportingType | 2015 | 2020 | 2025 | 2030 | 2035 | 2040
BM | 0 | 0 | 0 | 0 | 0 | 0
CC | 0 | 0 | 0 | 0 | 0 | 0
CSP | 0 | 0 | 0 | 0 | 0 | 0
CT | 0 | 0 | 0 | 0 | 0 | 0
Coal | 0 | 0 | 0 | 0 | 0 | 0
Geo | 0 | 0 | 0 | 0 | 0 | 0
H | 0 | 0 | 0 | 0 | 0 | 0
LFG | 0 | 0 | 0 | 0 | 0 | 0
Nuc | 0.01 | 0.01 | 0.01 | 0.01 | 0.01 | 0.01
PS | 0 | 0 | 0 | 0 | 0 | 0
PV | 0 | 0 | 0 | 0 | 0 | 0
PeakG | 0 | 0 | 0 | 0 | 0 | 0
PeakO | 0 | 0 | 0 | 0 | 0 | 0
ST | 0 | 0 | 0 | 0 | 0 | 0
STOG | 0 | 0 | 0 | 0 | 0 | 0
STWD | 0 | 0 | 0 | 0 | 0 | 0
WT | 0 | 0 | 0 | 0 | 0 | 0
IGCC | 0 | 0 | 0 | 0 | 0 | 0
DemandResponse | 0 | 0 | 0 | 0 | 0 | 0
IGCC-CCS | 0 | 0 | 0 | 0 | 0 | 0
WT_off | 0 | 0 | 0 | 0 | 0 | 0
PseudoUnit | 0 | 0 | 0 | 0 | 0 | 0
FixedInterchange | 0 | 0 | 0 | 0 | 0 | 0
Total Costs by Reporting Type: HQ_NY
ReportingType | 2015 | 2020 | 2025 | 2030 | 2035 | 2040
BM | 0 | 0 | 0 | 0 | 0 | 0
CC | 0 | 0 | 0 | 0 | 0 | 0
CSP | 0 | 0 | 0 | 0 | 0 | 0
CT | 0 | 0 | 0 | 0 | 0 | 0
Coal | 0 | 0 | 0 | 0 | 0 | 0
Geo | 0 | 0 | 0 | 0 | 0 | 0
H | 0 | 0 | 0 | 0 | 0 | 0
LFG | 0 | 0 | 0 | 0 | 0 | 0
Nuc | 0.01 | 0.01 | 0.01 | 0.01 | 0.01 | 0.01
PS | 0 | 0 | 0 | 0 | 0 | 0
PV | 0 | 0 | 0 | 0 | 0 | 0
PeakG | 0 | 0 | 0 | 0 | 0 | 0
PeakO | 0 | 0 | 0 | 0 | 0 | 0
ST | 0 | 0 | 0 | 0 | 0 | 0
STOG | 0 | 0 | 0 | 0 | 0 | 0
STWD | 0 | 0 | 0 | 0 | 0 | 0
WT | 0 | 0 | 0 | 0 | 0 | 0
IGCC | 0 | 0 | 0 | 0 | 0 | 0
DemandResponse | 0 | 0 | 0 | 0 | 0 | 0
IGCC-CCS | 0 | 0 | 0 | 0 | 0 | 0
WT_off | 0 | 0 | 0 | 0 | 0 | 0
PseudoUnit | 0 | 0 | 0 | 0 | 0 | 0
FixedInterchange | 0 | 0 | 0 | 0 | 0 | 0
Total Costs by Reporting Type: MARITIMES
ReportingType | 2015 | 2020 | 2025 | 2030 | 2035 | 2040
BM | 0 | 0 | 0 | 0 | 0 | 0
CC | 0 | 0 | 0 | 0 | 0 | 0
CSP | 0 | 0 | 0 | 0 | 0 | 0
CT | 0 | 0 | 0 | 0 | 0 | 0
Coal | 0 | 0 | 0 | 0 | 0 | 0
Geo | 0 | 0 | 0 | 0 | 0 | 0
H | 0 | 0 | 0 | 0 | 0 | 0
LFG | 0 | 0 | 0 | 0 | 0 | 0
Nuc | 0.01 | 0.01 | 0.01 | 0.01 | 0.01 | 0.01
PS | 0 | 0 | 0 | 0 | 0 | 0
PV | 0 | 0 | 0 | 0 | 0 | 0
PeakG | 0 | 0 | 0 | 0 | 0 | 0
PeakO | 0 | 0 | 0 | 0 | 0 | 0
ST | 0 | 0 | 0 | 0 | 0 | 0
STOG | 0 | 0 | 0 | 0 | 0 | 0
STWD | 0 | 0 | 0 | 0 | 0 | 0
WT | 0 | 0 | 0 | 0 | 0 | 0
IGCC | 0 | 0 | 0 | 0 | 0 | 0
DemandResponse | 0 | 0 | 0 | 0 | 0 | 0
IGCC-CCS | 0 | 0 | 0 | 0 | 0 | 0
WT_off | 0 | 0 | 0 | 0 | 0 | 0
PseudoUnit | 0 | 203.6 | 203.6 | 203.6 | 203.6 | 203.6
FixedInterchange | 0 | 0 | 0 | 0 | 0 | 0
Total Costs by Reporting Type: All
ReportingType | 2015 | 2020 | 2025 | 2030 | 2035 | 2040
BM | 1112.53 | 15074.88 | 21636.88 | 30003 | 32139.94 | 33002.83
CC | 50536.71 | 57074 | 52421.21 | 53558.62 | 74116.16 | 86853.83
CSP | 0 | 0 | 0 | 0 | 0 | 0
CT | 885.86 | 1543.06 | 1751.83 | 2643.89 | 4270.74 | 4974.24
Coal | 75601.1 | 75825.3 | 75060.03 | 71308.11 | 79644.16 | 97320.8
Geo | 300.77 | 1552.68 | 4188.68 | 4180.43 | 4140.53 | 3229.91
H | 1511 | 2066.95 | 3069.19 | 4131.23 | 4150.15 | 4448.3
LFG | 556.66 | 1355.19 | 2249.69 | 2527.95 | 2484.46 | 1923.59
Nuc | 27076.33 | 31218.33 | 31246.36 | 31741.73 | 26253.69 | 31278.26
PS | 517.25 | 517.25 | 517.25 | 517.25 | 517.25 | 517.25
PV | 666.03 | 1747.31 | 2240 | 2353.11 | 1750.44 | 769.65
PeakG | 2231.43 | 3281.3 | 2519.04 | 2851.71 | 3247.44 | 3124.96
PeakO | 565.16 | 739.72 | 596.12 | 598.86 | 598.87 | 598.89
ST | 468.59 | 886.77 | 1032.36 | 1010.23 | 678.37 | 312.68
STOG | 3894.82 | 4592.34 | 4023.16 | 3859.65 | 4251.49 | 4337.85
STWD | 1827.7 | 1901.84 | 1741.02 | 1887.92 | 1914.14 | 1960.05
WT | 9401.79 | 24150.37 | 40066.76 | 53459.76 | 48954.56 | 37479.04
IGCC | 366.58 | 367.03 | 366.88 | 368.38 | 371.16 | 375.89
DemandResponse | 0 | 0 | 0 | 0 | 0 | 0
IGCC-CCS | 0 | 0 | 0 | 0 | 0 | 0
WT_off | 348.15 | 348.15 | 10394.31 | 22623.5 | 23906.12 | 26403.28
PseudoUnit | 0 | 203.6 | 203.6 | 203.6 | 203.6 | 203.6
FixedInterchange | 0 | 0 | 0 | 0 | 0 | 0
Total Costs by Reporting Type: EI_US
ReportingType | 2015 | 2020 | 2025 | 2030 | 2035 | 2040
BM | 840.97 | 14789.47 | 21356.49 | 27776.66 | 29845.11 | 30580.84
CC | 32183.35 | 35451.96 | 31510.83 | 28858.65 | 42822.59 | 52873.35
CSP | 0 | 0 | 0 | 0 | 0 | 0
CT | 678.81 | 1143.11 | 1341.64 | 1885.02 | 3283.58 | 3472.94
Coal | 60667.07 | 59541.44 | 58689.83 | 55282.73 | 62085.13 | 72640.46
Geo | 3.95 | 3.95 | 3.95 | 3.95 | 3.95 | 3.95
H | 419.29 | 856.05 | 1218.53 | 1218.53 | 1237.44 | 1535.59
LFG | 459.31 | 1035.87 | 1436.69 | 1689.34 | 1660.81 | 1258.44
Nuc | 21188.8 | 25019.34 | 24933.73 | 25344.45 | 19958.32 | 24608.01
PS | 401.94 | 401.94 | 401.94 | 401.94 | 401.94 | 401.94
PV | 41.24 | 1122.52 | 1615.21 | 1728.32 | 1744.67 | 763.88
PeakG | 1889.59 | 2799 | 2101.59 | 2371.53 | 2737.87 | 2690.54
PeakO | 544.73 | 713.83 | 577.74 | 580.36 | 580.37 | 580.38
ST | 0 | 0 | 0 | 0 | 0 | 0
STOG | 2204.23 | 2593.17 | 2248.46 | 2097.49 | 2413.49 | 2498.48
STWD | 1452 | 1511.88 | 1271.49 | 1301.61 | 1327.83 | 1373.79
WT | 6833.61 | 18916 | 29484.79 | 40315.69 | 37309.76 | 27829.9
IGCC | 366.58 | 367.03 | 366.88 | 368.38 | 371.16 | 375.89
DemandResponse | 0 | 0 | 0 | 0 | 0 | 0
IGCC-CCS | 0 | 0 | 0 | 0 | 0 | 0
WT_off | 348.15 | 348.15 | 10394.31 | 22623.5 | 23906.12 | 26403.28
PseudoUnit | 0 | 203.6 | 203.6 | 203.6 | 203.6 | 203.6
FixedInterchange | 0 | 0 | 0 | 0 | 0 | 0
Total Costs by Reporting Type: EI_Canada
ReportingType | 2015 | 2020 | 2025 | 2030 | 2035 | 2040
BM | 177.6 | 177.6 | 177.6 | 177.6 | 177.6 | 177.6
CC | 421.18 | 440.43 | 321.18 | 279.06 | 336.07 | 300.73
CSP | 0 | 0 | 0 | 0 | 0 | 0
CT | 47.43 | 47.43 | 47.43 | 47.43 | 58.15 | 355.01
Coal | 132.01 | 167.99 | 0 | 0 | 0 | 0
Geo | 0 | 0 | 0 | 0 | 0 | 0
H | 216.06 | 335.25 | 975.01 | 1821.09 | 1821.09 | 1821.09
LFG | 19.32 | 19.32 | 19.32 | 19.32 | 14.43 | 14.43
Nuc | 2808.89 | 2769.64 | 2874.06 | 2938.5 | 2836.59 | 3030.72
PS | 2.92 | 2.92 | 2.92 | 2.92 | 2.92 | 2.92
PV | 558.01 | 558.01 | 558.01 | 558.01 | 0.44 | 0.44
PeakG | 21.55 | 23.55 | 23.55 | 23.55 | 26.76 | 26.76
PeakO | 0.75 | 0.75 | 0.87 | 0.98 | 0.98 | 0.98
ST | 0 | 0 | 0 | 0 | 0 | 0
STOG | 5.54 | 5.54 | 5.54 | 0 | 0 | 0
STWD | 0 | 0 | 0 | 0 | 0 | 0
WT | 868.55 | 868.55 | 868.55 | 868.55 | 61.76 | 61.76
IGCC | 0 | 0 | 0 | 0 | 0 | 0
DemandResponse | 0 | 0 | 0 | 0 | 0 | 0
IGCC-CCS | 0 | 0 | 0 | 0 | 0 | 0
WT_off | 0 | 0 | 0 | 0 | 0 | 0
PseudoUnit | 0 | 0 | 0 | 0 | 0 | 0
FixedInterchange | 0 | 0 | 0 | 0 | 0 | 0
Total Costs by Reporting Type: EI
ReportingType | 2015 | 2020 | 2025 | 2030 | 2035 | 2040
BM | 1018.57 | 14967.08 | 21534.1 | 27954.26 | 30022.71 | 30758.45
CC | 32604.53 | 35892.38 | 31832.01 | 29137.71 | 43158.66 | 53174.08
CSP | 0 | 0 | 0 | 0 | 0 | 0
CT | 726.25 | 1190.54 | 1389.07 | 1932.45 | 3341.73 | 3827.95
Coal | 60799.09 | 59709.43 | 58689.83 | 55282.73 | 62085.13 | 72640.46
Geo | 3.95 | 3.95 | 3.95 | 3.95 | 3.95 | 3.95
H | 635.35 | 1191.3 | 2193.54 | 3039.62 | 3058.54 | 3356.69
LFG | 478.63 | 1055.19 | 1456 | 1708.66 | 1675.24 | 1272.88
Nuc | 23997.7 | 27788.98 | 27807.79 | 28282.94 | 22794.91 | 27638.73
PS | 404.86 | 404.86 | 404.86 | 404.86 | 404.86 | 404.86
PV | 599.25 | 1680.53 | 2173.22 | 2286.33 | 1745.11 | 764.32
PeakG | 1911.14 | 2822.56 | 2125.15 | 2395.08 | 2764.63 | 2717.29
PeakO | 545.49 | 714.58 | 578.61 | 581.34 | 581.35 | 581.36
ST | 0 | 0 | 0 | 0 | 0 | 0
STOG | 2209.76 | 2598.71 | 2254 | 2097.49 | 2413.49 | 2498.48
STWD | 1452 | 1511.88 | 1271.49 | 1301.61 | 1327.83 | 1373.79
WT | 7702.16 | 19784.56 | 30353.35 | 41184.25 | 37371.51 | 27891.65
IGCC | 366.58 | 367.03 | 366.88 | 368.38 | 371.16 | 375.89
DemandResponse | 0 | 0 | 0 | 0 | 0 | 0
IGCC-CCS | 0 | 0 | 0 | 0 | 0 | 0
WT_off | 348.15 | 348.15 | 10394.31 | 22623.5 | 23906.12 | 26403.28
PseudoUnit | 0 | 203.6 | 203.6 | 203.6 | 203.6 | 203.6
FixedInterchange | 0 | 0 | 0 | 0 | 0 | 0
Total Costs by Reporting Type: Outside_EI
ReportingType | 2015 | 2020 | 2025 | 2030 | 2035 | 2040
BM | 93.95 | 107.8 | 102.79 | 2048.74 | 2117.23 | 2244.38
CC | 17932.17 | 21181.61 | 20589.21 | 24420.91 | 30957.51 | 33679.76
CSP | 0 | 0 | 0 | 0 | 0 | 0
CT | 159.61 | 352.52 | 362.76 | 711.44 | 929.01 | 1146.3
Coal | 14802.01 | 16115.87 | 16370.2 | 16025.38 | 17559.03 | 24680.34
Geo | 296.82 | 1548.72 | 4184.73 | 4176.48 | 4136.57 | 3225.95
H | 875.65 | 875.65 | 875.65 | 1091.61 | 1091.61 | 1091.61
LFG | 78.04 | 300 | 793.68 | 819.29 | 809.22 | 650.71
Nuc | 3078.63 | 3429.35 | 3438.57 | 3458.79 | 3458.79 | 3639.53
PS | 112.39 | 112.39 | 112.39 | 112.39 | 112.39 | 112.39
PV | 66.78 | 66.78 | 66.78 | 66.78 | 5.33 | 5.33
PeakG | 320.29 | 458.74 | 393.89 | 456.63 | 482.81 | 407.67
PeakO | 19.67 | 25.14 | 17.52 | 17.52 | 17.53 | 17.53
ST | 468.59 | 886.77 | 1032.36 | 1010.23 | 678.37 | 312.68
STOG | 1685.05 | 1993.63 | 1769.16 | 1762.16 | 1838.01 | 1839.37
STWD | 375.7 | 389.96 | 469.53 | 586.32 | 586.32 | 586.26
WT | 1699.62 | 4365.82 | 9713.41 | 12275.51 | 11583.05 | 9587.38
IGCC | 0 | 0 | 0 | 0 | 0 | 0
DemandResponse | 0 | 0 | 0 | 0 | 0 | 0
IGCC-CCS | 0 | 0 | 0 | 0 | 0 | 0
WT_off | 0 | 0 | 0 | 0 | 0 | 0
PseudoUnit | 0 | 0 | 0 | 0 | 0 | 0
FixedInterchange | 0 | 0 | 0 | 0 | 0 | 0
#15 A | RPS Generation Compliance Payments ($)
RPS Program | 2015 | 2020 | 2025 | 2030 | 2035 | 2040
NEISO | 8.25 | 0 | 0 | 0 | 0 | 0
CA | 1660.56 | 1848.92 | 0 | 0 | 0 | 0
NWPP | 0 | 0 | 0 | 0 | 0 | 0
PJM | 0 | 0 | 0 | 0 | 0 | 0
US_EI | 0 | 0 | 0 | 0 | 0 | 0
Southwest_Super | 1085.18 | 0 | 0 | 0 | 0 | 0
PJM_MAAC_Super | 460.46 | 0 | 0 | 0 | 0 | 0
PJM_ROR_Super | 0 | 0 | 0 | 0 | 0 | 0
Midwest_Super | 0 | 0 | 0 | 0 | 0 | 0
Northeast_Super | 0 | 0 | 0 | 0 | 0 | 0
Southeast_Super | 4304.45 | 0 | 0 | 0 | 0 | 0
US_WECC | 0 | 0 | 0 | 0 | 0 | 0
US_ERCOT | 0 | 0 | 0 | 0 | 0 | 0
PJM_Solar | 376.75 | 0 | 0 | 0 | 0 | 0
MA_Solar | 161.44 | 0 | 0.79 | 0 | 0 | 0
NH_Solar | 10.87 | 0 | 0.05 | 0 | 0 | 0
MRETS_Solar | 0 | 0 | 0 | 0 | 0 | 0
AZNMSNV | 220.4 | 357.39 | 0 | 0 | 0 | 0
AZNMSNV_Solar | 62.75 | 0 | 0 | 0 | 0 | 0
MRETS | 0 | 0 | 0 | 0 | 0 | 0
MI | 76.3 | 72.31 | 0 | 0 | 0 | 0
Ohio | 0 | 0 | 0 | 0 | 0 | 0
Ohio_Solar | 57.11 | 0 | 0 | 0 | 0 | 0
MOKSOKNE | 230.71 | 0 | 0 | 0 | 0 | 0
MO_Solar | 30.08 | 0 | 0 | 0 | 0 | 0
NC | 762.9 | 0 | 0 | 0 | 0 | 0
NC_Solar | 25.78 | 0 | 0 | 0 | 0 | 0
CO | 24.14 | 0 | 0 | 0 | 0 | 0
CO_Solar | 185.43 | 0 | 0 | 0 | 0 | 0
NY | 6.9 | 0 | 0 | 0 | 0 | 0
TX | 0 | 0 | 0 | 0 | 0 | 0
#15 B | RPS Capacity Compliance Payments ($)
RPS Program | 2015 | 2020 | 2025 | 2030 | 2035 | 2040
NEISO | 0 | 0 | 0 | 0 | 0 | 0
CA | 0 | 0 | 0 | 0 | 0 | 0
NWPP | 0 | 0 | 0 | 0 | 0 | 0
PJM | 0 | 0 | 0 | 0 | 0 | 0
US_EI | 0 | 0 | 0 | 0 | 0 | 0
Southwest_Super | 0 | 0 | 0 | 0 | 0 | 0
PJM_MAAC_Super | 0 | 0 | 0 | 0 | 0 | 0
PJM_ROR_Super | 0 | 0 | 0 | 0 | 0 | 0
Midwest_Super | 0 | 0 | 0 | 0 | 0 | 0
Northeast_Super | 0 | 0 | 0 | 0 | 0 | 0
Southeast_Super | 0 | 0 | 0 | 0 | 0 | 0
US_WECC | 0 | 0 | 0 | 0 | 0 | 0
US_ERCOT | 0 | 0 | 0 | 0 | 0 | 0
PJM_Solar | 0 | 0 | 0 | 0 | 0 | 0
MA_Solar | 0 | 0 | 0 | 0 | 0 | 0
NH_Solar | 0 | 0 | 0 | 0 | 0 | 0
MRETS_Solar | 0 | 0 | 0 | 0 | 0 | 0
AZNMSNV | 0 | 0 | 0 | 0 | 0 | 0
AZNMSNV_Solar | 0 | 0 | 0 | 0 | 0 | 0
MRETS | 0 | 0 | 0 | 0 | 0 | 0
MI | 0 | 0 | 0 | 0 | 0 | 0
Ohio | 0 | 0 | 0 | 0 | 0 | 0
Ohio_Solar | 0 | 0 | 0 | 0 | 0 | 0
MOKSOKNE | 0 | 0 | 0 | 0 | 0 | 0
MO_Solar | 0 | 0 | 0 | 0 | 0 | 0
NC | 0 | 0 | 0 | 0 | 0 | 0
NC_Solar | 0 | 0 | 0 | 0 | 0 | 0
CO | 0 | 0 | 0 | 0 | 0 | 0
CO_Solar | 0 | 0 | 0 | 0 | 0 | 0
NY | 0 | 0 | 0 | 0 | 0 | 0
TX | 0 | 0 | 0 | 0 | 0 | 0
#16a | Transmission Costs ($million) [excludes shadow cost]
Transmission Costs: Entergy
Cost | 2015 | 2020 | 2025 | 2030 | 2035 | 2040
a. Wheel Share | 3.16 | 2.06 | 9.95 | 35.81 | 31.97 | 42.38
b. Friction Share | 4.31 | 3.24 | 10.6 | 34.11 | 32.02 | 40.05
Transmission Costs: FRCC
Cost | 2015 | 2020 | 2025 | 2030 | 2035 | 2040
a. Wheel Share | 4.31 | 5.05 | 8.92 | 17.99 | 8.79 | 31.94
b. Friction Share | 4.31 | 5.05 | 8.92 | 17.99 | 8.79 | 31.94
Transmission Costs: MAPP_US
Cost | 2015 | 2020 | 2025 | 2030 | 2035 | 2040
a. Wheel Share | 19.94 | 17.5 | 16.7 | 41.33 | 56.47 | 65.59
b. Friction Share | 14.57 | 12.66 | 12.06 | 30.4 | 41.9 | 48.73
Transmission Costs: MISO_IN
Cost | 2015 | 2020 | 2025 | 2030 | 2035 | 2040
a. Wheel Share | 2.06 | 1.8 | 3.09 | 2.68 | 2.47 | 2.96
b. Friction Share | 3.29 | 1.19 | 2.82 | 6.45 | 3.26 | 5.29
Transmission Costs: MISO_MI
Cost | 2015 | 2020 | 2025 | 2030 | 2035 | 2040
a. Wheel Share | 16.12 | 16.12 | 16.12 | 16.12 | 14.61 | 10.61
b. Friction Share | 44.09 | 40.45 | 41.14 | 47.52 | 40.18 | 32.66
Transmission Costs: MISO_MO-IL
Cost | 2015 | 2020 | 2025 | 2030 | 2035 | 2040
a. Wheel Share | 1.16 | 0.03 | 4.89 | 21.77 | 18.68 | 27.25
b. Friction Share | 8.88 | 0.25 | 4.59 | 17.18 | 12.53 | 18.29
Transmission Costs: MISO_W
Cost | 2015 | 2020 | 2025 | 2030 | 2035 | 2040
a. Wheel Share | 4.55 | 4.32 | 3.74 | 18.63 | 35.33 | 43.91
b. Friction Share | 6.54 | 5.58 | 5.78 | 17.63 | 28.55 | 35.38
Transmission Costs: MISO_WUMS
Cost | 2015 | 2020 | 2025 | 2030 | 2035 | 2040
a. Wheel Share | 0 | 0 | 0 | 0 | 0 | 0
b. Friction Share | 0.29 | 0.11 | 4.1 | 7.12 | 3.75 | 6.31
Transmission Costs: Nebraska
Cost | 2015 | 2020 | 2025 | 2030 | 2035 | 2040
a. Wheel Share | 15.26 | 10.22 | 10.61 | 21.11 | 18.48 | 21.1
b. Friction Share | 11.69 | 8.02 | 8.54 | 17.58 | 15.2 | 17.12
Transmission Costs: NEISO
Cost | 2015 | 2020 | 2025 | 2030 | 2035 | 2040
a. Wheel Share | 0 | 0 | 0 | 0 | 0 | 0
b. Friction Share | 4.57 | 5.26 | 8.09 | 12.15 | 15.98 | 18.19
Transmission Costs: NonRTO_Midwest
Cost | 2015 | 2020 | 2025 | 2030 | 2035 | 2040
a. Wheel Share | 2.12 | 2.04 | 3.33 | 3.48 | 3.66 | 4.22
b. Friction Share | 1.31 | 1.38 | 2.16 | 2.6 | 3.29 | 3.83
Transmission Costs: NYISO_A-F
Cost | 2015 | 2020 | 2025 | 2030 | 2035 | 2040
a. Wheel Share | 16.08 | 18.06 | 17.89 | 20.88 | 18.19 | 7.33
b. Friction Share | 40.2 | 42.27 | 43.29 | 47.05 | 43.13 | 18.26
Transmission Costs: NYISO_G-I
Cost | 2015 | 2020 | 2025 | 2030 | 2035 | 2040
a. Wheel Share | 1.42 | 2.36 | 2.93 | 2.87 | 2.12 | 2.35
b. Friction Share | 2.92 | 3.84 | 4.45 | 6.8 | 7.14 | 7.5
Transmission Costs: NYISO_J-K
Cost | 2015 | 2020 | 2025 | 2030 | 2035 | 2040
a. Wheel Share | 0.9 | 0.97 | 1.1 | 2.47 | 1.53 | 1.54
b. Friction Share | 2.77 | 2.58 | 4.72 | 7.43 | 7.44 | 7.94
Transmission Costs: PJM_E
Cost | 2015 | 2020 | 2025 | 2030 | 2035 | 2040
a. Wheel Share | 2.32 | 3.33 | 4.04 | 5.34 | 3.65 | 3.9
b. Friction Share | 2.31 | 2.93 | 3.54 | 5.27 | 3.09 | 3.24
Transmission Costs: PJM_ROM
Cost | 2015 | 2020 | 2025 | 2030 | 2035 | 2040
a. Wheel Share | 0.97 | 2.95 | 2.78 | 5.78 | 4.51 | 4.03
b. Friction Share | 1.14 | 2.33 | 2.67 | 5.71 | 4.18 | 3.94
Transmission Costs: PJM_ROR
Cost | 2015 | 2020 | 2025 | 2030 | 2035 | 2040
a. Wheel Share | 38.62 | 18.17 | 13.51 | 0.81 | 2.33 | 5.92
b. Friction Share | 53.78 | 18.82 | 21.79 | 25.16 | 13.05 | 23.84
Transmission Costs: SOCO
Cost | 2015 | 2020 | 2025 | 2030 | 2035 | 2040
a. Wheel Share | 7.41 | 8.77 | 10.95 | 32.3 | 19.51 | 41.69
b. Friction Share | 9.09 | 11.56 | 12.44 | 51.16 | 32.48 | 54.58
Transmission Costs: SPP_N
Cost | 2015 | 2020 | 2025 | 2030 | 2035 | 2040
a. Wheel Share | 2.93 | 1.31 | 4.55 | 11.19 | 10.5 | 15.84
b. Friction Share | 2.6 | 1.37 | 6.36 | 16.93 | 14.53 | 20.93
Transmission Costs: SPP_S
Cost | 2015 | 2020 | 2025 | 2030 | 2035 | 2040
a. Wheel Share | 0.33 | 0.36 | 1.34 | 5.96 | 6.14 | 7.03
b. Friction Share | 0.65 | 0.64 | 2.09 | 9.05 | 9.28 | 10.64
Transmission Costs: TVA
Cost | 2015 | 2020 | 2025 | 2030 | 2035 | 2040
a. Wheel Share | 1.06 | 1.83 | 1.55 | 2.66 | 4.23 | 2.21
b. Friction Share | 1.32 | 2.29 | 1.95 | 3.32 | 5.29 | 2.78
Transmission Costs: TVA_Transmission
Cost | 2015 | 2020 | 2025 | 2030 | 2035 | 2040
a. Wheel Share | 0.72 | 0.47 | 1.83 | 1.23 | 1.86 | 6.31
b. Friction Share | 0.67 | 0.5 | 1.8 | 1.57 | 2.39 | 9.28
Transmission Costs: VACAR
Cost | 2015 | 2020 | 2025 | 2030 | 2035 | 2040
a. Wheel Share | 38.43 | 19.49 | 12.47 | 12.55 | 9.61 | 12.17
b. Friction Share | 38.47 | 21.18 | 13.43 | 31.02 | 21.73 | 26.65
Transmission Costs: IESO
Cost | 2015 | 2020 | 2025 | 2030 | 2035 | 2040
a. Wheel Share | 34.75 | 34.75 | 34.75 | 34.74 | 29.64 | 15.26
b. Friction Share | 87.03 | 87.03 | 87.03 | 86.95 | 73.87 | 37.2
Transmission Costs: MAPP_CA
Cost | 2015 | 2020 | 2025 | 2030 | 2035 | 2040
a. Wheel Share | 3.25 | 4.12 | 3.61 | 3.25 | 1.87 | 3.07
b. Friction Share | 6.49 | 7.15 | 6.77 | 6.49 | 2.2 | 2.71
Transmission Costs: AZ_NM_SNV_Coal
Cost | 2015 | 2020 | 2025 | 2030 | 2035 | 2040
a. Wheel Share | 20.86 | 20.79 | 22.28 | 22.68 | 25.65 | 45.37
b. Friction Share | 35.18 | 35.11 | 37.65 | 38.43 | 43.39 | 76.01
Transmission Costs: AZ_NM_SNV_Gas
Cost | 2015 | 2020 | 2025 | 2030 | 2035 | 2040
a. Wheel Share | 79.9 | 99.3 | 94.32 | 110.74 | 122.51 | 149.04
b. Friction Share | 133.48 | 165.87 | 157.58 | 185.06 | 204.72 | 248.76
Transmission Costs: AZ_NM_SNV_NucRenew
Cost | 2015 | 2020 | 2025 | 2030 | 2035 | 2040
a. Wheel Share | 39.04 | 41.87 | 53.98 | 59.5 | 64.43 | 84.48
b. Friction Share | 65.16 | 69.88 | 90.11 | 99.29 | 107.49 | 140.83
Transmission Costs: ERCOT
Cost | 2015 | 2020 | 2025 | 2030 | 2035 | 2040
a. Wheel Share | 0.11 | 0.15 | 0.33 | 2.54 | 1.48 | 2.06
b. Friction Share | 0.16 | 0.22 | 0.49 | 3.82 | 2.23 | 3.09
Transmission Costs: NP15
Cost | 2015 | 2020 | 2025 | 2030 | 2035 | 2040
a. Wheel Share | 35.64 | 18.15 | 6.8 | 15.26 | 37.44 | 45.23
b. Friction Share | 59.49 | 30.34 | 11.44 | 25.54 | 62.51 | 75.5
Transmission Costs: NWPP_Coal
Cost | 2015 | 2020 | 2025 | 2030 | 2035 | 2040
a. Wheel Share | 83.47 | 56.75 | 45.5 | 57.41 | 91.03 | 101.16
b. Friction Share | 140.38 | 95.85 | 77.13 | 97.13 | 153.38 | 170.32
Transmission Costs: NWPP_Gas
Cost | 2015 | 2020 | 2025 | 2030 | 2035 | 2040
a. Wheel Share | 0 | 0 | 0 | 0 | 0 | 0
b. Friction Share | 0.3 | 0.3 | 0.3 | 0.43 | 0.65 | 0.7
Transmission Costs: NWPP_NucRenew
Cost | 2015 | 2020 | 2025 | 2030 | 2035 | 2040
a. Wheel Share | 0 | 0 | 0 | 0 | 0 | 0
b. Friction Share | 0.96 | 0.96 | 1 | 1.01 | 1.01 | 1.01
Transmission Costs: RMPA
Cost | 2015 | 2020 | 2025 | 2030 | 2035 | 2040
a. Wheel Share | 3.69 | 4.88 | 8.07 | 12.75 | 14.45 | 18.3
b. Friction Share | 2.76 | 4.22 | 9.49 | 16.26 | 19.42 | 25.84
Transmission Costs: SP15
Cost | 2015 | 2020 | 2025 | 2030 | 2035 | 2040
a. Wheel Share | 183.13 | 194.56 | 201.33 | 227.4 | 252.41 | 296.6
b. Friction Share | 305.29 | 324.35 | 335.66 | 379.12 | 420.8 | 494.45
Transmission Costs: ALB
Cost | 2015 | 2020 | 2025 | 2030 | 2035 | 2040
a. Wheel Share | 0.75 | 0.51 | 1.26 | 2.26 | 0.04 | 3.46
b. Friction Share | 1.25 | 0.85 | 2.1 | 3.76 | 0.07 | 5.77
Transmission Costs: BC
Cost | 2015 | 2020 | 2025 | 2030 | 2035 | 2040
a. Wheel Share | 3.35 | 3.98 | 3.5 | 2.75 | 2.54 | 3.48
b. Friction Share | 5.58 | 6.63 | 5.84 | 4.59 | 4.23 | 5.81
Transmission Costs: HQ_IESO
Cost | 2015 | 2020 | 2025 | 2030 | 2035 | 2040
a. Wheel Share | 0 | 0 | 0 | 0 | 0 | 0
b. Friction Share | 0.15 | 0.15 | 0.15 | 0.15 | 0.15 | 0.15
Transmission Costs: HQ_NEISO
Cost | 2015 | 2020 | 2025 | 2030 | 2035 | 2040
a. Wheel Share | 0 | 0 | 0 | 0 | 0 | 0
b. Friction Share | 0.14 | 0.14 | 0.14 | 0.14 | 0.14 | 0.14
Transmission Costs: HQ_NY
Cost | 2015 | 2020 | 2025 | 2030 | 2035 | 2040
a. Wheel Share | 0 | 0 | 0 | 0 | 0 | 0
b. Friction Share | 0.07 | 0.07 | 0.07 | 0.07 | 0.07 | 0.07
Transmission Costs: MARITIMES
Cost | 2015 | 2020 | 2025 | 2030 | 2035 | 2040
a. Wheel Share | 0 | 0 | 0 | 0 | 0 | 0
b. Friction Share | 0.07 | 0.09 | 0.09 | 0.09 | 0.09 | 0.09
Transmission Costs: All
Cost | 2015 | 2020 | 2025 | 2030 | 2035 | 2040
a. Wheel Share | 667.81 | 617.02 | 628.01 | 834.23 | 918.14 | 1127.8
b. Friction Share | 1103.71 | 1022.7 | 1050.39 | 1369.54 | 1465.58 | 1735.82
Transmission Costs: EI_US
Cost | 2015 | 2020 | 2025 | 2030 | 2035 | 2040
a. Wheel Share | 179.88 | 137.22 | 152.28 | 282.94 | 274.66 | 360.28
b. Friction Share | 260.06 | 193.81 | 227.65 | 421.53 | 369.48 | 447.68
Transmission Costs: EI_Canada
Cost | 2015 | 2020 | 2025 | 2030 | 2035 | 2040
a. Wheel Share | 38 | 38.87 | 38.36 | 38 | 31.51 | 18.33
b. Friction Share | 93.66 | 94.32 | 93.95 | 93.59 | 76.22 | 40.05
Transmission Costs: EI
Cost | 2015 | 2020 | 2025 | 2030 | 2035 | 2040
a. Wheel Share | 217.88 | 176.09 | 190.64 | 320.93 | 306.17 | 378.61
b. Friction Share | 353.72 | 288.13 | 321.6 | 515.12 | 445.7 | 487.73
Transmission Costs: Outside_EI
Cost | 2015 | 2020 | 2025 | 2030 | 2035 | 2040
a. Wheel Share | 449.93 | 440.94 | 437.37 | 513.29 | 611.97 | 749.19
b. Friction Share | 749.99 | 734.57 | 728.8 | 854.43 | 1019.88 | 1248.1

## Capacity
#1 | New Build Capacity (MW)
New Build Capacity by Reporting Type: Entergy
ReportingType | 2015 | 2020 | 2025 | 2030 | 2035 | 2040
BM | 0 | 0 | 0 | 0 | 0 | 0
CC | 0 | 0 | 0 | 1185.45 | 161.15 | 0
CSP | 0 | 0 | 0 | 0 | 0 | 0
CT | 0 | 0 | 0 | 0 | 0 | 0
Coal | 720 | 0 | 0 | 0 | 0 | 1640.67
Geo | 0 | 0 | 0 | 0 | 0 | 0
H | 0 | 0 | 0 | 0 | 0 | 0
LFG | 0 | 0 | 0 | 107.4 | 0 | 0
Nuc | 170 | 0 | 0 | 0 | 0 | 0
PS | 0 | 0 | 0 | 0 | 0 | 0
PV | 0.28 | 65.04 | 35.47 | 3.41 | 3.82 | 2.61
PeakG | 0 | 0 | 0 | 0 | 0 | 0
PeakO | 0 | 0 | 0 | 0 | 0 | 0
ST | 0 | 0 | 0 | 0 | 0 | 0
STOG | 0 | 0 | 0 | 0 | 0 | 0
STWD | 0 | 0 | 0 | 0 | 0 | 0
WT | 0 | 0 | 0 | 0 | 0 | 0
IGCC | 0 | 0 | 0 | 0 | 0 | 0
DemandResponse | 0 | 0 | 0 | 0 | 0 | 0
IGCC-CCS | 0 | 0 | 0 | 0 | 0 | 0
WT_off | 0 | 0 | 0 | 0 | 0 | 0
PseudoUnit | 0 | 0 | 0 | 0 | 0 | 0
FixedInterchange | 0 | 0 | 0 | 0 | 0 | 0
New Build Capacity by Reporting Type: FRCC
ReportingType | 2015 | 2020 | 2025 | 2030 | 2035 | 2040
BM | 0 | 977.65 | 1024.27 | 0 | 0 | 0
CC | 1516.9 | 1979.67 | 0 | 510.21 | 9082.78 | 5285.66
CSP | 0 | 0 | 0 | 0 | 0 | 0
CT | 2480 | 0 | 0 | 0 | 0 | 0
Coal | 0 | 0 | 0 | 0 | 0 | 0
Geo | 0 | 0 | 0 | 0 | 0 | 0
H | 0 | 0 | 28 | 0 | 0 | 0
LFG | 0 | 198 | 0 | 0 | 0 | 0
Nuc | 229.33 | 0 | 0 | 0 | 0 | 0
PS | 0 | 0 | 0 | 0 | 0 | 0
PV | 0 | 0 | 0 | 0 | 0 | 0
PeakG | 0 | 0 | 0 | 0 | 0 | 0
PeakO | 0 | 0 | 0 | 0 | 0 | 0
ST | 0 | 0 | 0 | 0 | 0 | 0
STOG | 0 | 0 | 0 | 0 | 0 | 0
STWD | 0 | 0 | 0 | 0 | 0 | 0
WT | 0 | 0 | 0 | 0 | 0 | 0
IGCC | 0 | 0 | 0 | 0 | 0 | 0
DemandResponse | 0 | 0 | 0 | 0 | 0 | 0
IGCC-CCS | 0 | 0 | 0 | 0 | 0 | 0
WT_off | 0 | 0 | 0 | 0 | 0 | 0
PseudoUnit | 0 | 0 | 0 | 0 | 0 | 0
FixedInterchange | 0 | 0 | 0 | 0 | 0 | 0
New Build Capacity by Reporting Type: MAPP_US
ReportingType | 2015 | 2020 | 2025 | 2030 | 2035 | 2040
BM | 0 | 0 | 0 | 0 | 0 | 0
CC | 0 | 0 | 0 | 0 | 0 | 0
CSP | 0 | 0 | 0 | 0 | 0 | 0
CT | 308.3 | 0 | 0 | 0 | 311.99 | 192.96
Coal | 0 | 0 | 0 | 0 | 0 | 0
Geo | 0 | 0 | 0 | 0 | 0 | 0
H | 0 | 0 | 0 | 0 | 0 | 0
LFG | 0 | 0 | 0 | 71.67 | 0 | 0
Nuc | 0 | 0 | 0 | 0 | 0 | 0
PS | 0 | 0 | 0 | 0 | 0 | 0
PV | 0 | 0 | 0 | 0 | 0 | 0
PeakG | 0 | 0 | 0 | 0 | 0 | 0
PeakO | 0 | 0 | 0 | 0 | 0 | 0
ST | 0 | 0 | 0 | 0 | 0 | 0
STOG | 0 | 0 | 0 | 0 | 0 | 0
STWD | 0 | 0 | 0 | 0 | 0 | 0
WT | 421.3 | 1469.8 | 0 | 4540.12 | 3006.25 | 1919.03
IGCC | 0 | 0 | 0 | 0 | 0 | 0
DemandResponse | 0 | 0 | 0 | 0 | 0 | 0
IGCC-CCS | 0 | 0 | 0 | 0 | 0 | 0
WT_off | 0 | 0 | 0 | 0 | 0 | 0
PseudoUnit | 0 | 0 | 0 | 0 | 0 | 0
FixedInterchange | 0 | 0 | 0 | 0 | 0 | 0
New Build Capacity by Reporting Type: MISO_IN
ReportingType | 2015 | 2020 | 2025 | 2030 | 2035 | 2040
BM | 0 | 0 | 0 | 0 | 0 | 0
CC | 0 | 0 | 0 | 0 | 2529.42 | 1421.89
CSP | 0 | 0 | 0 | 0 | 0 | 0
CT | 0 | 0 | 0 | 0 | 0 | 0
Coal | 0 | 0 | 0 | 0 | 0 | 0
Geo | 0 | 0 | 0 | 0 | 0 | 0
H | 0 | 0 | 0 | 0 | 0 | 0
LFG | 0 | 0 | 80.12 | 0 | 0 | 0
Nuc | 0 | 0 | 0 | 0 | 0 | 0
PS | 0 | 0 | 0 | 0 | 0 | 0
PV | 0 | 235.95 | 147.21 | 0 | 11.63 | 13.48
PeakG | 0 | 0 | 0 | 0 | 0 | 0
PeakO | 0 | 0 | 0 | 0 | 0 | 0
ST | 0 | 0 | 0 | 0 | 0 | 0
STOG | 0 | 0 | 0 | 0 | 0 | 0
STWD | 0 | 0 | 0 | 0 | 0 | 0
WT | 0 | 0 | 0 | 0 | 0 | 0
IGCC | 618 | 0 | 0 | 0 | 0 | 0
DemandResponse | 0 | 0 | 0 | 0 | 0 | 0
IGCC-CCS | 0 | 0 | 0 | 0 | 0 | 0
WT_off | 0 | 0 | 0 | 0 | 0 | 0
PseudoUnit | 0 | 0 | 0 | 0 | 0 | 0
FixedInterchange | 0 | 0 | 0 | 0 | 0 | 0
New Build Capacity by Reporting Type: MISO_MI
ReportingType | 2015 | 2020 | 2025 | 2030 | 2035 | 2040
BM | 0 | 0 | 0 | 0 | 0 | 0
CC | 0 | 0 | 0 | 0 | 0 | 0
CSP | 0 | 0 | 0 | 0 | 0 | 0
CT | 0 | 0 | 0 | 0 | 0 | 0
Coal | 0 | 0 | 0 | 0 | 0 | 0
Geo | 0 | 0 | 0 | 0 | 0 | 0
H | 0 | 0 | 0 | 0 | 0 | 0
LFG | 0 | 0 | 160.25 | 0 | 0 | 0
Nuc | 0 | 0 | 0 | 0 | 0 | 0
PS | 0 | 0 | 0 | 0 | 0 | 0
PV | 0 | 0 | 0 | 0 | 0 | 0
PeakG | 0 | 0 | 0 | 0 | 0 | 0
PeakO | 0 | 0 | 0 | 0 | 0 | 0
ST | 0 | 0 | 0 | 0 | 0 | 0
STOG | 0 | 0 | 0 | 0 | 0 | 0
STWD | 0 | 0 | 0 | 0 | 0 | 0
WT | 2000 | 0 | 302.93 | 141.26 | 155.8 | 164.51
IGCC | 0 | 0 | 0 | 0 | 0 | 0
DemandResponse | 0 | 0 | 0 | 0 | 0 | 0
IGCC-CCS | 0 | 0 | 0 | 0 | 0 | 0
WT_off | 0 | 0 | 0 | 0 | 0 | 0
PseudoUnit | 0 | 0 | 0 | 0 | 0 | 0
FixedInterchange | 0 | 0 | 0 | 0 | 0 | 0
New Build Capacity by Reporting Type: MISO_MO-IL
ReportingType | 2015 | 2020 | 2025 | 2030 | 2035 | 2040
BM | 0 | 0 | 0 | 0 | 0 | 0
CC | 0 | 0 | 0 | 0 | 0 | 0
CSP | 0 | 0 | 0 | 0 | 0 | 0
CT | 0 | 0 | 0 | 0 | 0 | 0
Coal | 1790 | 0 | 0 | 0 | 0 | 0
Geo | 0 | 0 | 0 | 0 | 0 | 0
H | 0 | 0 | 280 | 0 | 0 | 0
LFG | 0 | 0 | 223.33 | 0 | 0 | 0
Nuc | 0 | 0 | 0 | 0 | 0 | 0
PS | 0 | 0 | 0 | 0 | 0 | 0
PV | 0 | 0 | 0 | 0 | 0 | 0
PeakG | 0 | 0 | 0 | 0 | 0 | 0
PeakO | 0 | 0 | 0 | 0 | 0 | 0
ST | 0 | 0 | 0 | 0 | 0 | 0
STOG | 0 | 0 | 0 | 0 | 0 | 0
STWD | 0 | 0 | 0 | 0 | 0 | 0
WT | 300 | 0 | 0 | 0 | 0 | 105.21
IGCC | 0 | 0 | 0 | 0 | 0 | 0
DemandResponse | 0 | 0 | 0 | 0 | 0 | 0
IGCC-CCS | 0 | 0 | 0 | 0 | 0 | 0
WT_off | 0 | 0 | 0 | 0 | 0 | 0
PseudoUnit | 0 | 0 | 0 | 0 | 0 | 0
FixedInterchange | 0 | 0 | 0 | 0 | 0 | 0
New Build Capacity by Reporting Type: MISO_W
ReportingType | 2015 | 2020 | 2025 | 2030 | 2035 | 2040
BM | 0 | 0 | 0 | 0 | 0 | 0
CC | 0 | 0 | 0 | 0 | 0 | 0
CSP | 0 | 0 | 0 | 0 | 0 | 0
CT | 0 | 0 | 0 | 0 | 0 | 0
Coal | 0 | 0 | 0 | 0 | 0 | 2651.41
Geo | 0 | 0 | 0 | 0 | 0 | 0
H | 0 | 0 | 0 | 0 | 0 | 0
LFG | 0 | 0 | 71.67 | 0 | 0 | 0
Nuc | 94.33 | 0 | 0 | 0 | 0 | 0
PS | 0 | 0 | 0 | 0 | 0 | 0
PV | 0 | 0 | 0 | 0 | 0 | 0
PeakG | 0 | 0 | 0 | 0 | 0 | 0
PeakO | 0 | 0 | 0 | 0 | 0 | 0
ST | 0 | 0 | 0 | 0 | 0 | 0
STOG | 0 | 0 | 0 | 0 | 0 | 0
STWD | 0 | 0 | 0 | 0 | 0 | 0
WT | 2800.5 | 0 | 4074.13 | 9511.43 | 0 | 0
IGCC | 0 | 0 | 0 | 0 | 0 | 0
DemandResponse | 0 | 0 | 0 | 0 | 0 | 0
IGCC-CCS | 0 | 0 | 0 | 0 | 0 | 0
WT_off | 0 | 0 | 0 | 0 | 0 | 0
PseudoUnit | 0 | 0 | 0 | 0 | 0 | 0
FixedInterchange | 0 | 0 | 0 | 0 | 0 | 0
New Build Capacity by Reporting Type: MISO_WUMS
ReportingType | 2015 | 2020 | 2025 | 2030 | 2035 | 2040
BM | 0 | 0 | 0 | 0 | 0 | 0
CC | 0 | 0 | 0 | 0 | 4354.19 | 0
CSP | 0 | 0 | 0 | 0 | 0 | 0
CT | 0 | 4567.29 | 1918.44 | 6112.91 | 4283.03 | 0
Coal | 615 | 0 | 0 | 0 | 0 | 0
Geo | 0 | 0 | 0 | 0 | 0 | 0
H | 0 | 1 | 0 | 0 | 0 | 0
LFG | 0 | 0 | 223.33 | 0 | 0 | 0
Nuc | 235 | 0 | 0 | 0 | 0 | 0
PS | 0 | 0 | 0 | 0 | 0 | 0
PV | 0 | 0 | 0 | 0 | 0 | 0
PeakG | 0 | 0 | 0 | 0 | 0 | 0
PeakO | 0 | 0 | 0 | 0 | 0 | 0
ST | 0 | 0 | 0 | 0 | 0 | 0
STOG | 0 | 0 | 0 | 0 | 0 | 0
STWD | 0 | 0 | 0 | 0 | 0 | 0
WT | 968.9 | 0 | 0 | 0 | 0 | 0
IGCC | 0 | 0 | 0 | 0 | 0 | 0
DemandResponse | 0 | 0 | 0 | 0 | 0 | 0
IGCC-CCS | 0 | 0 | 0 | 0 | 0 | 0
WT_off | 0 | 0 | 0 | 0 | 0 | 0
PseudoUnit | 0 | 0 | 0 | 0 | 0 | 0
FixedInterchange | 0 | 0 | 0 | 0 | 0 | 0
New Build Capacity by Reporting Type: Nebraska
ReportingType | 2015 | 2020 | 2025 | 2030 | 2035 | 2040
BM | 0 | 0 | 0 | 0 | 0 | 0
CC | 0 | 0 | 0 | 0 | 0 | 0
CSP | 0 | 0 | 0 | 0 | 0 | 0
CT | 0 | 0 | 0 | 0 | 0 | 0
Coal | 232.1 | 0 | 0 | 0 | 0 | 1465.62
Geo | 0 | 0 | 0 | 0 | 0 | 0
H | 0 | 0 | 0 | 0 | 0 | 0
LFG | 0 | 0 | 0 | 71.67 | 0 | 0
Nuc | 0 | 0 | 0 | 0 | 0 | 0
PS | 0 | 0 | 0 | 0 | 0 | 0
PV | 0 | 0 | 0 | 0 | 0 | 0
PeakG | 0 | 0 | 0 | 0 | 0 | 0
PeakO | 0 | 0 | 0 | 0 | 0 | 0
ST | 0 | 0 | 0 | 0 | 0 | 0
STOG | 0 | 0 | 0 | 0 | 0 | 0
STWD | 0 | 0 | 0 | 0 | 0 | 0
WT | 202.9 | 2096.05 | 0 | 0 | 0 | 0
IGCC | 0 | 0 | 0 | 0 | 0 | 0
DemandResponse | 0 | 0 | 0 | 0 | 0 | 0
IGCC-CCS | 0 | 0 | 0 | 0 | 0 | 0
WT_off | 0 | 0 | 0 | 0 | 0 | 0
PseudoUnit | 0 | 0 | 0 | 0 | 0 | 0
FixedInterchange | 0 | 0 | 0 | 0 | 0 | 0
New Build Capacity by Reporting Type: NEISO
ReportingType | 2015 | 2020 | 2025 | 2030 | 2035 | 2040
BM | 252.2 | 0 | 0 | 0 | 0 | 0
CC | 2049.5 | 0 | 0 | 0 | 0 | 0
CSP | 0 | 0 | 0 | 0 | 0 | 0
CT | 334 | 0 | 0 | 0 | 415.36 | 1228.92
Coal | 0 | 0 | 0 | 0 | 0 | 0
Geo | 0 | 0 | 0 | 0 | 0 | 0
H | 0 | 0 | 0 | 0 | 3 | 0
LFG | 49.26 | 0 | 69.74 | 0 | 0 | 0
Nuc | 0 | 0 | 0 | 0 | 0 | 0
PS | 0 | 0 | 0 | 0 | 0 | 0
PV | 0 | 323.36 | 0 | 0 | 0 | 1.54
PeakG | 0 | 0 | 0 | 0 | 0 | 0
PeakO | 0 | 0 | 0 | 0 | 0 | 0
ST | 0 | 0 | 0 | 0 | 0 | 0
STOG | 0 | 0 | 0 | 0 | 0 | 0
STWD | 0 | 0 | 0 | 0 | 0 | 0
WT | 231.2 | 1007.03 | 2171.6 | 860.24 | 567.92 | 0
IGCC | 0 | 0 | 0 | 0 | 0 | 0
DemandResponse | 0 | 0 | 0 | 0 | 0 | 0
IGCC-CCS | 0 | 0 | 0 | 0 | 0 | 0
WT_off | 468 | 0 | 0 | 0 | 0 | 0
PseudoUnit | 0 | 0 | 0 | 0 | 0 | 0
FixedInterchange | 0 | 0 | 0 | 0 | 0 | 0
New Build Capacity by Reporting Type: NonRTO_Midwest
ReportingType | 2015 | 2020 | 2025 | 2030 | 2035 | 2040
BM | 0 | 0 | 0 | 0 | 0 | 0
CC | 0 | 388.63 | 0 | 0 | 0 | 251.16
CSP | 0 | 0 | 0 | 0 | 0 | 0
CT | 0 | 0 | 0 | 0 | 0 | 0
Coal | 0 | 0 | 0 | 0 | 0 | 0
Geo | 0 | 0 | 0 | 0 | 0 | 0
H | 0 | 0 | 746 | 0 | 0 | 0
LFG | 0 | 0 | 160.25 | 0 | 0 | 0
Nuc | 0 | 0 | 0 | 0 | 0 | 0
PS | 0 | 0 | 0 | 0 | 0 | 0
PV | 0 | 0 | 0 | 0 | 0 | 0
PeakG | 0 | 0 | 0 | 0 | 0 | 0
PeakO | 0 | 0 | 0 | 0 | 0 | 0
ST | 0 | 0 | 0 | 0 | 0 | 0
STOG | 0 | 0 | 0 | 0 | 0 | 0
STWD | 0 | 0 | 0 | 0 | 0 | 0
WT | 0 | 0 | 0 | 0 | 0 | 0
IGCC | 0 | 0 | 0 | 0 | 0 | 0
DemandResponse | 0 | 0 | 0 | 0 | 0 | 0
IGCC-CCS | 0 | 0 | 0 | 0 | 0 | 0
WT_off | 0 | 0 | 0 | 0 | 0 | 0
PseudoUnit | 0 | 0 | 0 | 0 | 0 | 0
FixedInterchange | 0 | 0 | 0 | 0 | 0 | 0
New Build Capacity by Reporting Type: NYISO_A-F
ReportingType | 2015 | 2020 | 2025 | 2030 | 2035 | 2040
BM | 0 | 0 | 0 | 0 | 0 | 0
CC | 639 | 0 | 0 | 0 | 0 | 0
CSP | 0 | 0 | 0 | 0 | 0 | 0
CT | 0 | 0 | 0 | 0 | 0 | 0
Coal | 0 | 0 | 0 | 0 | 0 | 0
Geo | 0 | 0 | 0 | 0 | 0 | 0
H | 0 | 0 | 0 | 0 | 0 | 0
LFG | 6.4 | 0 | 0 | 67.93 | 0 | 0
Nuc | 168 | 0 | 0 | 0 | 0 | 0
PS | 0 | 0 | 0 | 0 | 0 | 0
PV | 0 | 0 | 0 | 0 | 0 | 0
PeakG | 0 | 0 | 0 | 0 | 0 | 0
PeakO | 0 | 0 | 0 | 0 | 0 | 0
ST | 0 | 0 | 0 | 0 | 0 | 0
STOG | 0 | 0 | 0 | 0 | 0 | 0
STWD | 0 | 0 | 0 | 0 | 0 | 0
WT | 2476.3 | 709.8 | 0 | 0 | 0 | 0
IGCC | 0 | 0 | 0 | 0 | 0 | 0
DemandResponse | 0 | 0 | 0 | 0 | 0 | 0
IGCC-CCS | 0 | 0 | 0 | 0 | 0 | 0
WT_off | 0 | 0 | 0 | 0 | 0 | 0
PseudoUnit | 0 | 0 | 0 | 0 | 0 | 0
FixedInterchange | 0 | 0 | 0 | 0 | 0 | 0
New Build Capacity by Reporting Type: NYISO_G-I
ReportingType | 2015 | 2020 | 2025 | 2030 | 2035 | 2040
BM | 0 | 0 | 0 | 0 | 0 | 0
CC | 0 | 0 | 0 | 0 | 1732.16 | 3602.49
CSP | 0 | 0 | 0 | 0 | 0 | 0
CT | 0 | 0 | 0 | 0 | 0 | 0
Coal | 0 | 0 | 0 | 0 | 0 | 0
Geo | 0 | 0 | 0 | 0 | 0 | 0
H | 0 | 0 | 0 | 0 | 0 | 0
LFG | 0 | 0 | 0 | 74.33 | 0 | 0
Nuc | 0 | 0 | 0 | 0 | 0 | 0
PS | 0 | 0 | 0 | 0 | 0 | 0
PV | 0 | 0 | 0 | 0 | 0 | 0
PeakG | 0 | 0 | 0 | 0 | 0 | 0
PeakO | 0 | 0 | 0 | 0 | 0 | 0
ST | 0 | 0 | 0 | 0 | 0 | 0
STOG | 0 | 0 | 0 | 0 | 0 | 0
STWD | 0 | 0 | 0 | 0 | 0 | 0
WT | 0 | 60 | 0 | 0 | 0 | 0
IGCC | 0 | 0 | 0 | 0 | 0 | 0
DemandResponse | 0 | 0 | 0 | 0 | 0 | 0
IGCC-CCS | 0 | 0 | 0 | 0 | 0 | 0
WT_off | 0 | 0 | 0 | 0 | 0 | 0
PseudoUnit | 0 | 0 | 0 | 0 | 0 | 0
FixedInterchange | 0 | 0 | 0 | 0 | 0 | 0
New Build Capacity by Reporting Type: NYISO_J-K
ReportingType | 2015 | 2020 | 2025 | 2030 | 2035 | 2040
BM | 0 | 0 | 0 | 0 | 0 | 0
CC | 1175.4 | 0 | 0 | 0 | 0 | 0
CSP | 0 | 0 | 0 | 0 | 0 | 0
CT | 0 | 0 | 328.61 | 1248.93 | 1718.66 | 0
Coal | 0 | 0 | 0 | 0 | 0 | 0
Geo | 0 | 0 | 0 | 0 | 0 | 0
H | 0 | 0 | 0 | 0 | 0 | 0
LFG | 0 | 0 | 0 | 74.33 | 0 | 0
Nuc | 0 | 0 | 0 | 0 | 0 | 0
PS | 0 | 0 | 0 | 0 | 0 | 0
PV | 32 | 0 | 0 | 0 | 0 | 0
PeakG | 0 | 0 | 0 | 0 | 0 | 0
PeakO | 0 | 0 | 0 | 0 | 0 | 0
ST | 0 | 0 | 0 | 0 | 0 | 0
STOG | 0 | 0 | 0 | 0 | 0 | 0
STWD | 0 | 0 | 0 | 0 | 0 | 0
WT | 0 | 0 | 0 | 0 | 0 | 0
IGCC | 0 | 0 | 0 | 0 | 0 | 0
DemandResponse | 0 | 0 | 0 | 0 | 0 | 0
IGCC-CCS | 0 | 0 | 0 | 0 | 0 | 0
WT_off | 0 | 0 | 0 | 0 | 0 | 0
PseudoUnit | 0 | 0 | 0 | 0 | 0 | 0
FixedInterchange | 0 | 0 | 0 | 0 | 0 | 0
New Build Capacity by Reporting Type: PJM_E
ReportingType | 2015 | 2020 | 2025 | 2030 | 2035 | 2040
BM | 30 | 0 | 0 | 0 | 0 | 0
CC | 4634.3 | 0 | 0 | 0 | 0 | 0
CSP | 0 | 0 | 0 | 0 | 0 | 0
CT | 26.2 | 0 | 0 | 0 | 0 | 0
Coal | 27 | 0 | 0 | 0 | 0 | 0
Geo | 0 | 0 | 0 | 0 | 0 | 0
H | 0 | 0 | 0 | 0 | 0 | 0
LFG | 9.1 | 132.9 | 0 | 0 | 0 | 0
Nuc | 38 | 0 | 0 | 0 | 0 | 0
PS | 0 | 0 | 0 | 0 | 0 | 0
PV | 25.45 | 0 | 0 | 0 | 0 | 0
PeakG | 0 | 0 | 0 | 0 | 0 | 0
PeakO | 0 | 0 | 0 | 0 | 0 | 0
ST | 0 | 0 | 0 | 0 | 0 | 0
STOG | 0 | 0 | 0 | 0 | 0 | 0
STWD | 0 | 0 | 0 | 0 | 0 | 0
WT | 1150 | 20 | 0 | 0 | 0 | 1792.13
IGCC | 0 | 0 | 0 | 0 | 0 | 0
DemandResponse | 0 | 0 | 0 | 0 | 0 | 0
IGCC-CCS | 0 | 0 | 0 | 0 | 0 | 0
WT_off | 0 | 0 | 5868.01 | 3584.92 | 0 | 147.07
PseudoUnit | 0 | 0 | 0 | 0 | 0 | 0
FixedInterchange | 0 | 0 | 0 | 0 | 0 | 0
New Build Capacity by Reporting Type: PJM_ROM
ReportingType | 2015 | 2020 | 2025 | 2030 | 2035 | 2040
BM | 18 | 16.84 | 0 | 1518.56 | 411.58 | 0
CC | 1678.5 | 0 | 0 | 0 | 0 | 10959.9
CSP | 0 | 0 | 0 | 0 | 0 | 0
CT | 16 | 0 | 0 | 0 | 0 | 0
Coal | 32.5 | 0 | 0 | 0 | 0 | 0
Geo | 0 | 0 | 0 | 0 | 0 | 0
H | 0 | 678 | 0 | 0 | 0 | 0
LFG | 18.9 | 265.1 | 0 | 0 | 0 | 0
Nuc | 0 | 0 | 0 | 0 | 0 | 0
PS | 0 | 0 | 0 | 0 | 0 | 0
PV | 0 | 1409.56 | 888.64 | 240.74 | 95.25 | 113.93
PeakG | 0 | 0 | 0 | 0 | 0 | 0
PeakO | 0 | 0 | 0 | 0 | 0 | 0
ST | 0 | 0 | 0 | 0 | 0 | 0
STOG | 0 | 0 | 0 | 0 | 0 | 0
STWD | 0 | 0 | 0 | 0 | 0 | 0
WT | 479.8 | 6560.2 | 0 | 0 | 0 | 0
IGCC | 0 | 0 | 0 | 0 | 0 | 0
DemandResponse | 0 | 0 | 0 | 0 | 0 | 0
IGCC-CCS | 0 | 0 | 0 | 0 | 0 | 0
WT_off | 0 | 0 | 0 | 0 | 0 | 0
PseudoUnit | 0 | 0 | 0 | 0 | 0 | 0
FixedInterchange | 0 | 0 | 0 | 0 | 0 | 0
New Build Capacity by Reporting Type: PJM_ROR
ReportingType | 2015 | 2020 | 2025 | 2030 | 2035 | 2040
BM | 385 | 0 | 0 | 866.42 | 833.17 | 725.49
CC | 3077 | 120 | 0 | 0 | 1649.86 | 850.68
CSP | 0 | 0 | 0 | 0 | 0 | 0
CT | 29 | 0 | 0 | 0 | 4440.12 | 354.24
Coal | 2164 | 0 | 0 | 0 | 0 | 0
Geo | 0 | 0 | 0 | 0 | 0 | 0
H | 0 | 503 | 0 | 0 | 0 | 0
LFG | 57.4 | 513.71 | 0 | 0 | 0 | 0
Nuc | 38 | 0 | 0 | 0 | 0 | 0
PS | 0 | 0 | 0 | 0 | 0 | 0
PV | 0 | 0 | 0 | 0 | 0 | 0
PeakG | 0 | 0 | 0 | 0 | 0 | 0
PeakO | 0 | 0 | 0 | 0 | 0 | 0
ST | 0 | 0 | 0 | 0 | 0 | 0
STOG | 0 | 0 | 0 | 0 | 0 | 0
STWD | 0 | 0 | 0 | 0 | 0 | 0
WT | 8325.7 | 13302.11 | 18140.68 | 13831.51 | 0 | 0
IGCC | 0 | 0 | 0 | 0 | 0 | 0
DemandResponse | 0 | 0 | 0 | 0 | 0 | 0
IGCC-CCS | 0 | 0 | 0 | 0 | 0 | 0
WT_off | 0 | 0 | 0 | 0 | 0 | 0
PseudoUnit | 0 | 0 | 0 | 0 | 0 | 0
FixedInterchange | 0 | 0 | 0 | 0 | 0 | 0
New Build Capacity by Reporting Type: SOCO
ReportingType | 2015 | 2020 | 2025 | 2030 | 2035 | 2040
BM | 55 | 1395.31 | 4764.89 | 340.04 | 0 | 0
CC | 5026.9 | 187 | 0 | 0 | 0 | 0
CSP | 0 | 0 | 0 | 0 | 0 | 0
CT | 0 | 0 | 0 | 0 | 0 | 0
Coal | 0 | 0 | 0 | 0 | 0 | 6710.21
Geo | 0 | 0 | 0 | 0 | 0 | 0
H | 0 | 0 | 0 | 0 | 0 | 867
LFG | 0 | 107.4 | 0 | 0 | 0 | 0
Nuc | 70 | 2200 | 0 | 0 | 0 | 0
PS | 0 | 0 | 0 | 0 | 0 | 0
PV | 0 | 0 | 0 | 0 | 0 | 0
PeakG | 0 | 0 | 0 | 0 | 0 | 0
PeakO | 0 | 0 | 0 | 0 | 0 | 0
ST | 0 | 0 | 0 | 0 | 0 | 0
STOG | 0 | 0 | 0 | 0 | 0 | 0
STWD | 0 | 0 | 0 | 0 | 0 | 0
WT | 0 | 100 | 0 | 0 | 0 | 0
IGCC | 0 | 0 | 0 | 0 | 0 | 0
DemandResponse | 0 | 0 | 0 | 0 | 0 | 0
IGCC-CCS | 0 | 0 | 0 | 0 | 0 | 0
WT_off | 0 | 0 | 0 | 0 | 0 | 0
PseudoUnit | 0 | 0 | 0 | 0 | 0 | 0
FixedInterchange | 0 | 0 | 0 | 0 | 0 | 0
New Build Capacity by Reporting Type: SPP_N
ReportingType | 2015 | 2020 | 2025 | 2030 | 2035 | 2040
BM | 0 | 0 | 0 | 0 | 0 | 0
CC | 0 | 0 | 0 | 0 | 0 | 0
CSP | 0 | 0 | 0 | 0 | 0 | 0
CT | 0 | 146.67 | 0 | 0 | 5902.18 | 0
Coal | 465.04 | 0 | 0 | 0 | 0 | 0
Geo | 0 | 0 | 0 | 0 | 0 | 0
H | 0 | 0 | 0 | 0 | 0 | 0
LFG | 0 | 0 | 0 | 95 | 0 | 0
Nuc | 0 | 0 | 0 | 0 | 0 | 0
PS | 0 | 0 | 0 | 0 | 0 | 0
PV | 0 | 0 | 0 | 0 | 0 | 0
PeakG | 0 | 0 | 0 | 0 | 0 | 0
PeakO | 0 | 0 | 0 | 0 | 0 | 0
ST | 0 | 0 | 0 | 0 | 0 | 0
STOG | 0 | 0 | 0 | 0 | 0 | 0
STWD | 0 | 0 | 0 | 0 | 0 | 0
WT | 0 | 1446.12 | 3159.92 | 6016.68 | 306.38 | 0
IGCC | 0 | 0 | 0 | 0 | 0 | 0
DemandResponse | 0 | 0 | 0 | 0 | 0 | 0
IGCC-CCS | 0 | 0 | 0 | 0 | 0 | 0
WT_off | 0 | 0 | 0 | 0 | 0 | 0
PseudoUnit | 0 | 0 | 0 | 0 | 0 | 0
FixedInterchange | 0 | 0 | 0 | 0 | 0 | 0
New Build Capacity by Reporting Type: SPP_S
ReportingType | 2015 | 2020 | 2025 | 2030 | 2035 | 2040
BM | 0 | 0 | 0 | 0 | 0 | 0
CC | 0 | 0 | 0 | 0 | 0 | 0
CSP | 0 | 0 | 0 | 0 | 0 | 0
CT | 412.99 | 300 | 0 | 0 | 0.01 | 0
Coal | 988 | 0 | 0 | 0 | 0 | 0
Geo | 0 | 0 | 0 | 0 | 0 | 0
H | 0 | 0 | 0 | 0 | 0 | 0
LFG | 0 | 0 | 0 | 95 | 0 | 0
Nuc | 0 | 0 | 0 | 0 | 0 | 0
PS | 0 | 0 | 0 | 0 | 0 | 0
PV | 0 | 0 | 0 | 0 | 0 | 0
PeakG | 0 | 0 | 0 | 0 | 0 | 0
PeakO | 0 | 0 | 0 | 0 | 0 | 0
ST | 0 | 0 | 0 | 0 | 0 | 0
STOG | 0 | 0 | 0 | 0 | 0 | 0
STWD | 0 | 0 | 0 | 0 | 0 | 0
WT | 430 | 9821.96 | 8327.81 | 5645.38 | 1347.11 | 989.23
IGCC | 0 | 0 | 0 | 0 | 0 | 0
DemandResponse | 0 | 0 | 0 | 0 | 0 | 0
IGCC-CCS | 0 | 0 | 0 | 0 | 0 | 0
WT_off | 0 | 0 | 0 | 0 | 0 | 0
PseudoUnit | 0 | 0 | 0 | 0 | 0 | 0
FixedInterchange | 0 | 0 | 0 | 0 | 0 | 0
New Build Capacity by Reporting Type: TVA
ReportingType | 2015 | 2020 | 2025 | 2030 | 2035 | 2040
BM | 0 | 3044.6 | 316.17 | 3041.49 | 602.97 | 0
CC | 1418 | 0 | 0 | 0 | 0 | 0
CSP | 0 | 0 | 0 | 0 | 0 | 0
CT | 0 | 0 | 0 | 0 | 0 | 631.51
Coal | 0 | 0 | 0 | 0 | 0 | 241.12
Geo | 0 | 0 | 0 | 0 | 0 | 0
H | 0 | 27 | 0 | 0 | 0 | 0
LFG | 0 | 107.4 | 0 | 0 | 0 | 0
Nuc | 1697.89 | 0 | 0 | 0 | 0 | 0
PS | 0 | 0 | 0 | 0 | 0 | 0
PV | 0 | 0 | 0 | 0 | 0 | 0
PeakG | 0 | 0 | 0 | 0 | 0 | 0
PeakO | 0 | 0 | 0 | 0 | 0 | 0
ST | 0 | 0 | 0 | 0 | 0 | 0
STOG | 0 | 0 | 0 | 0 | 0 | 0
STWD | 0 | 0 | 0 | 0 | 0 | 0
WT | 0 | 100 | 0 | 0 | 0 | 0
IGCC | 0 | 0 | 0 | 0 | 0 | 0
DemandResponse | 0 | 0 | 0 | 0 | 0 | 0
IGCC-CCS | 0 | 0 | 0 | 0 | 0 | 0
WT_off | 0 | 0 | 0 | 0 | 0 | 0
PseudoUnit | 0 | 0 | 0 | 0 | 0 | 0
FixedInterchange | 0 | 0 | 0 | 0 | 0 | 0
New Build Capacity by Reporting Type: TVA_Transmission
ReportingType | 2015 | 2020 | 2025 | 2030 | 2035 | 2040
BM | 0 | 0 | 0 | 0 | 0 | 0
CC | 0 | 0 | 0 | 0 | 0 | 0
CSP | 0 | 0 | 0 | 0 | 0 | 0
CT | 0 | 0 | 0 | 0 | 0 | 0
Coal | 0 | 0 | 0 | 0 | 0 | 0
Geo | 0 | 0 | 0 | 0 | 0 | 0
H | 0 | 0 | 0 | 0 | 0 | 0
LFG | 0 | 0 | 0 | 0 | 0 | 0
Nuc | 0 | 0 | 0 | 0 | 0 | 0
PS | 0 | 0 | 0 | 0 | 0 | 0
PV | 0 | 0 | 0 | 0 | 0 | 0
PeakG | 0 | 0 | 0 | 0 | 0 | 0
PeakO | 0 | 0 | 0 | 0 | 0 | 0
ST | 0 | 0 | 0 | 0 | 0 | 0
STOG | 0 | 0 | 0 | 0 | 0 | 0
STWD | 0 | 0 | 0 | 0 | 0 | 0
WT | 0 | 0 | 0 | 0 | 0 | 0
IGCC | 0 | 0 | 0 | 0 | 0 | 0
DemandResponse | 0 | 0 | 0 | 0 | 0 | 0
IGCC-CCS | 0 | 0 | 0 | 0 | 0 | 0
WT_off | 0 | 0 | 0 | 0 | 0 | 0
PseudoUnit | 0 | 0 | 0 | 0 | 0 | 0
FixedInterchange | 0 | 0 | 0 | 0 | 0 | 0
New Build Capacity by Reporting Type: VACAR
ReportingType | 2015 | 2020 | 2025 | 2030 | 2035 | 2040
BM | 0.92 | 6985.4 | 0 | 0 | 0 | 0
CC | 2968.55 | 0 | 0 | 0 | 0 | 1736.82
CSP | 0 | 0 | 0 | 0 | 0 | 0
CT | 2922.85 | 0 | 0 | 0 | 2339.95 | 2215.32
Coal | 825 | 0 | 0 | 0 | 0 | 0
Geo | 0 | 0 | 0 | 0 | 0 | 0
H | 0 | 0 | 0 | 0 | 52 | 0
LFG | 0.34 | 107.06 | 0 | 0 | 0 | 0
Nuc | 0 | 2330 | 0 | 0 | 0 | 0
PS | 0 | 0 | 0 | 0 | 0 | 0
PV | 0 | 138.41 | 6.52 | 3.78 | 11.55 | 9.5
PeakG | 0 | 0 | 0 | 0 | 0 | 0
PeakO | 0 | 0 | 0 | 0 | 0 | 0
ST | 0 | 0 | 0 | 0 | 0 | 0
STOG | 0 | 0 | 0 | 0 | 0 | 0
STWD | 0 | 0 | 0 | 0 | 0 | 0
WT | 0 | 3500 | 0 | 0 | 0 | 0
IGCC | 0 | 0 | 0 | 0 | 0 | 0
DemandResponse | 0 | 0 | 0 | 0 | 0 | 0
IGCC-CCS | 0 | 0 | 0 | 0 | 0 | 0
WT_off | 1 | 0 | 11273.23 | 17611.67 | 2870.91 | 4235.55
PseudoUnit | 0 | 0 | 0 | 0 | 0 | 0
FixedInterchange | 0 | 0 | 0 | 0 | 0 | 0
New Build Capacity by Reporting Type: IESO
ReportingType | 2015 | 2020 | 2025 | 2030 | 2035 | 2040
BM | 326.33 | 0 | 0 | 0 | 0 | 0
CC | 1263 | 0 | 0 | 0 | 0 | 0
CSP | 0 | 0 | 0 | 0 | 0 | 0
CT | 368 | 0 | 0 | 0 | 478.28 | 2526.85
Coal | 0 | 0 | 0 | 0 | 0 | 0
Geo | 0 | 0 | 0 | 0 | 0 | 0
H | 0 | 0 | 0 | 0 | 0 | 0
LFG | 14.5 | 0 | 0 | 0 | 0.5 | 0
Nuc | 0 | 0 | 0 | 0 | 0 | 0
PS | 0 | 0 | 0 | 0 | 0 | 0
PV | 1067.26 | 0 | 0 | 0 | 0 | 0
PeakG | 0 | 0 | 0 | 0 | 0 | 0
PeakO | 0 | 0 | 0 | 0 | 0 | 0
ST | 0 | 0 | 0 | 0 | 0 | 0
STOG | 0 | 0 | 0 | 0 | 0 | 0
STWD | 0 | 0 | 0 | 0 | 0 | 0
WT | 2105.9 | 0 | 0 | 0 | 0 | 0
IGCC | 0 | 0 | 0 | 0 | 0 | 0
DemandResponse | 0 | 0 | 0 | 0 | 0 | 0
IGCC-CCS | 0 | 0 | 0 | 0 | 0 | 0
WT_off | 0 | 0 | 0 | 0 | 0 | 0
PseudoUnit | 0 | 0 | 0 | 0 | 0 | 0
FixedInterchange | 0 | 0 | 0 | 0 | 0 | 0
New Build Capacity by Reporting Type: MAPP_CA
ReportingType | 2015 | 2020 | 2025 | 2030 | 2035 | 2040
BM | 0 | 0 | 0 | 0 | 0 | 0
CC | 0 | 0 | 0 | 0 | 0 | 0
CSP | 0 | 0 | 0 | 0 | 0 | 0
CT | 35 | 0 | 0 | 0 | 0 | 0
Coal | 0 | 0 | 0 | 0 | 0 | 0
Geo | 0 | 0 | 0 | 0 | 0 | 0
H | 0 | 329.9 | 1860.1 | 2460 | 0 | 0
LFG | 0 | 0 | 0 | 0 | 0 | 0
Nuc | 0 | 0 | 0 | 0 | 0 | 0
PS | 0 | 0 | 0 | 0 | 0 | 0
PV | 0 | 0 | 0 | 0 | 0 | 0
PeakG | 0 | 0 | 0 | 0 | 0 | 0
PeakO | 0 | 0 | 0 | 0 | 0 | 0
ST | 0 | 0 | 0 | 0 | 0 | 0
STOG | 0 | 0 | 0 | 0 | 0 | 0
STWD | 0 | 0 | 0 | 0 | 0 | 0
WT | 302.4 | 0 | 0 | 0 | 0 | 0
IGCC | 0 | 0 | 0 | 0 | 0 | 0
DemandResponse | 0 | 0 | 0 | 0 | 0 | 0
IGCC-CCS | 0 | 0 | 0 | 0 | 0 | 0
WT_off | 0 | 0 | 0 | 0 | 0 | 0
PseudoUnit | 0 | 0 | 0 | 0 | 0 | 0
FixedInterchange | 0 | 0 | 0 | 0 | 0 | 0
New Build Capacity by Reporting Type: AZ_NM_SNV_Coal
ReportingType | 2015 | 2020 | 2025 | 2030 | 2035 | 2040
BM | 0 | 0 | 0 | 0 | 0 | 0
CC | 0 | 0 | 0 | 0 | 0 | 0
CSP | 0 | 0 | 0 | 0 | 0 | 0
CT | 0 | 0 | 0 | 0 | 0 | 0
Coal | 0 | 0 | 0 | 0 | 0 | 8392.33
Geo | 0 | 0 | 0 | 0 | 0 | 0
H | 0 | 0 | 0 | 0 | 0 | 0
LFG | 0 | 0 | 0 | 0 | 0 | 0
Nuc | 0 | 0 | 0 | 0 | 0 | 0
PS | 0 | 0 | 0 | 0 | 0 | 0
PV | 0 | 0 | 0 | 0 | 0 | 0
PeakG | 0 | 0 | 0 | 0 | 0 | 0
PeakO | 0 | 0 | 0 | 0 | 0 | 0
ST | 0 | 0 | 0 | 0 | 0 | 0
STOG | 0 | 0 | 0 | 0 | 0 | 0
STWD | 0 | 0 | 0 | 0 | 0 | 0
WT | 0 | 0 | 0 | 0 | 0 | 0
IGCC | 0 | 0 | 0 | 0 | 0 | 0
DemandResponse | 0 | 0 | 0 | 0 | 0 | 0
IGCC-CCS | 0 | 0 | 0 | 0 | 0 | 0
WT_off | 0 | 0 | 0 | 0 | 0 | 0
PseudoUnit | 0 | 0 | 0 | 0 | 0 | 0
FixedInterchange | 0 | 0 | 0 | 0 | 0 | 0
New Build Capacity by Reporting Type: AZ_NM_SNV_Gas
ReportingType | 2015 | 2020 | 2025 | 2030 | 2035 | 2040
BM | 0 | 0 | 0 | 0 | 0 | 0
CC | 668 | 1461.4 | 0 | 3931.06 | 2009.75 | 0
CSP | 0 | 0 | 0 | 0 | 0 | 0
CT | 736 | 0 | 0 | 0 | 0 | 0
Coal | 0 | 0 | 0 | 0 | 0 | 0
Geo | 0 | 0 | 0 | 0 | 0 | 0
H | 0 | 0 | 0 | 0 | 0 | 0
LFG | 0 | 0 | 0 | 0 | 0 | 0
Nuc | 0 | 0 | 0 | 0 | 0 | 0
PS | 0 | 0 | 0 | 0 | 0 | 0
PV | 0 | 0 | 0 | 0 | 0 | 0
PeakG | 0 | 0 | 0 | 0 | 0 | 0
PeakO | 0 | 0 | 0 | 0 | 0 | 0
ST | 0 | 0 | 0 | 0 | 0 | 0
STOG | 0 | 0 | 0 | 0 | 0 | 0
STWD | 0 | 0 | 0 | 0 | 0 | 0
WT | 0 | 0 | 0 | 0 | 0 | 0
IGCC | 0 | 0 | 0 | 0 | 0 | 0
DemandResponse | 0 | 0 | 0 | 0 | 0 | 0
IGCC-CCS | 0 | 0 | 0 | 0 | 0 | 0
WT_off | 0 | 0 | 0 | 0 | 0 | 0
PseudoUnit | 0 | 0 | 0 | 0 | 0 | 0
FixedInterchange | 0 | 0 | 0 | 0 | 0 | 0
New Build Capacity by Reporting Type: AZ_NM_SNV_NucRenew
ReportingType | 2015 | 2020 | 2025 | 2030 | 2035 | 2040
BM | 0 | 0 | 0 | 0 | 0 | 0
CC | 0 | 0 | 0 | 0 | 0 | 0
CSP | 0 | 0 | 0 | 0 | 0 | 0
CT | 0 | 0 | 0 | 0 | 0 | 0
Coal | 0 | 0 | 0 | 0 | 0 | 0
Geo | 0 | 0 | 1450 | 0 | 0 | 0
H | 0 | 0 | 0 | 0 | 0 | 0
LFG | 0 | 0 | 60.67 | 0 | 0 | 0
Nuc | 0 | 0 | 0 | 0 | 0 | 0
PS | 0 | 0 | 0 | 0 | 0 | 0
PV | 95.7 | 0 | 0 | 0 | 0 | 0
PeakG | 0 | 0 | 0 | 0 | 0 | 0
PeakO | 0 | 0 | 0 | 0 | 0 | 0
ST | 280 | 439.41 | 276.64 | 124.64 | 0 | 0
STOG | 0 | 0 | 0 | 0 | 0 | 0
STWD | 0 | 0 | 0 | 0 | 0 | 0
WT | 65.1 | 0 | 327.43 | 616.17 | 0 | 0
IGCC | 0 | 0 | 0 | 0 | 0 | 0
DemandResponse | 0 | 0 | 0 | 0 | 0 | 0
IGCC-CCS | 0 | 0 | 0 | 0 | 0 | 0
WT_off | 0 | 0 | 0 | 0 | 0 | 0
PseudoUnit | 0 | 0 | 0 | 0 | 0 | 0
FixedInterchange | 0 | 0 | 0 | 0 | 0 | 0
New Build Capacity by Reporting Type: ERCOT
ReportingType | 2015 | 2020 | 2025 | 2030 | 2035 | 2040
BM | 145 | 0 | 0 | 1700.88 | 64.14 | 116.37
CC | 275 | 0 | 0 | 0 | 1849.8 | 3530.58
CSP | 0 | 0 | 0 | 0 | 0 | 0
CT | 250 | 0 | 0 | 0 | 0 | 0
Coal | 2020 | 0 | 0 | 0 | 0 | 0
Geo | 0 | 0 | 0 | 0 | 0 | 0
H | 0 | 0 | 0 | 628 | 0 | 0
LFG | 0 | 0 | 354 | 0 | 0 | 0
Nuc | 0 | 0 | 0 | 0 | 0 | 0
PS | 0 | 0 | 0 | 0 | 0 | 0
PV | 14 | 0 | 0 | 0 | 0 | 0
PeakG | 0 | 0 | 0 | 0 | 0 | 0
PeakO | 0 | 0 | 0 | 0 | 0 | 0
ST | 0 | 0 | 0 | 0 | 0 | 0
STOG | 0 | 0 | 0 | 0 | 0 | 0
STWD | 0 | 0 | 0 | 0 | 0 | 0
WT | 350.1 | 8333.43 | 9401.27 | 5849.98 | 830.16 | 1488.66
IGCC | 0 | 0 | 0 | 0 | 0 | 0
DemandResponse | 0 | 0 | 0 | 0 | 0 | 0
IGCC-CCS | 0 | 0 | 0 | 0 | 0 | 0
WT_off | 0 | 0 | 0 | 0 | 0 | 0
PseudoUnit | 0 | 0 | 0 | 0 | 0 | 0
FixedInterchange | 0 | 0 | 0 | 0 | 0 | 0
New Build Capacity by Reporting Type: NP15
ReportingType | 2015 | 2020 | 2025 | 2030 | 2035 | 2040
BM | 0 | 0 | 0 | 0 | 0 | 0
CC | 940 | 0 | 0 | 0 | 0 | 0
CSP | 0 | 0 | 0 | 0 | 0 | 0
CT | 220.99 | 2161.35 | 0 | 3962.88 | 4381.84 | 4345.19
Coal | 0 | 0 | 0 | 0 | 0 | 0
Geo | 0 | 166.22 | 433.78 | 0 | 0 | 0
H | 0 | 0 | 0 | 0 | 0 | 0
LFG | 0 | 0 | 565 | 0 | 0 | 0
Nuc | 0 | 0 | 0 | 0 | 0 | 0
PS | 0 | 0 | 0 | 0 | 0 | 0
PV | 6.5 | 0 | 0 | 0 | 0 | 0
PeakG | 0 | 0 | 0 | 0 | 0 | 0
PeakO | 0 | 0 | 0 | 0 | 0 | 0
ST | 29 | 0 | 0 | 0 | 0 | 0
STOG | 0 | 0 | 0 | 0 | 0 | 0
STWD | 0 | 0 | 0 | 0 | 0 | 0
WT | 101.2 | 830.35 | 8335.63 | 2407.4 | 15.33 | 0
IGCC | 0 | 0 | 0 | 0 | 0 | 0
DemandResponse | 0 | 0 | 0 | 0 | 0 | 0
IGCC-CCS | 0 | 0 | 0 | 0 | 0 | 0
WT_off | 0 | 0 | 0 | 0 | 0 | 0
PseudoUnit | 0 | 0 | 0 | 0 | 0 | 0
FixedInterchange | 0 | 0 | 0 | 0 | 0 | 0
New Build Capacity by Reporting Type: NWPP_Coal
ReportingType | 2015 | 2020 | 2025 | 2030 | 2035 | 2040
BM | 0 | 0 | 0 | 0 | 0 | 0
CC | 0 | 0 | 0 | 0 | 0 | 0
CSP | 0 | 0 | 0 | 0 | 0 | 0
CT | 0 | 0 | 0 | 0 | 0 | 0
Coal | 0 | 0 | 0 | 0 | 0 | 0
Geo | 0 | 0 | 0 | 0 | 0 | 0
H | 0 | 0 | 0 | 0 | 0 | 0
LFG | 0 | 0 | 0 | 0 | 0 | 0
Nuc | 0 | 0 | 0 | 0 | 0 | 0
PS | 0 | 0 | 0 | 0 | 0 | 0
PV | 0 | 0 | 0 | 0 | 0 | 0
PeakG | 0 | 0 | 0 | 0 | 0 | 0
PeakO | 0 | 0 | 0 | 0 | 0 | 0
ST | 0 | 0 | 0 | 0 | 0 | 0
STOG | 0 | 0 | 0 | 0 | 0 | 0
STWD | 0 | 0 | 0 | 0 | 0 | 0
WT | 0 | 0 | 0 | 0 | 0 | 0
IGCC | 0 | 0 | 0 | 0 | 0 | 0
DemandResponse | 0 | 0 | 0 | 0 | 0 | 0
IGCC-CCS | 0 | 0 | 0 | 0 | 0 | 0
WT_off | 0 | 0 | 0 | 0 | 0 | 0
PseudoUnit | 0 | 0 | 0 | 0 | 0 | 0
FixedInterchange | 0 | 0 | 0 | 0 | 0 | 0
New Build Capacity by Reporting Type: NWPP_Gas
ReportingType | 2015 | 2020 | 2025 | 2030 | 2035 | 2040
BM | 0 | 0 | 0 | 0 | 0 | 0
CC | 300 | 0 | 0 | 2908.13 | 4836.1 | 629.47
CSP | 0 | 0 | 0 | 0 | 0 | 0
CT | 150 | 0 | 0 | 0 | 0 | 0
Coal | 0 | 0 | 0 | 0 | 0 | 426.09
Geo | 0 | 0 | 0 | 0 | 0 | 0
H | 0 | 0 | 0 | 0 | 0 | 0
LFG | 0 | 0 | 0 | 0 | 0 | 0
Nuc | 0 | 0 | 0 | 0 | 0 | 0
PS | 0 | 0 | 0 | 0 | 0 | 0
PV | 0 | 0 | 0 | 0 | 0 | 0
PeakG | 0 | 0 | 0 | 0 | 0 | 0
PeakO | 0 | 0 | 0 | 0 | 0 | 0
ST | 0 | 0 | 0 | 0 | 0 | 0
STOG | 0 | 0 | 0 | 0 | 0 | 0
STWD | 0 | 0 | 0 | 0 | 0 | 0
WT | 0 | 0 | 0 | 0 | 0 | 0
IGCC | 0 | 0 | 0 | 0 | 0 | 0
DemandResponse | 0 | 0 | 0 | 0 | 0 | 0
IGCC-CCS | 0 | 0 | 0 | 0 | 0 | 0
WT_off | 0 | 0 | 0 | 0 | 0 | 0
PseudoUnit | 0 | 0 | 0 | 0 | 0 | 0
FixedInterchange | 0 | 0 | 0 | 0 | 0 | 0
New Build Capacity by Reporting Type: NWPP_NucRenew
ReportingType | 2015 | 2020 | 2025 | 2030 | 2035 | 2040
BM | 32.55 | 0 | 0 | 0 | 0 | 0
CC | 0 | 0 | 0 | 0 | 0 | 0
CSP | 0 | 0 | 0 | 0 | 0 | 0
CT | 0 | 0 | 0 | 0 | 0 | 0
Coal | 0 | 0 | 0 | 0 | 0 | 0
Geo | 86 | 0 | 434 | 0 | 0 | 0
H | 0 | 0 | 0 | 0 | 0 | 0
LFG | 25.5 | 0 | 207.27 | 37.23 | 0 | 0
Nuc | 0 | 0 | 0 | 0 | 0 | 0
PS | 0 | 0 | 0 | 0 | 0 | 0
PV | 0 | 0 | 0 | 0 | 0 | 0
PeakG | 0 | 0 | 0 | 0 | 0 | 0
PeakO | 0 | 0 | 0 | 0 | 0 | 0
ST | 0 | 0 | 0 | 0 | 0 | 0
STOG | 0 | 0 | 0 | 0 | 0 | 0
STWD | 0 | 0 | 0 | 0 | 0 | 0
WT | 977.3 | 0 | 0 | 0 | 0 | 0
IGCC | 0 | 0 | 0 | 0 | 0 | 0
DemandResponse | 0 | 0 | 0 | 0 | 0 | 0
IGCC-CCS | 0 | 0 | 0 | 0 | 0 | 0
WT_off | 0 | 0 | 0 | 0 | 0 | 0
PseudoUnit | 0 | 0 | 0 | 0 | 0 | 0
FixedInterchange | 0 | 0 | 0 | 0 | 0 | 0
New Build Capacity by Reporting Type: RMPA
ReportingType | 2015 | 2020 | 2025 | 2030 | 2035 | 2040
BM | 0 | 0 | 0 | 0 | 0 | 0
CC | 0 | 0 | 0 | 0 | 0 | 0
CSP | 0 | 0 | 0 | 0 | 0 | 0
CT | 152 | 0 | 0 | 0 | 0 | 0
Coal | 390 | 0 | 0 | 0 | 1281.23 | 1447.6
Geo | 0 | 458.78 | 2086.45 | 24.77 | 0 | 0
H | 0 | 0 | 0 | 0 | 0 | 0
LFG | 1.4 | 0 | 0 | 28.93 | 0 | 0
Nuc | 0 | 0 | 0 | 0 | 0 | 0
PS | 0 | 0 | 0 | 0 | 0 | 0
PV | 1 | 0 | 0 | 0 | 0 | 0
PeakG | 0 | 0 | 0 | 0 | 0 | 0
PeakO | 0 | 0 | 0 | 0 | 0 | 0
ST | 3 | 380.25 | 32.27 | 15.25 | 0 | 0
STOG | 0 | 0 | 0 | 0 | 0 | 0
STWD | 0 | 0 | 0 | 0 | 0 | 0
WT | 765.4 | 0 | 0 | 0 | 0 | 0
IGCC | 0 | 0 | 0 | 0 | 0 | 0
DemandResponse | 0 | 0 | 0 | 0 | 0 | 0
IGCC-CCS | 0 | 0 | 0 | 0 | 0 | 0
WT_off | 0 | 0 | 0 | 0 | 0 | 0
PseudoUnit | 0 | 0 | 0 | 0 | 0 | 0
FixedInterchange | 0 | 0 | 0 | 0 | 0 | 0
New Build Capacity by Reporting Type: SP15
ReportingType | 2015 | 2020 | 2025 | 2030 | 2035 | 2040
BM | 6 | 0 | 0 | 0 | 0 | 0
CC | 409.5 | 0 | 0 | 0 | 0 | 0
CSP | 0 | 0 | 0 | 0 | 0 | 0
CT | 0 | 0 | 0 | 0 | 0 | 0
Coal | 0 | 0 | 0 | 0 | 0 | 0
Geo | 50 | 1450 | 0 | 0 | 0 | 0
H | 0 | 0 | 0 | 0 | 0 | 0
LFG | 9.2 | 521.43 | 34.37 | 0 | 0 | 0
Nuc | 0 | 0 | 0 | 0 | 0 | 0
PS | 0 | 0 | 0 | 0 | 0 | 0
PV | 3.8 | 0 | 0 | 0 | 0 | 0
PeakG | 0 | 0 | 0 | 0 | 0 | 0
PeakO | 0 | 0 | 0 | 0 | 0 | 0
ST | 448 | 0 | 0 | 0 | 0 | 0
STOG | 0 | 0 | 0 | 0 | 0 | 0
STWD | 0 | 0 | 0 | 0 | 0 | 0
WT | 735 | 0 | 0 | 0 | 0 | 0
IGCC | 0 | 0 | 0 | 0 | 0 | 0
DemandResponse | 0 | 0 | 0 | 0 | 0 | 0
IGCC-CCS | 0 | 0 | 0 | 0 | 0 | 0
WT_off | 0 | 0 | 0 | 0 | 0 | 0
PseudoUnit | 0 | 0 | 0 | 0 | 0 | 0
FixedInterchange | 0 | 0 | 0 | 0 | 0 | 0
New Build Capacity by Reporting Type: ALB
ReportingType | 2015 | 2020 | 2025 | 2030 | 2035 | 2040
BM | 0 | 0 | 0 | 0 | 0 | 0
CC | 407.19 | 535.62 | 793.21 | 598.35 | 1405.48 | 1079.47
CSP | 0 | 0 | 0 | 0 | 0 | 0
CT | 201.5 | 0 | 0 | 0 | 0 | 0
Coal | 495 | 0 | 0 | 0 | 0 | 0
Geo | 0 | 0 | 0 | 0 | 0 | 0
H | 0 | 0 | 0 | 0 | 0 | 0
LFG | 0 | 0 | 0 | 0 | 0 | 0
Nuc | 0 | 0 | 0 | 0 | 0 | 0
PS | 0 | 0 | 0 | 0 | 0 | 0
PV | 0 | 0 | 0 | 0 | 0 | 0
PeakG | 0 | 0 | 0 | 0 | 0 | 0
PeakO | 0 | 0 | 0 | 0 | 0 | 0
ST | 0 | 0 | 0 | 0 | 0 | 0
STOG | 0 | 0 | 0 | 0 | 0 | 0
STWD | 0 | 0 | 0 | 0 | 0 | 0
WT | 9 | 0 | 0 | 0 | 0 | 0
IGCC | 0 | 0 | 0 | 0 | 0 | 0
DemandResponse | 0 | 0 | 0 | 0 | 0 | 0
IGCC-CCS | 0 | 0 | 0 | 0 | 0 | 0
WT_off | 0 | 0 | 0 | 0 | 0 | 0
PseudoUnit | 0 | 0 | 0 | 0 | 0 | 0
FixedInterchange | 0 | 0 | 0 | 0 | 0 | 0
New Build Capacity by Reporting Type: BC
ReportingType | 2015 | 2020 | 2025 | 2030 | 2035 | 2040
BM | 0 | 0 | 0 | 0 | 0 | 0
CC | 1171.72 | 173.23 | 512.92 | 671.98 | 800.47 | 678.42
CSP | 0 | 0 | 0 | 0 | 0 | 0
CT | 0 | 0 | 0 | 0 | 0 | 162.15
Coal | 0 | 0 | 0 | 0 | 0 | 0
Geo | 0 | 0 | 0 | 0 | 0 | 0
H | 0 | 0 | 0 | 0 | 0 | 0
LFG | 0 | 0 | 0 | 0 | 0 | 0
Nuc | 0 | 0 | 0 | 0 | 0 | 0
PS | 0 | 0 | 0 | 0 | 0 | 0
PV | 0 | 0 | 0 | 0 | 0 | 0
PeakG | 0 | 0 | 0 | 0 | 0 | 0
PeakO | 0 | 0 | 0 | 0 | 0 | 0
ST | 0 | 0 | 0 | 0 | 0 | 0
STOG | 0 | 0 | 0 | 0 | 0 | 0
STWD | 0 | 0 | 0 | 0 | 0 | 0
WT | 144 | 0 | 0 | 0 | 0 | 0
IGCC | 0 | 0 | 0 | 0 | 0 | 0
DemandResponse | 0 | 0 | 0 | 0 | 0 | 0
IGCC-CCS | 0 | 0 | 0 | 0 | 0 | 0
WT_off | 0 | 0 | 0 | 0 | 0 | 0
PseudoUnit | 0 | 0 | 0 | 0 | 0 | 0
FixedInterchange | 0 | 0 | 0 | 0 | 0 | 0
New Build Capacity by Reporting Type: HQ_IESO
ReportingType | 2015 | 2020 | 2025 | 2030 | 2035 | 2040
BM | 0 | 0 | 0 | 0 | 0 | 0
CC | 0 | 0 | 0 | 0 | 0 | 0
CSP | 0 | 0 | 0 | 0 | 0 | 0
CT | 0 | 0 | 0 | 0 | 0 | 0
Coal | 0 | 0 | 0 | 0 | 0 | 0
Geo | 0 | 0 | 0 | 0 | 0 | 0
H | 0 | 0 | 0 | 0 | 0 | 0
LFG | 0 | 0 | 0 | 0 | 0 | 0
Nuc | 0 | 0 | 0 | 0 | 0 | 0
PS | 0 | 0 | 0 | 0 | 0 | 0
PV | 0 | 0 | 0 | 0 | 0 | 0
PeakG | 0 | 0 | 0 | 0 | 0 | 0
PeakO | 0 | 0 | 0 | 0 | 0 | 0
ST | 0 | 0 | 0 | 0 | 0 | 0
STOG | 0 | 0 | 0 | 0 | 0 | 0
STWD | 0 | 0 | 0 | 0 | 0 | 0
WT | 0 | 0 | 0 | 0 | 0 | 0
IGCC | 0 | 0 | 0 | 0 | 0 | 0
DemandResponse | 0 | 0 | 0 | 0 | 0 | 0
IGCC-CCS | 0 | 0 | 0 | 0 | 0 | 0
WT_off | 0 | 0 | 0 | 0 | 0 | 0
PseudoUnit | 0 | 0 | 0 | 0 | 0 | 0
FixedInterchange | 0 | 0 | 0 | 0 | 0 | 0
New Build Capacity by Reporting Type: HQ_NEISO
ReportingType | 2015 | 2020 | 2025 | 2030 | 2035 | 2040
BM | 0 | 0 | 0 | 0 | 0 | 0
CC | 0 | 0 | 0 | 0 | 0 | 0
CSP | 0 | 0 | 0 | 0 | 0 | 0
CT | 0 | 0 | 0 | 0 | 0 | 0
Coal | 0 | 0 | 0 | 0 | 0 | 0
Geo | 0 | 0 | 0 | 0 | 0 | 0
H | 0 | 0 | 0 | 0 | 0 | 0
LFG | 0 | 0 | 0 | 0 | 0 | 0
Nuc | 0 | 0 | 0 | 0 | 0 | 0
PS | 0 | 0 | 0 | 0 | 0 | 0
PV | 0 | 0 | 0 | 0 | 0 | 0
PeakG | 0 | 0 | 0 | 0 | 0 | 0
PeakO | 0 | 0 | 0 | 0 | 0 | 0
ST | 0 | 0 | 0 | 0 | 0 | 0
STOG | 0 | 0 | 0 | 0 | 0 | 0
STWD | 0 | 0 | 0 | 0 | 0 | 0
WT | 0 | 0 | 0 | 0 | 0 | 0
IGCC | 0 | 0 | 0 | 0 | 0 | 0
DemandResponse | 0 | 0 | 0 | 0 | 0 | 0
IGCC-CCS | 0 | 0 | 0 | 0 | 0 | 0
WT_off | 0 | 0 | 0 | 0 | 0 | 0
PseudoUnit | 0 | 0 | 0 | 0 | 0 | 0
FixedInterchange | 0 | 0 | 0 | 0 | 0 | 0
New Build Capacity by Reporting Type: HQ_NY
ReportingType | 2015 | 2020 | 2025 | 2030 | 2035 | 2040
BM | 0 | 0 | 0 | 0 | 0 | 0
CC | 0 | 0 | 0 | 0 | 0 | 0
CSP | 0 | 0 | 0 | 0 | 0 | 0
CT | 0 | 0 | 0 | 0 | 0 | 0
Coal | 0 | 0 | 0 | 0 | 0 | 0
Geo | 0 | 0 | 0 | 0 | 0 | 0
H | 0 | 0 | 0 | 0 | 0 | 0
LFG | 0 | 0 | 0 | 0 | 0 | 0
Nuc | 0 | 0 | 0 | 0 | 0 | 0
PS | 0 | 0 | 0 | 0 | 0 | 0
PV | 0 | 0 | 0 | 0 | 0 | 0
PeakG | 0 | 0 | 0 | 0 | 0 | 0
PeakO | 0 | 0 | 0 | 0 | 0 | 0
ST | 0 | 0 | 0 | 0 | 0 | 0
STOG | 0 | 0 | 0 | 0 | 0 | 0
STWD | 0 | 0 | 0 | 0 | 0 | 0
WT | 0 | 0 | 0 | 0 | 0 | 0
IGCC | 0 | 0 | 0 | 0 | 0 | 0
DemandResponse | 0 | 0 | 0 | 0 | 0 | 0
IGCC-CCS | 0 | 0 | 0 | 0 | 0 | 0
WT_off | 0 | 0 | 0 | 0 | 0 | 0
PseudoUnit | 0 | 0 | 0 | 0 | 0 | 0
FixedInterchange | 0 | 0 | 0 | 0 | 0 | 0
New Build Capacity by Reporting Type: MARITIMES
ReportingType | 2015 | 2020 | 2025 | 2030 | 2035 | 2040
BM | 0 | 0 | 0 | 0 | 0 | 0
CC | 0 | 0 | 0 | 0 | 0 | 0
CSP | 0 | 0 | 0 | 0 | 0 | 0
CT | 0 | 0 | 0 | 0 | 0 | 0
Coal | 0 | 0 | 0 | 0 | 0 | 0
Geo | 0 | 0 | 0 | 0 | 0 | 0
H | 0 | 0 | 0 | 0 | 0 | 0
LFG | 0 | 0 | 0 | 0 | 0 | 0
Nuc | 0 | 0 | 0 | 0 | 0 | 0
PS | 0 | 0 | 0 | 0 | 0 | 0
PV | 0 | 0 | 0 | 0 | 0 | 0
PeakG | 0 | 0 | 0 | 0 | 0 | 0
PeakO | 0 | 0 | 0 | 0 | 0 | 0
ST | 0 | 0 | 0 | 0 | 0 | 0
STOG | 0 | 0 | 0 | 0 | 0 | 0
STWD | 0 | 0 | 0 | 0 | 0 | 0
WT | 0 | 0 | 0 | 0 | 0 | 0
IGCC | 0 | 0 | 0 | 0 | 0 | 0
DemandResponse | 0 | 0 | 0 | 0 | 0 | 0
IGCC-CCS | 0 | 0 | 0 | 0 | 0 | 0
WT_off | 0 | 0 | 0 | 0 | 0 | 0
PseudoUnit | 0 | 500 | 0 | 0 | 0 | 0
FixedInterchange | 0 | 0 | 0 | 0 | 0 | 0
New Build Capacity by Reporting Type: All
ReportingType | 2015 | 2020 | 2025 | 2030 | 2035 | 2040
BM | 1251 | 12419.79 | 6105.33 | 7467.39 | 1911.86 | 841.86
CC | 29618.47 | 4845.55 | 1306.13 | 9805.18 | 30411.16 | 30026.54
CSP | 0 | 0 | 0 | 0 | 0 | 0
CT | 8642.83 | 7175.32 | 2247.05 | 11324.72 | 24271.42 | 11657.14
Coal | 10763.64 | 0 | 0 | 0 | 1281.23 | 22975.06
Geo | 136 | 2075 | 4404.23 | 24.77 | 0 | 0
H | 0 | 1538.9 | 2914.1 | 3088 | 55 | 867
LFG | 192 | 1953 | 2210 | 723.5 | 0.5 | 0
Nuc | 2740.56 | 4530 | 0 | 0 | 0 | 0
PS | 0 | 0 | 0 | 0 | 0 | 0
PV | 1245.99 | 2172.32 | 1077.84 | 247.93 | 122.25 | 141.05
PeakG | 0 | 0 | 0 | 0 | 0 | 0
PeakO | 0 | 0 | 0 | 0 | 0 | 0
ST | 760 | 819.66 | 308.91 | 139.89 | 0 | 0
STOG | 0 | 0 | 0 | 0 | 0 | 0
STWD | 0 | 0 | 0 | 0 | 0 | 0
WT | 25342 | 49356.86 | 54241.4 | 49420.18 | 6228.95 | 6458.76
IGCC | 618 | 0 | 0 | 0 | 0 | 0
DemandResponse | 0 | 0 | 0 | 0 | 0 | 0
IGCC-CCS | 0 | 0 | 0 | 0 | 0 | 0
WT_off | 469 | 0 | 17141.23 | 21196.59 | 2870.91 | 4382.62
PseudoUnit | 0 | 500 | 0 | 0 | 0 | 0
FixedInterchange | 0 | 0 | 0 | 0 | 0 | 0
New Build Capacity by Reporting Type: EI_US
ReportingType | 2015 | 2020 | 2025 | 2030 | 2035 | 2040
BM | 741.12 | 12419.79 | 6105.33 | 5766.51 | 1847.72 | 725.49
CC | 24184.05 | 2675.3 | 0 | 1695.67 | 19509.56 | 24108.6
CSP | 0 | 0 | 0 | 0 | 0 | 0
CT | 6529.34 | 5013.97 | 2247.05 | 7361.84 | 19411.3 | 4622.95
Coal | 7858.64 | 0 | 0 | 0 | 0 | 12709.04
Geo | 0 | 0 | 0 | 0 | 0 | 0
H | 0 | 1209 | 1054 | 0 | 55 | 867
LFG | 141.4 | 1431.57 | 988.7 | 657.33 | 0 | 0
Nuc | 2740.56 | 4530 | 0 | 0 | 0 | 0
PS | 0 | 0 | 0 | 0 | 0 | 0
PV | 57.73 | 2172.32 | 1077.84 | 247.93 | 122.25 | 141.05
PeakG | 0 | 0 | 0 | 0 | 0 | 0
PeakO | 0 | 0 | 0 | 0 | 0 | 0
ST | 0 | 0 | 0 | 0 | 0 | 0
STOG | 0 | 0 | 0 | 0 | 0 | 0
STWD | 0 | 0 | 0 | 0 | 0 | 0
WT | 19786.6 | 40193.08 | 36177.07 | 40546.62 | 5383.46 | 4970.11
IGCC | 618 | 0 | 0 | 0 | 0 | 0
DemandResponse | 0 | 0 | 0 | 0 | 0 | 0
IGCC-CCS | 0 | 0 | 0 | 0 | 0 | 0
WT_off | 469 | 0 | 17141.23 | 21196.59 | 2870.91 | 4382.62
PseudoUnit | 0 | 500 | 0 | 0 | 0 | 0
FixedInterchange | 0 | 0 | 0 | 0 | 0 | 0
New Build Capacity by Reporting Type: EI_Canada
ReportingType | 2015 | 2020 | 2025 | 2030 | 2035 | 2040
BM | 326.33 | 0 | 0 | 0 | 0 | 0
CC | 1263 | 0 | 0 | 0 | 0 | 0
CSP | 0 | 0 | 0 | 0 | 0 | 0
CT | 403 | 0 | 0 | 0 | 478.28 | 2526.85
Coal | 0 | 0 | 0 | 0 | 0 | 0
Geo | 0 | 0 | 0 | 0 | 0 | 0
H | 0 | 329.9 | 1860.1 | 2460 | 0 | 0
LFG | 14.5 | 0 | 0 | 0 | 0.5 | 0
Nuc | 0 | 0 | 0 | 0 | 0 | 0
PS | 0 | 0 | 0 | 0 | 0 | 0
PV | 1067.26 | 0 | 0 | 0 | 0 | 0
PeakG | 0 | 0 | 0 | 0 | 0 | 0
PeakO | 0 | 0 | 0 | 0 | 0 | 0
ST | 0 | 0 | 0 | 0 | 0 | 0
STOG | 0 | 0 | 0 | 0 | 0 | 0
STWD | 0 | 0 | 0 | 0 | 0 | 0
WT | 2408.3 | 0 | 0 | 0 | 0 | 0
IGCC | 0 | 0 | 0 | 0 | 0 | 0
DemandResponse | 0 | 0 | 0 | 0 | 0 | 0
IGCC-CCS | 0 | 0 | 0 | 0 | 0 | 0
WT_off | 0 | 0 | 0 | 0 | 0 | 0
PseudoUnit | 0 | 0 | 0 | 0 | 0 | 0
FixedInterchange | 0 | 0 | 0 | 0 | 0 | 0
New Build Capacity by Reporting Type: EI
ReportingType | 2015 | 2020 | 2025 | 2030 | 2035 | 2040
BM | 1067.45 | 12419.79 | 6105.33 | 5766.51 | 1847.72 | 725.49
CC | 25447.05 | 2675.3 | 0 | 1695.67 | 19509.56 | 24108.6
CSP | 0 | 0 | 0 | 0 | 0 | 0
CT | 6932.34 | 5013.97 | 2247.05 | 7361.84 | 19889.58 | 7149.8
Coal | 7858.64 | 0 | 0 | 0 | 0 | 12709.04
Geo | 0 | 0 | 0 | 0 | 0 | 0
H | 0 | 1538.9 | 2914.1 | 2460 | 55 | 867
LFG | 155.9 | 1431.57 | 988.7 | 657.33 | 0.5 | 0
Nuc | 2740.56 | 4530 | 0 | 0 | 0 | 0
PS | 0 | 0 | 0 | 0 | 0 | 0
PV | 1124.99 | 2172.32 | 1077.84 | 247.93 | 122.25 | 141.05
PeakG | 0 | 0 | 0 | 0 | 0 | 0
PeakO | 0 | 0 | 0 | 0 | 0 | 0
ST | 0 | 0 | 0 | 0 | 0 | 0
STOG | 0 | 0 | 0 | 0 | 0 | 0
STWD | 0 | 0 | 0 | 0 | 0 | 0
WT | 22194.9 | 40193.08 | 36177.07 | 40546.62 | 5383.46 | 4970.11
IGCC | 618 | 0 | 0 | 0 | 0 | 0
DemandResponse | 0 | 0 | 0 | 0 | 0 | 0
IGCC-CCS | 0 | 0 | 0 | 0 | 0 | 0
WT_off | 469 | 0 | 17141.23 | 21196.59 | 2870.91 | 4382.62
PseudoUnit | 0 | 500 | 0 | 0 | 0 | 0
FixedInterchange | 0 | 0 | 0 | 0 | 0 | 0
New Build Capacity by Reporting Type: Outside_EI
ReportingType | 2015 | 2020 | 2025 | 2030 | 2035 | 2040
BM | 183.55 | 0 | 0 | 1700.88 | 64.14 | 116.37
CC | 4171.41 | 2170.25 | 1306.13 | 8109.52 | 10901.6 | 5917.94
CSP | 0 | 0 | 0 | 0 | 0 | 0
CT | 1710.49 | 2161.35 | 0 | 3962.88 | 4381.84 | 4507.34
Coal | 2905 | 0 | 0 | 0 | 1281.23 | 10266.02
Geo | 136 | 2075 | 4404.23 | 24.77 | 0 | 0
H | 0 | 0 | 0 | 628 | 0 | 0
LFG | 36.1 | 521.43 | 1221.3 | 66.17 | 0 | 0
Nuc | 0 | 0 | 0 | 0 | 0 | 0
PS | 0 | 0 | 0 | 0 | 0 | 0
PV | 121 | 0 | 0 | 0 | 0 | 0
PeakG | 0 | 0 | 0 | 0 | 0 | 0
PeakO | 0 | 0 | 0 | 0 | 0 | 0
ST | 760 | 819.66 | 308.91 | 139.89 | 0 | 0
STOG | 0 | 0 | 0 | 0 | 0 | 0
STWD | 0 | 0 | 0 | 0 | 0 | 0
WT | 3147.1 | 9163.78 | 18064.33 | 8873.56 | 845.49 | 1488.66
IGCC | 0 | 0 | 0 | 0 | 0 | 0
DemandResponse | 0 | 0 | 0 | 0 | 0 | 0
IGCC-CCS | 0 | 0 | 0 | 0 | 0 | 0
WT_off | 0 | 0 | 0 | 0 | 0 | 0
PseudoUnit | 0 | 0 | 0 | 0 | 0 | 0
FixedInterchange | 0 | 0 | 0 | 0 | 0 | 0
#2 | Cumulative New Build Capacity (MW)
Cumulative New Build Capacity by Reporting Type: Entergy
ReportingType | 2015 | 2020 | 2025 | 2030 | 2035 | 2040
BM | 0 | 0 | 0 | 0 | 0 | 0
CC | 0 | 0 | 0 | 1185.45 | 1346.6 | 1346.6
CSP | 0 | 0 | 0 | 0 | 0 | 0
CT | 0 | 0 | 0 | 0 | 0 | 0
Coal | 720 | 720 | 720 | 720 | 720 | 2360.67
Geo | 0 | 0 | 0 | 0 | 0 | 0
H | 0 | 0 | 0 | 0 | 0 | 0
LFG | 0 | 0 | 0 | 107.4 | 107.4 | 107.4
Nuc | 170 | 170 | 170 | 170 | 170 | 170
PS | 0 | 0 | 0 | 0 | 0 | 0
PV | 0.28 | 65.33 | 100.79 | 104.2 | 108.02 | 110.63
PeakG | 0 | 0 | 0 | 0 | 0 | 0
PeakO | 0 | 0 | 0 | 0 | 0 | 0
ST | 0 | 0 | 0 | 0 | 0 | 0
STOG | 0 | 0 | 0 | 0 | 0 | 0
STWD | 0 | 0 | 0 | 0 | 0 | 0
WT | 0 | 0 | 0 | 0 | 0 | 0
IGCC | 0 | 0 | 0 | 0 | 0 | 0
DemandResponse | 0 | 0 | 0 | 0 | 0 | 0
IGCC-CCS | 0 | 0 | 0 | 0 | 0 | 0
WT_off | 0 | 0 | 0 | 0 | 0 | 0
PseudoUnit | 0 | 0 | 0 | 0 | 0 | 0
FixedInterchange | 0 | 0 | 0 | 0 | 0 | 0
Cumulative New Build Capacity by Reporting Type: FRCC
ReportingType | 2015 | 2020 | 2025 | 2030 | 2035 | 2040
BM | 0 | 977.65 | 2001.91 | 2001.91 | 2001.91 | 2001.91
CC | 1516.9 | 3496.57 | 3496.57 | 4006.78 | 13089.56 | 18375.22
CSP | 0 | 0 | 0 | 0 | 0 | 0
CT | 2480 | 2480 | 2480 | 2480 | 2480 | 2480
Coal | 0 | 0 | 0 | 0 | 0 | 0
Geo | 0 | 0 | 0 | 0 | 0 | 0
H | 0 | 0 | 28 | 28 | 28 | 28
LFG | 0 | 198 | 198 | 198 | 198 | 198
Nuc | 229.33 | 229.33 | 229.33 | 229.33 | 229.33 | 229.33
PS | 0 | 0 | 0 | 0 | 0 | 0
PV | 0 | 0 | 0 | 0 | 0 | 0
PeakG | 0 | 0 | 0 | 0 | 0 | 0
PeakO | 0 | 0 | 0 | 0 | 0 | 0
ST | 0 | 0 | 0 | 0 | 0 | 0
STOG | 0 | 0 | 0 | 0 | 0 | 0
STWD | 0 | 0 | 0 | 0 | 0 | 0
WT | 0 | 0 | 0 | 0 | 0 | 0
IGCC | 0 | 0 | 0 | 0 | 0 | 0
DemandResponse | 0 | 0 | 0 | 0 | 0 | 0
IGCC-CCS | 0 | 0 | 0 | 0 | 0 | 0
WT_off | 0 | 0 | 0 | 0 | 0 | 0
PseudoUnit | 0 | 0 | 0 | 0 | 0 | 0
FixedInterchange | 0 | 0 | 0 | 0 | 0 | 0
Cumulative New Build Capacity by Reporting Type: MAPP_US
ReportingType | 2015 | 2020 | 2025 | 2030 | 2035 | 2040
BM | 0 | 0 | 0 | 0 | 0 | 0
CC | 0 | 0 | 0 | 0 | 0 | 0
CSP | 0 | 0 | 0 | 0 | 0 | 0
CT | 308.3 | 308.3 | 308.3 | 308.3 | 620.29 | 813.25
Coal | 0 | 0 | 0 | 0 | 0 | 0
Geo | 0 | 0 | 0 | 0 | 0 | 0
H | 0 | 0 | 0 | 0 | 0 | 0
LFG | 0 | 0 | 0 | 71.67 | 71.67 | 71.67
Nuc | 0 | 0 | 0 | 0 | 0 | 0
PS | 0 | 0 | 0 | 0 | 0 | 0
PV | 0 | 0 | 0 | 0 | 0 | 0
PeakG | 0 | 0 | 0 | 0 | 0 | 0
PeakO | 0 | 0 | 0 | 0 | 0 | 0
ST | 0 | 0 | 0 | 0 | 0 | 0
STOG | 0 | 0 | 0 | 0 | 0 | 0
STWD | 0 | 0 | 0 | 0 | 0 | 0
WT | 421.3 | 1891.1 | 1891.1 | 6431.22 | 9437.47 | 11356.5
IGCC | 0 | 0 | 0 | 0 | 0 | 0
DemandResponse | 0 | 0 | 0 | 0 | 0 | 0
IGCC-CCS | 0 | 0 | 0 | 0 | 0 | 0
WT_off | 0 | 0 | 0 | 0 | 0 | 0
PseudoUnit | 0 | 0 | 0 | 0 | 0 | 0
FixedInterchange | 0 | 0 | 0 | 0 | 0 | 0
Cumulative New Build Capacity by Reporting Type: MISO_IN
ReportingType | 2015 | 2020 | 2025 | 2030 | 2035 | 2040
BM | 0 | 0 | 0 | 0 | 0 | 0
CC | 0 | 0 | 0 | 0 | 2529.42 | 3951.31
CSP | 0 | 0 | 0 | 0 | 0 | 0
CT | 0 | 0 | 0 | 0 | 0 | 0
Coal | 0 | 0 | 0 | 0 | 0 | 0
Geo | 0 | 0 | 0 | 0 | 0 | 0
H | 0 | 0 | 0 | 0 | 0 | 0
LFG | 0 | 0 | 80.12 | 80.12 | 80.12 | 80.12
Nuc | 0 | 0 | 0 | 0 | 0 | 0
PS | 0 | 0 | 0 | 0 | 0 | 0
PV | 0 | 235.95 | 383.16 | 383.16 | 394.79 | 408.27
PeakG | 0 | 0 | 0 | 0 | 0 | 0
PeakO | 0 | 0 | 0 | 0 | 0 | 0
ST | 0 | 0 | 0 | 0 | 0 | 0
STOG | 0 | 0 | 0 | 0 | 0 | 0
STWD | 0 | 0 | 0 | 0 | 0 | 0
WT | 0 | 0 | 0 | 0 | 0 | 0
IGCC | 618 | 618 | 618 | 618 | 618 | 618
DemandResponse | 0 | 0 | 0 | 0 | 0 | 0
IGCC-CCS | 0 | 0 | 0 | 0 | 0 | 0
WT_off | 0 | 0 | 0 | 0 | 0 | 0
PseudoUnit | 0 | 0 | 0 | 0 | 0 | 0
FixedInterchange | 0 | 0 | 0 | 0 | 0 | 0
Cumulative New Build Capacity by Reporting Type: MISO_MI
ReportingType | 2015 | 2020 | 2025 | 2030 | 2035 | 2040
BM | 0 | 0 | 0 | 0 | 0 | 0
CC | 0 | 0 | 0 | 0 | 0 | 0
CSP | 0 | 0 | 0 | 0 | 0 | 0
CT | 0 | 0 | 0 | 0 | 0 | 0
Coal | 0 | 0 | 0 | 0 | 0 | 0
Geo | 0 | 0 | 0 | 0 | 0 | 0
H | 0 | 0 | 0 | 0 | 0 | 0
LFG | 0 | 0 | 160.25 | 160.25 | 160.25 | 160.25
Nuc | 0 | 0 | 0 | 0 | 0 | 0
PS | 0 | 0 | 0 | 0 | 0 | 0
PV | 0 | 0 | 0 | 0 | 0 | 0
PeakG | 0 | 0 | 0 | 0 | 0 | 0
PeakO | 0 | 0 | 0 | 0 | 0 | 0
ST | 0 | 0 | 0 | 0 | 0 | 0
STOG | 0 | 0 | 0 | 0 | 0 | 0
STWD | 0 | 0 | 0 | 0 | 0 | 0
WT | 2000 | 2000 | 2302.93 | 2444.2 | 2600 | 2764.51
IGCC | 0 | 0 | 0 | 0 | 0 | 0
DemandResponse | 0 | 0 | 0 | 0 | 0 | 0
IGCC-CCS | 0 | 0 | 0 | 0 | 0 | 0
WT_off | 0 | 0 | 0 | 0 | 0 | 0
PseudoUnit | 0 | 0 | 0 | 0 | 0 | 0
FixedInterchange | 0 | 0 | 0 | 0 | 0 | 0
Cumulative New Build Capacity by Reporting Type: MISO_MO-IL
ReportingType | 2015 | 2020 | 2025 | 2030 | 2035 | 2040
BM | 0 | 0 | 0 | 0 | 0 | 0
CC | 0 | 0 | 0 | 0 | 0 | 0
CSP | 0 | 0 | 0 | 0 | 0 | 0
CT | 0 | 0 | 0 | 0 | 0 | 0
Coal | 1790 | 1790 | 1790 | 1790 | 1790 | 1790
Geo | 0 | 0 | 0 | 0 | 0 | 0
H | 0 | 0 | 280 | 280 | 280 | 280
LFG | 0 | 0 | 223.33 | 223.33 | 223.33 | 223.33
Nuc | 0 | 0 | 0 | 0 | 0 | 0
PS | 0 | 0 | 0 | 0 | 0 | 0
PV | 0 | 0 | 0 | 0 | 0 | 0
PeakG | 0 | 0 | 0 | 0 | 0 | 0
PeakO | 0 | 0 | 0 | 0 | 0 | 0
ST | 0 | 0 | 0 | 0 | 0 | 0
STOG | 0 | 0 | 0 | 0 | 0 | 0
STWD | 0 | 0 | 0 | 0 | 0 | 0
WT | 300 | 300 | 300 | 300 | 300 | 405.21
IGCC | 0 | 0 | 0 | 0 | 0 | 0
DemandResponse | 0 | 0 | 0 | 0 | 0 | 0
IGCC-CCS | 0 | 0 | 0 | 0 | 0 | 0
WT_off | 0 | 0 | 0 | 0 | 0 | 0
PseudoUnit | 0 | 0 | 0 | 0 | 0 | 0
FixedInterchange | 0 | 0 | 0 | 0 | 0 | 0
Cumulative New Build Capacity by Reporting Type: MISO_W
ReportingType | 2015 | 2020 | 2025 | 2030 | 2035 | 2040
BM | 0 | 0 | 0 | 0 | 0 | 0
CC | 0 | 0 | 0 | 0 | 0 | 0
CSP | 0 | 0 | 0 | 0 | 0 | 0
CT | 0 | 0 | 0 | 0 | 0 | 0
Coal | 0 | 0 | 0 | 0 | 0 | 2651.41
Geo | 0 | 0 | 0 | 0 | 0 | 0
H | 0 | 0 | 0 | 0 | 0 | 0
LFG | 0 | 0 | 71.67 | 71.67 | 71.67 | 71.67
Nuc | 94.33 | 94.33 | 94.33 | 94.33 | 94.33 | 94.33
PS | 0 | 0 | 0 | 0 | 0 | 0
PV | 0 | 0 | 0 | 0 | 0 | 0
PeakG | 0 | 0 | 0 | 0 | 0 | 0
PeakO | 0 | 0 | 0 | 0 | 0 | 0
ST | 0 | 0 | 0 | 0 | 0 | 0
STOG | 0 | 0 | 0 | 0 | 0 | 0
STWD | 0 | 0 | 0 | 0 | 0 | 0
WT | 2800.5 | 2800.5 | 6874.63 | 16386.06 | 16386.06 | 16386.06
IGCC | 0 | 0 | 0 | 0 | 0 | 0
DemandResponse | 0 | 0 | 0 | 0 | 0 | 0
IGCC-CCS | 0 | 0 | 0 | 0 | 0 | 0
WT_off | 0 | 0 | 0 | 0 | 0 | 0
PseudoUnit | 0 | 0 | 0 | 0 | 0 | 0
FixedInterchange | 0 | 0 | 0 | 0 | 0 | 0
Cumulative New Build Capacity by Reporting Type: MISO_WUMS
ReportingType | 2015 | 2020 | 2025 | 2030 | 2035 | 2040
BM | 0 | 0 | 0 | 0 | 0 | 0
CC | 0 | 0 | 0 | 0 | 4354.19 | 4354.19
CSP | 0 | 0 | 0 | 0 | 0 | 0
CT | 0 | 4567.29 | 6485.73 | 12598.64 | 16881.67 | 16881.67
Coal | 615 | 615 | 615 | 615 | 615 | 615
Geo | 0 | 0 | 0 | 0 | 0 | 0
H | 0 | 1 | 1 | 1 | 1 | 1
LFG | 0 | 0 | 223.33 | 223.33 | 223.33 | 223.33
Nuc | 235 | 235 | 235 | 235 | 235 | 235
PS | 0 | 0 | 0 | 0 | 0 | 0
PV | 0 | 0 | 0 | 0 | 0 | 0
PeakG | 0 | 0 | 0 | 0 | 0 | 0
PeakO | 0 | 0 | 0 | 0 | 0 | 0
ST | 0 | 0 | 0 | 0 | 0 | 0
STOG | 0 | 0 | 0 | 0 | 0 | 0
STWD | 0 | 0 | 0 | 0 | 0 | 0
WT | 968.9 | 968.9 | 968.9 | 968.9 | 968.9 | 968.9
IGCC | 0 | 0 | 0 | 0 | 0 | 0
DemandResponse | 0 | 0 | 0 | 0 | 0 | 0
IGCC-CCS | 0 | 0 | 0 | 0 | 0 | 0
WT_off | 0 | 0 | 0 | 0 | 0 | 0
PseudoUnit | 0 | 0 | 0 | 0 | 0 | 0
FixedInterchange | 0 | 0 | 0 | 0 | 0 | 0
Cumulative New Build Capacity by Reporting Type: Nebraska
ReportingType | 2015 | 2020 | 2025 | 2030 | 2035 | 2040
BM | 0 | 0 | 0 | 0 | 0 | 0
CC | 0 | 0 | 0 | 0 | 0 | 0
CSP | 0 | 0 | 0 | 0 | 0 | 0
CT | 0 | 0 | 0 | 0 | 0 | 0
Coal | 232.1 | 232.1 | 232.1 | 232.1 | 232.1 | 1697.72
Geo | 0 | 0 | 0 | 0 | 0 | 0
H | 0 | 0 | 0 | 0 | 0 | 0
LFG | 0 | 0 | 0 | 71.67 | 71.67 | 71.67
Nuc | 0 | 0 | 0 | 0 | 0 | 0
PS | 0 | 0 | 0 | 0 | 0 | 0
PV | 0 | 0 | 0 | 0 | 0 | 0
PeakG | 0 | 0 | 0 | 0 | 0 | 0
PeakO | 0 | 0 | 0 | 0 | 0 | 0
ST | 0 | 0 | 0 | 0 | 0 | 0
STOG | 0 | 0 | 0 | 0 | 0 | 0
STWD | 0 | 0 | 0 | 0 | 0 | 0
WT | 202.9 | 2298.95 | 2298.95 | 2298.95 | 2298.95 | 2298.95
IGCC | 0 | 0 | 0 | 0 | 0 | 0
DemandResponse | 0 | 0 | 0 | 0 | 0 | 0
IGCC-CCS | 0 | 0 | 0 | 0 | 0 | 0
WT_off | 0 | 0 | 0 | 0 | 0 | 0
PseudoUnit | 0 | 0 | 0 | 0 | 0 | 0
FixedInterchange | 0 | 0 | 0 | 0 | 0 | 0
Cumulative New Build Capacity by Reporting Type: NEISO
ReportingType | 2015 | 2020 | 2025 | 2030 | 2035 | 2040
BM | 252.2 | 252.2 | 252.2 | 252.2 | 252.2 | 252.2
CC | 2049.5 | 2049.5 | 2049.5 | 2049.5 | 2049.5 | 2049.5
CSP | 0 | 0 | 0 | 0 | 0 | 0
CT | 334 | 334 | 334 | 334 | 749.36 | 1978.28
Coal | 0 | 0 | 0 | 0 | 0 | 0
Geo | 0 | 0 | 0 | 0 | 0 | 0
H | 0 | 0 | 0 | 0 | 3 | 3
LFG | 49.26 | 49.26 | 119 | 119 | 119 | 119
Nuc | 0 | 0 | 0 | 0 | 0 | 0
PS | 0 | 0 | 0 | 0 | 0 | 0
PV | 0 | 323.36 | 323.36 | 323.36 | 323.36 | 324.9
PeakG | 0 | 0 | 0 | 0 | 0 | 0
PeakO | 0 | 0 | 0 | 0 | 0 | 0
ST | 0 | 0 | 0 | 0 | 0 | 0
STOG | 0 | 0 | 0 | 0 | 0 | 0
STWD | 0 | 0 | 0 | 0 | 0 | 0
WT | 231.2 | 1238.23 | 3409.84 | 4270.08 | 4838 | 4838
IGCC | 0 | 0 | 0 | 0 | 0 | 0
DemandResponse | 0 | 0 | 0 | 0 | 0 | 0
IGCC-CCS | 0 | 0 | 0 | 0 | 0 | 0
WT_off | 468 | 468 | 468 | 468 | 468 | 468
PseudoUnit | 0 | 0 | 0 | 0 | 0 | 0
FixedInterchange | 0 | 0 | 0 | 0 | 0 | 0
Cumulative New Build Capacity by Reporting Type: NonRTO_Midwest
ReportingType | 2015 | 2020 | 2025 | 2030 | 2035 | 2040
BM | 0 | 0 | 0 | 0 | 0 | 0
CC | 0 | 388.63 | 388.63 | 388.63 | 388.63 | 639.79
CSP | 0 | 0 | 0 | 0 | 0 | 0
CT | 0 | 0 | 0 | 0 | 0 | 0
Coal | 0 | 0 | 0 | 0 | 0 | 0
Geo | 0 | 0 | 0 | 0 | 0 | 0
H | 0 | 0 | 746 | 746 | 746 | 746
LFG | 0 | 0 | 160.25 | 160.25 | 160.25 | 160.25
Nuc | 0 | 0 | 0 | 0 | 0 | 0
PS | 0 | 0 | 0 | 0 | 0 | 0
PV | 0 | 0 | 0 | 0 | 0 | 0
PeakG | 0 | 0 | 0 | 0 | 0 | 0
PeakO | 0 | 0 | 0 | 0 | 0 | 0
ST | 0 | 0 | 0 | 0 | 0 | 0
STOG | 0 | 0 | 0 | 0 | 0 | 0
STWD | 0 | 0 | 0 | 0 | 0 | 0
WT | 0 | 0 | 0 | 0 | 0 | 0
IGCC | 0 | 0 | 0 | 0 | 0 | 0
DemandResponse | 0 | 0 | 0 | 0 | 0 | 0
IGCC-CCS | 0 | 0 | 0 | 0 | 0 | 0
WT_off | 0 | 0 | 0 | 0 | 0 | 0
PseudoUnit | 0 | 0 | 0 | 0 | 0 | 0
FixedInterchange | 0 | 0 | 0 | 0 | 0 | 0
Cumulative New Build Capacity by Reporting Type: NYISO_A-F
ReportingType | 2015 | 2020 | 2025 | 2030 | 2035 | 2040
BM | 0 | 0 | 0 | 0 | 0 | 0
CC | 639 | 639 | 639 | 639 | 639 | 639
CSP | 0 | 0 | 0 | 0 | 0 | 0
CT | 0 | 0 | 0 | 0 | 0 | 0
Coal | 0 | 0 | 0 | 0 | 0 | 0
Geo | 0 | 0 | 0 | 0 | 0 | 0
H | 0 | 0 | 0 | 0 | 0 | 0
LFG | 6.4 | 6.4 | 6.4 | 74.33 | 74.33 | 74.33
Nuc | 168 | 168 | 168 | 168 | 168 | 168
PS | 0 | 0 | 0 | 0 | 0 | 0
PV | 0 | 0 | 0 | 0 | 0 | 0
PeakG | 0 | 0 | 0 | 0 | 0 | 0
PeakO | 0 | 0 | 0 | 0 | 0 | 0
ST | 0 | 0 | 0 | 0 | 0 | 0
STOG | 0 | 0 | 0 | 0 | 0 | 0
STWD | 0 | 0 | 0 | 0 | 0 | 0
WT | 2476.3 | 3186.1 | 3186.1 | 3186.1 | 3186.1 | 3186.1
IGCC | 0 | 0 | 0 | 0 | 0 | 0
DemandResponse | 0 | 0 | 0 | 0 | 0 | 0
IGCC-CCS | 0 | 0 | 0 | 0 | 0 | 0
WT_off | 0 | 0 | 0 | 0 | 0 | 0
PseudoUnit | 0 | 0 | 0 | 0 | 0 | 0
FixedInterchange | 0 | 0 | 0 | 0 | 0 | 0
Cumulative New Build Capacity by Reporting Type: NYISO_G-I
ReportingType | 2015 | 2020 | 2025 | 2030 | 2035 | 2040
BM | 0 | 0 | 0 | 0 | 0 | 0
CC | 0 | 0 | 0 | 0 | 1732.16 | 5334.65
CSP | 0 | 0 | 0 | 0 | 0 | 0
CT | 0 | 0 | 0 | 0 | 0 | 0
Coal | 0 | 0 | 0 | 0 | 0 | 0
Geo | 0 | 0 | 0 | 0 | 0 | 0
H | 0 | 0 | 0 | 0 | 0 | 0
LFG | 0 | 0 | 0 | 74.33 | 74.33 | 74.33
Nuc | 0 | 0 | 0 | 0 | 0 | 0
PS | 0 | 0 | 0 | 0 | 0 | 0
PV | 0 | 0 | 0 | 0 | 0 | 0
PeakG | 0 | 0 | 0 | 0 | 0 | 0
PeakO | 0 | 0 | 0 | 0 | 0 | 0
ST | 0 | 0 | 0 | 0 | 0 | 0
STOG | 0 | 0 | 0 | 0 | 0 | 0
STWD | 0 | 0 | 0 | 0 | 0 | 0
WT | 0 | 60 | 60 | 60 | 60 | 60
IGCC | 0 | 0 | 0 | 0 | 0 | 0
DemandResponse | 0 | 0 | 0 | 0 | 0 | 0
IGCC-CCS | 0 | 0 | 0 | 0 | 0 | 0
WT_off | 0 | 0 | 0 | 0 | 0 | 0
PseudoUnit | 0 | 0 | 0 | 0 | 0 | 0
FixedInterchange | 0 | 0 | 0 | 0 | 0 | 0
Cumulative New Build Capacity by Reporting Type: NYISO_J-K
ReportingType | 2015 | 2020 | 2025 | 2030 | 2035 | 2040
BM | 0 | 0 | 0 | 0 | 0 | 0
CC | 1175.4 | 1175.4 | 1175.4 | 1175.4 | 1175.4 | 1175.4
CSP | 0 | 0 | 0 | 0 | 0 | 0
CT | 0 | 0 | 328.61 | 1577.53 | 3296.19 | 3296.19
Coal | 0 | 0 | 0 | 0 | 0 | 0
Geo | 0 | 0 | 0 | 0 | 0 | 0
H | 0 | 0 | 0 | 0 | 0 | 0
LFG | 0 | 0 | 0 | 74.33 | 74.33 | 74.33
Nuc | 0 | 0 | 0 | 0 | 0 | 0
PS | 0 | 0 | 0 | 0 | 0 | 0
PV | 32 | 32 | 32 | 32 | 32 | 32
PeakG | 0 | 0 | 0 | 0 | 0 | 0
PeakO | 0 | 0 | 0 | 0 | 0 | 0
ST | 0 | 0 | 0 | 0 | 0 | 0
STOG | 0 | 0 | 0 | 0 | 0 | 0
STWD | 0 | 0 | 0 | 0 | 0 | 0
WT | 0 | 0 | 0 | 0 | 0 | 0
IGCC | 0 | 0 | 0 | 0 | 0 | 0
DemandResponse | 0 | 0 | 0 | 0 | 0 | 0
IGCC-CCS | 0 | 0 | 0 | 0 | 0 | 0
WT_off | 0 | 0 | 0 | 0 | 0 | 0
PseudoUnit | 0 | 0 | 0 | 0 | 0 | 0
FixedInterchange | 0 | 0 | 0 | 0 | 0 | 0
Cumulative New Build Capacity by Reporting Type: PJM_E
ReportingType | 2015 | 2020 | 2025 | 2030 | 2035 | 2040
BM | 30 | 30 | 30 | 30 | 30 | 30
CC | 4634.3 | 4634.3 | 4634.3 | 4634.3 | 4634.3 | 4634.3
CSP | 0 | 0 | 0 | 0 | 0 | 0
CT | 26.2 | 26.2 | 26.2 | 26.2 | 26.2 | 26.2
Coal | 27 | 27 | 27 | 27 | 27 | 27
Geo | 0 | 0 | 0 | 0 | 0 | 0
H | 0 | 0 | 0 | 0 | 0 | 0
LFG | 9.1 | 142 | 142 | 142 | 142 | 142
Nuc | 38 | 38 | 38 | 38 | 38 | 38
PS | 0 | 0 | 0 | 0 | 0 | 0
PV | 25.45 | 25.45 | 25.45 | 25.45 | 25.45 | 25.45
PeakG | 0 | 0 | 0 | 0 | 0 | 0
PeakO | 0 | 0 | 0 | 0 | 0 | 0
ST | 0 | 0 | 0 | 0 | 0 | 0
STOG | 0 | 0 | 0 | 0 | 0 | 0
STWD | 0 | 0 | 0 | 0 | 0 | 0
WT | 1150 | 1170 | 1170 | 1170 | 1170 | 2962.13
IGCC | 0 | 0 | 0 | 0 | 0 | 0
DemandResponse | 0 | 0 | 0 | 0 | 0 | 0
IGCC-CCS | 0 | 0 | 0 | 0 | 0 | 0
WT_off | 0 | 0 | 5868.01 | 9452.93 | 9452.93 | 9600
PseudoUnit | 0 | 0 | 0 | 0 | 0 | 0
FixedInterchange | 0 | 0 | 0 | 0 | 0 | 0
Cumulative New Build Capacity by Reporting Type: PJM_ROM
ReportingType | 2015 | 2020 | 2025 | 2030 | 2035 | 2040
BM | 18 | 34.84 | 34.84 | 1553.4 | 1964.98 | 1964.98
CC | 1678.5 | 1678.5 | 1678.5 | 1678.5 | 1678.5 | 12638.4
CSP | 0 | 0 | 0 | 0 | 0 | 0
CT | 16 | 16 | 16 | 16 | 16 | 16
Coal | 32.5 | 32.5 | 32.5 | 32.5 | 32.5 | 32.5
Geo | 0 | 0 | 0 | 0 | 0 | 0
H | 0 | 678 | 678 | 678 | 678 | 678
LFG | 18.9 | 284 | 284 | 284 | 284 | 284
Nuc | 0 | 0 | 0 | 0 | 0 | 0
PS | 0 | 0 | 0 | 0 | 0 | 0
PV | 0 | 1409.56 | 2298.2 | 2538.94 | 2634.19 | 2748.12
PeakG | 0 | 0 | 0 | 0 | 0 | 0
PeakO | 0 | 0 | 0 | 0 | 0 | 0
ST | 0 | 0 | 0 | 0 | 0 | 0
STOG | 0 | 0 | 0 | 0 | 0 | 0
STWD | 0 | 0 | 0 | 0 | 0 | 0
WT | 479.8 | 7040 | 7040 | 7040 | 7040 | 7040
IGCC | 0 | 0 | 0 | 0 | 0 | 0
DemandResponse | 0 | 0 | 0 | 0 | 0 | 0
IGCC-CCS | 0 | 0 | 0 | 0 | 0 | 0
WT_off | 0 | 0 | 0 | 0 | 0 | 0
PseudoUnit | 0 | 0 | 0 | 0 | 0 | 0
FixedInterchange | 0 | 0 | 0 | 0 | 0 | 0
Cumulative New Build Capacity by Reporting Type: PJM_ROR
ReportingType | 2015 | 2020 | 2025 | 2030 | 2035 | 2040
BM | 385 | 385 | 385 | 1251.42 | 2084.59 | 2810.09
CC | 3077 | 3197 | 3197 | 3197 | 4846.86 | 5697.54
CSP | 0 | 0 | 0 | 0 | 0 | 0
CT | 29 | 29 | 29 | 29 | 4469.12 | 4823.36
Coal | 2164 | 2164 | 2164 | 2164 | 2164 | 2164
Geo | 0 | 0 | 0 | 0 | 0 | 0
H | 0 | 503 | 503 | 503 | 503 | 503
LFG | 57.4 | 571.11 | 571.11 | 571.11 | 571.11 | 571.11
Nuc | 38 | 38 | 38 | 38 | 38 | 38
PS | 0 | 0 | 0 | 0 | 0 | 0
PV | 0 | 0 | 0 | 0 | 0 | 0
PeakG | 0 | 0 | 0 | 0 | 0 | 0
PeakO | 0 | 0 | 0 | 0 | 0 | 0
ST | 0 | 0 | 0 | 0 | 0 | 0
STOG | 0 | 0 | 0 | 0 | 0 | 0
STWD | 0 | 0 | 0 | 0 | 0 | 0
WT | 8325.7 | 21627.81 | 39768.49 | 53600 | 53600 | 53600
IGCC | 0 | 0 | 0 | 0 | 0 | 0
DemandResponse | 0 | 0 | 0 | 0 | 0 | 0
IGCC-CCS | 0 | 0 | 0 | 0 | 0 | 0
WT_off | 0 | 0 | 0 | 0 | 0 | 0
PseudoUnit | 0 | 0 | 0 | 0 | 0 | 0
FixedInterchange | 0 | 0 | 0 | 0 | 0 | 0
Cumulative New Build Capacity by Reporting Type: SOCO
ReportingType | 2015 | 2020 | 2025 | 2030 | 2035 | 2040
BM | 55 | 1450.31 | 6215.2 | 6555.24 | 6555.24 | 6555.24
CC | 5026.9 | 5213.9 | 5213.9 | 5213.9 | 5213.9 | 5213.9
CSP | 0 | 0 | 0 | 0 | 0 | 0
CT | 0 | 0 | 0 | 0 | 0 | 0
Coal | 0 | 0 | 0 | 0 | 0 | 6710.21
Geo | 0 | 0 | 0 | 0 | 0 | 0
H | 0 | 0 | 0 | 0 | 0 | 867
LFG | 0 | 107.4 | 107.4 | 107.4 | 107.4 | 107.4
Nuc | 70 | 2270 | 2270 | 2270 | 2270 | 2270
PS | 0 | 0 | 0 | 0 | 0 | 0
PV | 0 | 0 | 0 | 0 | 0 | 0
PeakG | 0 | 0 | 0 | 0 | 0 | 0
PeakO | 0 | 0 | 0 | 0 | 0 | 0
ST | 0 | 0 | 0 | 0 | 0 | 0
STOG | 0 | 0 | 0 | 0 | 0 | 0
STWD | 0 | 0 | 0 | 0 | 0 | 0
WT | 0 | 100 | 100 | 100 | 100 | 100
IGCC | 0 | 0 | 0 | 0 | 0 | 0
DemandResponse | 0 | 0 | 0 | 0 | 0 | 0
IGCC-CCS | 0 | 0 | 0 | 0 | 0 | 0
WT_off | 0 | 0 | 0 | 0 | 0 | 0
PseudoUnit | 0 | 0 | 0 | 0 | 0 | 0
FixedInterchange | 0 | 0 | 0 | 0 | 0 | 0
Cumulative New Build Capacity by Reporting Type: SPP_N
ReportingType | 2015 | 2020 | 2025 | 2030 | 2035 | 2040
BM | 0 | 0 | 0 | 0 | 0 | 0
CC | 0 | 0 | 0 | 0 | 0 | 0
CSP | 0 | 0 | 0 | 0 | 0 | 0
CT | 0 | 146.67 | 146.67 | 146.67 | 6048.85 | 6048.85
Coal | 465.04 | 465.04 | 465.04 | 465.04 | 465.04 | 465.04
Geo | 0 | 0 | 0 | 0 | 0 | 0
H | 0 | 0 | 0 | 0 | 0 | 0
LFG | 0 | 0 | 0 | 95 | 95 | 95
Nuc | 0 | 0 | 0 | 0 | 0 | 0
PS | 0 | 0 | 0 | 0 | 0 | 0
PV | 0 | 0 | 0 | 0 | 0 | 0
PeakG | 0 | 0 | 0 | 0 | 0 | 0
PeakO | 0 | 0 | 0 | 0 | 0 | 0
ST | 0 | 0 | 0 | 0 | 0 | 0
STOG | 0 | 0 | 0 | 0 | 0 | 0
STWD | 0 | 0 | 0 | 0 | 0 | 0
WT | 0 | 1446.12 | 4606.04 | 10622.72 | 10929.1 | 10929.1
IGCC | 0 | 0 | 0 | 0 | 0 | 0
DemandResponse | 0 | 0 | 0 | 0 | 0 | 0
IGCC-CCS | 0 | 0 | 0 | 0 | 0 | 0
WT_off | 0 | 0 | 0 | 0 | 0 | 0
PseudoUnit | 0 | 0 | 0 | 0 | 0 | 0
FixedInterchange | 0 | 0 | 0 | 0 | 0 | 0
Cumulative New Build Capacity by Reporting Type: SPP_S
ReportingType | 2015 | 2020 | 2025 | 2030 | 2035 | 2040
BM | 0 | 0 | 0 | 0 | 0 | 0
CC | 0 | 0 | 0 | 0 | 0 | 0
CSP | 0 | 0 | 0 | 0 | 0 | 0
CT | 412.99 | 712.99 | 712.99 | 712.99 | 713.01 | 713.01
Coal | 988 | 988 | 988 | 988 | 988 | 988
Geo | 0 | 0 | 0 | 0 | 0 | 0
H | 0 | 0 | 0 | 0 | 0 | 0
LFG | 0 | 0 | 0 | 95 | 95 | 95
Nuc | 0 | 0 | 0 | 0 | 0 | 0
PS | 0 | 0 | 0 | 0 | 0 | 0
PV | 0 | 0 | 0 | 0 | 0 | 0
PeakG | 0 | 0 | 0 | 0 | 0 | 0
PeakO | 0 | 0 | 0 | 0 | 0 | 0
ST | 0 | 0 | 0 | 0 | 0 | 0
STOG | 0 | 0 | 0 | 0 | 0 | 0
STWD | 0 | 0 | 0 | 0 | 0 | 0
WT | 430 | 10251.96 | 18579.77 | 24225.15 | 25572.26 | 26561.48
IGCC | 0 | 0 | 0 | 0 | 0 | 0
DemandResponse | 0 | 0 | 0 | 0 | 0 | 0
IGCC-CCS | 0 | 0 | 0 | 0 | 0 | 0
WT_off | 0 | 0 | 0 | 0 | 0 | 0
PseudoUnit | 0 | 0 | 0 | 0 | 0 | 0
FixedInterchange | 0 | 0 | 0 | 0 | 0 | 0
Cumulative New Build Capacity by Reporting Type: TVA
ReportingType | 2015 | 2020 | 2025 | 2030 | 2035 | 2040
BM | 0 | 3044.6 | 3360.77 | 6402.26 | 7005.23 | 7005.23
CC | 1418 | 1418 | 1418 | 1418 | 1418 | 1418
CSP | 0 | 0 | 0 | 0 | 0 | 0
CT | 0 | 0 | 0 | 0 | 0 | 631.51
Coal | 0 | 0 | 0 | 0 | 0 | 241.12
Geo | 0 | 0 | 0 | 0 | 0 | 0
H | 0 | 27 | 27 | 27 | 27 | 27
LFG | 0 | 107.4 | 107.4 | 107.4 | 107.4 | 107.4
Nuc | 1697.89 | 1697.89 | 1697.89 | 1697.89 | 1697.89 | 1697.89
PS | 0 | 0 | 0 | 0 | 0 | 0
PV | 0 | 0 | 0 | 0 | 0 | 0
PeakG | 0 | 0 | 0 | 0 | 0 | 0
PeakO | 0 | 0 | 0 | 0 | 0 | 0
ST | 0 | 0 | 0 | 0 | 0 | 0
STOG | 0 | 0 | 0 | 0 | 0 | 0
STWD | 0 | 0 | 0 | 0 | 0 | 0
WT | 0 | 100 | 100 | 100 | 100 | 100
IGCC | 0 | 0 | 0 | 0 | 0 | 0
DemandResponse | 0 | 0 | 0 | 0 | 0 | 0
IGCC-CCS | 0 | 0 | 0 | 0 | 0 | 0
WT_off | 0 | 0 | 0 | 0 | 0 | 0
PseudoUnit | 0 | 0 | 0 | 0 | 0 | 0
FixedInterchange | 0 | 0 | 0 | 0 | 0 | 0
Cumulative New Build Capacity by Reporting Type: TVA_Transmission
ReportingType | 2015 | 2020 | 2025 | 2030 | 2035 | 2040
BM | 0 | 0 | 0 | 0 | 0 | 0
CC | 0 | 0 | 0 | 0 | 0 | 0
CSP | 0 | 0 | 0 | 0 | 0 | 0
CT | 0 | 0 | 0 | 0 | 0 | 0
Coal | 0 | 0 | 0 | 0 | 0 | 0
Geo | 0 | 0 | 0 | 0 | 0 | 0
H | 0 | 0 | 0 | 0 | 0 | 0
LFG | 0 | 0 | 0 | 0 | 0 | 0
Nuc | 0 | 0 | 0 | 0 | 0 | 0
PS | 0 | 0 | 0 | 0 | 0 | 0
PV | 0 | 0 | 0 | 0 | 0 | 0
PeakG | 0 | 0 | 0 | 0 | 0 | 0
PeakO | 0 | 0 | 0 | 0 | 0 | 0
ST | 0 | 0 | 0 | 0 | 0 | 0
STOG | 0 | 0 | 0 | 0 | 0 | 0
STWD | 0 | 0 | 0 | 0 | 0 | 0
WT | 0 | 0 | 0 | 0 | 0 | 0
IGCC | 0 | 0 | 0 | 0 | 0 | 0
DemandResponse | 0 | 0 | 0 | 0 | 0 | 0
IGCC-CCS | 0 | 0 | 0 | 0 | 0 | 0
WT_off | 0 | 0 | 0 | 0 | 0 | 0
PseudoUnit | 0 | 0 | 0 | 0 | 0 | 0
FixedInterchange | 0 | 0 | 0 | 0 | 0 | 0
Cumulative New Build Capacity by Reporting Type: VACAR
ReportingType | 2015 | 2020 | 2025 | 2030 | 2035 | 2040
BM | 0.92 | 6986.31 | 6986.31 | 6986.31 | 6986.31 | 6986.31
CC | 2968.55 | 2968.55 | 2968.55 | 2968.55 | 2968.55 | 4705.38
CSP | 0 | 0 | 0 | 0 | 0 | 0
CT | 2922.85 | 2922.85 | 2922.85 | 2922.85 | 5262.79 | 7478.11
Coal | 825 | 825 | 825 | 825 | 825 | 825
Geo | 0 | 0 | 0 | 0 | 0 | 0
H | 0 | 0 | 0 | 0 | 52 | 52
LFG | 0.34 | 107.4 | 107.4 | 107.4 | 107.4 | 107.4
Nuc | 0 | 2330 | 2330 | 2330 | 2330 | 2330
PS | 0 | 0 | 0 | 0 | 0 | 0
PV | 0 | 138.41 | 144.93 | 148.71 | 160.26 | 169.76
PeakG | 0 | 0 | 0 | 0 | 0 | 0
PeakO | 0 | 0 | 0 | 0 | 0 | 0
ST | 0 | 0 | 0 | 0 | 0 | 0
STOG | 0 | 0 | 0 | 0 | 0 | 0
STWD | 0 | 0 | 0 | 0 | 0 | 0
WT | 0 | 3500 | 3500 | 3500 | 3500 | 3500
IGCC | 0 | 0 | 0 | 0 | 0 | 0
DemandResponse | 0 | 0 | 0 | 0 | 0 | 0
IGCC-CCS | 0 | 0 | 0 | 0 | 0 | 0
WT_off | 1 | 1 | 11274.23 | 28885.89 | 31756.81 | 35992.36
PseudoUnit | 0 | 0 | 0 | 0 | 0 | 0
FixedInterchange | 0 | 0 | 0 | 0 | 0 | 0
Cumulative New Build Capacity by Reporting Type: IESO
ReportingType | 2015 | 2020 | 2025 | 2030 | 2035 | 2040
BM | 326.33 | 326.33 | 326.33 | 326.33 | 326.33 | 326.33
CC | 1263 | 1263 | 1263 | 1263 | 1263 | 1263
CSP | 0 | 0 | 0 | 0 | 0 | 0
CT | 368 | 368 | 368 | 368 | 846.28 | 3373.14
Coal | 0 | 0 | 0 | 0 | 0 | 0
Geo | 0 | 0 | 0 | 0 | 0 | 0
H | 0 | 0 | 0 | 0 | 0 | 0
LFG | 14.5 | 14.5 | 14.5 | 14.5 | 15 | 15
Nuc | 0 | 0 | 0 | 0 | 0 | 0
PS | 0 | 0 | 0 | 0 | 0 | 0
PV | 1067.26 | 1067.26 | 1067.26 | 1067.26 | 1067.26 | 1067.26
PeakG | 0 | 0 | 0 | 0 | 0 | 0
PeakO | 0 | 0 | 0 | 0 | 0 | 0
ST | 0 | 0 | 0 | 0 | 0 | 0
STOG | 0 | 0 | 0 | 0 | 0 | 0
STWD | 0 | 0 | 0 | 0 | 0 | 0
WT | 2105.9 | 2105.9 | 2105.9 | 2105.9 | 2105.9 | 2105.9
IGCC | 0 | 0 | 0 | 0 | 0 | 0
DemandResponse | 0 | 0 | 0 | 0 | 0 | 0
IGCC-CCS | 0 | 0 | 0 | 0 | 0 | 0
WT_off | 0 | 0 | 0 | 0 | 0 | 0
PseudoUnit | 0 | 0 | 0 | 0 | 0 | 0
FixedInterchange | 0 | 0 | 0 | 0 | 0 | 0
Cumulative New Build Capacity by Reporting Type: MAPP_CA
ReportingType | 2015 | 2020 | 2025 | 2030 | 2035 | 2040
BM | 0 | 0 | 0 | 0 | 0 | 0
CC | 0 | 0 | 0 | 0 | 0 | 0
CSP | 0 | 0 | 0 | 0 | 0 | 0
CT | 35 | 35 | 35 | 35 | 35 | 35
Coal | 0 | 0 | 0 | 0 | 0 | 0
Geo | 0 | 0 | 0 | 0 | 0 | 0
H | 0 | 329.9 | 2190 | 4650 | 4650 | 4650
LFG | 0 | 0 | 0 | 0 | 0 | 0
Nuc | 0 | 0 | 0 | 0 | 0 | 0
PS | 0 | 0 | 0 | 0 | 0 | 0
PV | 0 | 0 | 0 | 0 | 0 | 0
PeakG | 0 | 0 | 0 | 0 | 0 | 0
PeakO | 0 | 0 | 0 | 0 | 0 | 0
ST | 0 | 0 | 0 | 0 | 0 | 0
STOG | 0 | 0 | 0 | 0 | 0 | 0
STWD | 0 | 0 | 0 | 0 | 0 | 0
WT | 302.4 | 302.4 | 302.4 | 302.4 | 302.4 | 302.4
IGCC | 0 | 0 | 0 | 0 | 0 | 0
DemandResponse | 0 | 0 | 0 | 0 | 0 | 0
IGCC-CCS | 0 | 0 | 0 | 0 | 0 | 0
WT_off | 0 | 0 | 0 | 0 | 0 | 0
PseudoUnit | 0 | 0 | 0 | 0 | 0 | 0
FixedInterchange | 0 | 0 | 0 | 0 | 0 | 0
Cumulative New Build Capacity by Reporting Type: AZ_NM_SNV_Coal
ReportingType | 2015 | 2020 | 2025 | 2030 | 2035 | 2040
BM | 0 | 0 | 0 | 0 | 0 | 0
CC | 0 | 0 | 0 | 0 | 0 | 0
CSP | 0 | 0 | 0 | 0 | 0 | 0
CT | 0 | 0 | 0 | 0 | 0 | 0
Coal | 0 | 0 | 0 | 0 | 0 | 8392.33
Geo | 0 | 0 | 0 | 0 | 0 | 0
H | 0 | 0 | 0 | 0 | 0 | 0
LFG | 0 | 0 | 0 | 0 | 0 | 0
Nuc | 0 | 0 | 0 | 0 | 0 | 0
PS | 0 | 0 | 0 | 0 | 0 | 0
PV | 0 | 0 | 0 | 0 | 0 | 0
PeakG | 0 | 0 | 0 | 0 | 0 | 0
PeakO | 0 | 0 | 0 | 0 | 0 | 0
ST | 0 | 0 | 0 | 0 | 0 | 0
STOG | 0 | 0 | 0 | 0 | 0 | 0
STWD | 0 | 0 | 0 | 0 | 0 | 0
WT | 0 | 0 | 0 | 0 | 0 | 0
IGCC | 0 | 0 | 0 | 0 | 0 | 0
DemandResponse | 0 | 0 | 0 | 0 | 0 | 0
IGCC-CCS | 0 | 0 | 0 | 0 | 0 | 0
WT_off | 0 | 0 | 0 | 0 | 0 | 0
PseudoUnit | 0 | 0 | 0 | 0 | 0 | 0
FixedInterchange | 0 | 0 | 0 | 0 | 0 | 0
Cumulative New Build Capacity by Reporting Type: AZ_NM_SNV_Gas
ReportingType | 2015 | 2020 | 2025 | 2030 | 2035 | 2040
BM | 0 | 0 | 0 | 0 | 0 | 0
CC | 668 | 2129.4 | 2129.4 | 6060.46 | 8070.21 | 8070.21
CSP | 0 | 0 | 0 | 0 | 0 | 0
CT | 736 | 736 | 736 | 736 | 736 | 736
Coal | 0 | 0 | 0 | 0 | 0 | 0
Geo | 0 | 0 | 0 | 0 | 0 | 0
H | 0 | 0 | 0 | 0 | 0 | 0
LFG | 0 | 0 | 0 | 0 | 0 | 0
Nuc | 0 | 0 | 0 | 0 | 0 | 0
PS | 0 | 0 | 0 | 0 | 0 | 0
PV | 0 | 0 | 0 | 0 | 0 | 0
PeakG | 0 | 0 | 0 | 0 | 0 | 0
PeakO | 0 | 0 | 0 | 0 | 0 | 0
ST | 0 | 0 | 0 | 0 | 0 | 0
STOG | 0 | 0 | 0 | 0 | 0 | 0
STWD | 0 | 0 | 0 | 0 | 0 | 0
WT | 0 | 0 | 0 | 0 | 0 | 0
IGCC | 0 | 0 | 0 | 0 | 0 | 0
DemandResponse | 0 | 0 | 0 | 0 | 0 | 0
IGCC-CCS | 0 | 0 | 0 | 0 | 0 | 0
WT_off | 0 | 0 | 0 | 0 | 0 | 0
PseudoUnit | 0 | 0 | 0 | 0 | 0 | 0
FixedInterchange | 0 | 0 | 0 | 0 | 0 | 0
Cumulative New Build Capacity by Reporting Type: AZ_NM_SNV_NucRenew
ReportingType | 2015 | 2020 | 2025 | 2030 | 2035 | 2040
BM | 0 | 0 | 0 | 0 | 0 | 0
CC | 0 | 0 | 0 | 0 | 0 | 0
CSP | 0 | 0 | 0 | 0 | 0 | 0
CT | 0 | 0 | 0 | 0 | 0 | 0
Coal | 0 | 0 | 0 | 0 | 0 | 0
Geo | 0 | 0 | 1450 | 1450 | 1450 | 1450
H | 0 | 0 | 0 | 0 | 0 | 0
LFG | 0 | 0 | 60.67 | 60.67 | 60.67 | 60.67
Nuc | 0 | 0 | 0 | 0 | 0 | 0
PS | 0 | 0 | 0 | 0 | 0 | 0
PV | 95.7 | 95.7 | 95.7 | 95.7 | 95.7 | 95.7
PeakG | 0 | 0 | 0 | 0 | 0 | 0
PeakO | 0 | 0 | 0 | 0 | 0 | 0
ST | 280 | 719.41 | 996.05 | 1120.69 | 1120.69 | 1120.69
STOG | 0 | 0 | 0 | 0 | 0 | 0
STWD | 0 | 0 | 0 | 0 | 0 | 0
WT | 65.1 | 65.1 | 392.53 | 1008.7 | 1008.7 | 1008.7
IGCC | 0 | 0 | 0 | 0 | 0 | 0
DemandResponse | 0 | 0 | 0 | 0 | 0 | 0
IGCC-CCS | 0 | 0 | 0 | 0 | 0 | 0
WT_off | 0 | 0 | 0 | 0 | 0 | 0
PseudoUnit | 0 | 0 | 0 | 0 | 0 | 0
FixedInterchange | 0 | 0 | 0 | 0 | 0 | 0
Cumulative New Build Capacity by Reporting Type: ERCOT
ReportingType | 2015 | 2020 | 2025 | 2030 | 2035 | 2040
BM | 145 | 145 | 145 | 1845.88 | 1910.01 | 2026.38
CC | 275 | 275 | 275 | 275 | 2124.8 | 5655.38
CSP | 0 | 0 | 0 | 0 | 0 | 0
CT | 250 | 250 | 250 | 250 | 250 | 250
Coal | 2020 | 2020 | 2020 | 2020 | 2020 | 2020
Geo | 0 | 0 | 0 | 0 | 0 | 0
H | 0 | 0 | 0 | 628 | 628 | 628
LFG | 0 | 0 | 354 | 354 | 354 | 354
Nuc | 0 | 0 | 0 | 0 | 0 | 0
PS | 0 | 0 | 0 | 0 | 0 | 0
PV | 14 | 14 | 14 | 14 | 14 | 14
PeakG | 0 | 0 | 0 | 0 | 0 | 0
PeakO | 0 | 0 | 0 | 0 | 0 | 0
ST | 0 | 0 | 0 | 0 | 0 | 0
STOG | 0 | 0 | 0 | 0 | 0 | 0
STWD | 0 | 0 | 0 | 0 | 0 | 0
WT | 350.1 | 8683.53 | 18084.8 | 23934.78 | 24764.94 | 26253.6
IGCC | 0 | 0 | 0 | 0 | 0 | 0
DemandResponse | 0 | 0 | 0 | 0 | 0 | 0
IGCC-CCS | 0 | 0 | 0 | 0 | 0 | 0
WT_off | 0 | 0 | 0 | 0 | 0 | 0
PseudoUnit | 0 | 0 | 0 | 0 | 0 | 0
FixedInterchange | 0 | 0 | 0 | 0 | 0 | 0
Cumulative New Build Capacity by Reporting Type: NP15
ReportingType | 2015 | 2020 | 2025 | 2030 | 2035 | 2040
BM | 0 | 0 | 0 | 0 | 0 | 0
CC | 940 | 940 | 940 | 940 | 940 | 940
CSP | 0 | 0 | 0 | 0 | 0 | 0
CT | 220.99 | 2382.34 | 2382.34 | 6345.23 | 10727.07 | 15072.26
Coal | 0 | 0 | 0 | 0 | 0 | 0
Geo | 0 | 166.22 | 600 | 600 | 600 | 600
H | 0 | 0 | 0 | 0 | 0 | 0
LFG | 0 | 0 | 565 | 565 | 565 | 565
Nuc | 0 | 0 | 0 | 0 | 0 | 0
PS | 0 | 0 | 0 | 0 | 0 | 0
PV | 6.5 | 6.5 | 6.5 | 6.5 | 6.5 | 6.5
PeakG | 0 | 0 | 0 | 0 | 0 | 0
PeakO | 0 | 0 | 0 | 0 | 0 | 0
ST | 29 | 29 | 29 | 29 | 29 | 29
STOG | 0 | 0 | 0 | 0 | 0 | 0
STWD | 0 | 0 | 0 | 0 | 0 | 0
WT | 101.2 | 931.55 | 9267.19 | 11674.59 | 11689.92 | 11689.92
IGCC | 0 | 0 | 0 | 0 | 0 | 0
DemandResponse | 0 | 0 | 0 | 0 | 0 | 0
IGCC-CCS | 0 | 0 | 0 | 0 | 0 | 0
WT_off | 0 | 0 | 0 | 0 | 0 | 0
PseudoUnit | 0 | 0 | 0 | 0 | 0 | 0
FixedInterchange | 0 | 0 | 0 | 0 | 0 | 0
Cumulative New Build Capacity by Reporting Type: NWPP_Coal
ReportingType | 2015 | 2020 | 2025 | 2030 | 2035 | 2040
BM | 0 | 0 | 0 | 0 | 0 | 0
CC | 0 | 0 | 0 | 0 | 0 | 0
CSP | 0 | 0 | 0 | 0 | 0 | 0
CT | 0 | 0 | 0 | 0 | 0 | 0
Coal | 0 | 0 | 0 | 0 | 0 | 0
Geo | 0 | 0 | 0 | 0 | 0 | 0
H | 0 | 0 | 0 | 0 | 0 | 0
LFG | 0 | 0 | 0 | 0 | 0 | 0
Nuc | 0 | 0 | 0 | 0 | 0 | 0
PS | 0 | 0 | 0 | 0 | 0 | 0
PV | 0 | 0 | 0 | 0 | 0 | 0
PeakG | 0 | 0 | 0 | 0 | 0 | 0
PeakO | 0 | 0 | 0 | 0 | 0 | 0
ST | 0 | 0 | 0 | 0 | 0 | 0
STOG | 0 | 0 | 0 | 0 | 0 | 0
STWD | 0 | 0 | 0 | 0 | 0 | 0
WT | 0 | 0 | 0 | 0 | 0 | 0
IGCC | 0 | 0 | 0 | 0 | 0 | 0
DemandResponse | 0 | 0 | 0 | 0 | 0 | 0
IGCC-CCS | 0 | 0 | 0 | 0 | 0 | 0
WT_off | 0 | 0 | 0 | 0 | 0 | 0
PseudoUnit | 0 | 0 | 0 | 0 | 0 | 0
FixedInterchange | 0 | 0 | 0 | 0 | 0 | 0
Cumulative New Build Capacity by Reporting Type: NWPP_Gas
ReportingType | 2015 | 2020 | 2025 | 2030 | 2035 | 2040
BM | 0 | 0 | 0 | 0 | 0 | 0
CC | 300 | 300 | 300 | 3208.13 | 8044.23 | 8673.7
CSP | 0 | 0 | 0 | 0 | 0 | 0
CT | 150 | 150 | 150 | 150 | 150 | 150
Coal | 0 | 0 | 0 | 0 | 0 | 426.09
Geo | 0 | 0 | 0 | 0 | 0 | 0
H | 0 | 0 | 0 | 0 | 0 | 0
LFG | 0 | 0 | 0 | 0 | 0 | 0
Nuc | 0 | 0 | 0 | 0 | 0 | 0
PS | 0 | 0 | 0 | 0 | 0 | 0
PV | 0 | 0 | 0 | 0 | 0 | 0
PeakG | 0 | 0 | 0 | 0 | 0 | 0
PeakO | 0 | 0 | 0 | 0 | 0 | 0
ST | 0 | 0 | 0 | 0 | 0 | 0
STOG | 0 | 0 | 0 | 0 | 0 | 0
STWD | 0 | 0 | 0 | 0 | 0 | 0
WT | 0 | 0 | 0 | 0 | 0 | 0
IGCC | 0 | 0 | 0 | 0 | 0 | 0
DemandResponse | 0 | 0 | 0 | 0 | 0 | 0
IGCC-CCS | 0 | 0 | 0 | 0 | 0 | 0
WT_off | 0 | 0 | 0 | 0 | 0 | 0
PseudoUnit | 0 | 0 | 0 | 0 | 0 | 0
FixedInterchange | 0 | 0 | 0 | 0 | 0 | 0
Cumulative New Build Capacity by Reporting Type: NWPP_NucRenew
ReportingType | 2015 | 2020 | 2025 | 2030 | 2035 | 2040
BM | 32.55 | 32.55 | 32.55 | 32.55 | 32.55 | 32.55
CC | 0 | 0 | 0 | 0 | 0 | 0
CSP | 0 | 0 | 0 | 0 | 0 | 0
CT | 0 | 0 | 0 | 0 | 0 | 0
Coal | 0 | 0 | 0 | 0 | 0 | 0
Geo | 86 | 86 | 520 | 520 | 520 | 520
H | 0 | 0 | 0 | 0 | 0 | 0
LFG | 25.5 | 25.5 | 232.77 | 270 | 270 | 270
Nuc | 0 | 0 | 0 | 0 | 0 | 0
PS | 0 | 0 | 0 | 0 | 0 | 0
PV | 0 | 0 | 0 | 0 | 0 | 0
PeakG | 0 | 0 | 0 | 0 | 0 | 0
PeakO | 0 | 0 | 0 | 0 | 0 | 0
ST | 0 | 0 | 0 | 0 | 0 | 0
STOG | 0 | 0 | 0 | 0 | 0 | 0
STWD | 0 | 0 | 0 | 0 | 0 | 0
WT | 977.3 | 977.3 | 977.3 | 977.3 | 977.3 | 977.3
IGCC | 0 | 0 | 0 | 0 | 0 | 0
DemandResponse | 0 | 0 | 0 | 0 | 0 | 0
IGCC-CCS | 0 | 0 | 0 | 0 | 0 | 0
WT_off | 0 | 0 | 0 | 0 | 0 | 0
PseudoUnit | 0 | 0 | 0 | 0 | 0 | 0
FixedInterchange | 0 | 0 | 0 | 0 | 0 | 0
Cumulative New Build Capacity by Reporting Type: RMPA
ReportingType | 2015 | 2020 | 2025 | 2030 | 2035 | 2040
BM | 0 | 0 | 0 | 0 | 0 | 0
CC | 0 | 0 | 0 | 0 | 0 | 0
CSP | 0 | 0 | 0 | 0 | 0 | 0
CT | 152 | 152 | 152 | 152 | 152 | 152
Coal | 390 | 390 | 390 | 390 | 1671.23 | 3118.84
Geo | 0 | 458.78 | 2545.23 | 2570 | 2570 | 2570
H | 0 | 0 | 0 | 0 | 0 | 0
LFG | 1.4 | 1.4 | 1.4 | 30.33 | 30.33 | 30.33
Nuc | 0 | 0 | 0 | 0 | 0 | 0
PS | 0 | 0 | 0 | 0 | 0 | 0
PV | 1 | 1 | 1 | 1 | 1 | 1
PeakG | 0 | 0 | 0 | 0 | 0 | 0
PeakO | 0 | 0 | 0 | 0 | 0 | 0
ST | 3 | 383.25 | 415.52 | 430.78 | 430.78 | 430.78
STOG | 0 | 0 | 0 | 0 | 0 | 0
STWD | 0 | 0 | 0 | 0 | 0 | 0
WT | 765.4 | 765.4 | 765.4 | 765.4 | 765.4 | 765.4
IGCC | 0 | 0 | 0 | 0 | 0 | 0
DemandResponse | 0 | 0 | 0 | 0 | 0 | 0
IGCC-CCS | 0 | 0 | 0 | 0 | 0 | 0
WT_off | 0 | 0 | 0 | 0 | 0 | 0
PseudoUnit | 0 | 0 | 0 | 0 | 0 | 0
FixedInterchange | 0 | 0 | 0 | 0 | 0 | 0
Cumulative New Build Capacity by Reporting Type: SP15
ReportingType | 2015 | 2020 | 2025 | 2030 | 2035 | 2040
BM | 6 | 6 | 6 | 6 | 6 | 6
CC | 409.5 | 409.5 | 409.5 | 409.5 | 409.5 | 409.5
CSP | 0 | 0 | 0 | 0 | 0 | 0
CT | 0 | 0 | 0 | 0 | 0 | 0
Coal | 0 | 0 | 0 | 0 | 0 | 0
Geo | 50 | 1500 | 1500 | 1500 | 1500 | 1500
H | 0 | 0 | 0 | 0 | 0 | 0
LFG | 9.2 | 530.63 | 565 | 565 | 565 | 565
Nuc | 0 | 0 | 0 | 0 | 0 | 0
PS | 0 | 0 | 0 | 0 | 0 | 0
PV | 3.8 | 3.8 | 3.8 | 3.8 | 3.8 | 3.8
PeakG | 0 | 0 | 0 | 0 | 0 | 0
PeakO | 0 | 0 | 0 | 0 | 0 | 0
ST | 448 | 448 | 448 | 448 | 448 | 448
STOG | 0 | 0 | 0 | 0 | 0 | 0
STWD | 0 | 0 | 0 | 0 | 0 | 0
WT | 735 | 735 | 735 | 735 | 735 | 735
IGCC | 0 | 0 | 0 | 0 | 0 | 0
DemandResponse | 0 | 0 | 0 | 0 | 0 | 0
IGCC-CCS | 0 | 0 | 0 | 0 | 0 | 0
WT_off | 0 | 0 | 0 | 0 | 0 | 0
PseudoUnit | 0 | 0 | 0 | 0 | 0 | 0
FixedInterchange | 0 | 0 | 0 | 0 | 0 | 0
Cumulative New Build Capacity by Reporting Type: ALB
ReportingType | 2015 | 2020 | 2025 | 2030 | 2035 | 2040
BM | 0 | 0 | 0 | 0 | 0 | 0
CC | 407.19 | 942.81 | 1736.02 | 2334.37 | 3739.86 | 4819.33
CSP | 0 | 0 | 0 | 0 | 0 | 0
CT | 201.5 | 201.5 | 201.5 | 201.5 | 201.5 | 201.5
Coal | 495 | 495 | 495 | 495 | 495 | 495
Geo | 0 | 0 | 0 | 0 | 0 | 0
H | 0 | 0 | 0 | 0 | 0 | 0
LFG | 0 | 0 | 0 | 0 | 0 | 0
Nuc | 0 | 0 | 0 | 0 | 0 | 0
PS | 0 | 0 | 0 | 0 | 0 | 0
PV | 0 | 0 | 0 | 0 | 0 | 0
PeakG | 0 | 0 | 0 | 0 | 0 | 0
PeakO | 0 | 0 | 0 | 0 | 0 | 0
ST | 0 | 0 | 0 | 0 | 0 | 0
STOG | 0 | 0 | 0 | 0 | 0 | 0
STWD | 0 | 0 | 0 | 0 | 0 | 0
WT | 9 | 9 | 9 | 9 | 9 | 9
IGCC | 0 | 0 | 0 | 0 | 0 | 0
DemandResponse | 0 | 0 | 0 | 0 | 0 | 0
IGCC-CCS | 0 | 0 | 0 | 0 | 0 | 0
WT_off | 0 | 0 | 0 | 0 | 0 | 0
PseudoUnit | 0 | 0 | 0 | 0 | 0 | 0
FixedInterchange | 0 | 0 | 0 | 0 | 0 | 0
Cumulative New Build Capacity by Reporting Type: BC
ReportingType | 2015 | 2020 | 2025 | 2030 | 2035 | 2040
BM | 0 | 0 | 0 | 0 | 0 | 0
CC | 1171.72 | 1344.95 | 1857.87 | 2529.86 | 3330.33 | 4008.75
CSP | 0 | 0 | 0 | 0 | 0 | 0
CT | 0 | 0 | 0 | 0 | 0 | 162.15
Coal | 0 | 0 | 0 | 0 | 0 | 0
Geo | 0 | 0 | 0 | 0 | 0 | 0
H | 0 | 0 | 0 | 0 | 0 | 0
LFG | 0 | 0 | 0 | 0 | 0 | 0
Nuc | 0 | 0 | 0 | 0 | 0 | 0
PS | 0 | 0 | 0 | 0 | 0 | 0
PV | 0 | 0 | 0 | 0 | 0 | 0
PeakG | 0 | 0 | 0 | 0 | 0 | 0
PeakO | 0 | 0 | 0 | 0 | 0 | 0
ST | 0 | 0 | 0 | 0 | 0 | 0
STOG | 0 | 0 | 0 | 0 | 0 | 0
STWD | 0 | 0 | 0 | 0 | 0 | 0
WT | 144 | 144 | 144 | 144 | 144 | 144
IGCC | 0 | 0 | 0 | 0 | 0 | 0
DemandResponse | 0 | 0 | 0 | 0 | 0 | 0
IGCC-CCS | 0 | 0 | 0 | 0 | 0 | 0
WT_off | 0 | 0 | 0 | 0 | 0 | 0
PseudoUnit | 0 | 0 | 0 | 0 | 0 | 0
FixedInterchange | 0 | 0 | 0 | 0 | 0 | 0
Cumulative New Build Capacity by Reporting Type: HQ_IESO
ReportingType | 2015 | 2020 | 2025 | 2030 | 2035 | 2040
BM | 0 | 0 | 0 | 0 | 0 | 0
CC | 0 | 0 | 0 | 0 | 0 | 0
CSP | 0 | 0 | 0 | 0 | 0 | 0
CT | 0 | 0 | 0 | 0 | 0 | 0
Coal | 0 | 0 | 0 | 0 | 0 | 0
Geo | 0 | 0 | 0 | 0 | 0 | 0
H | 0 | 0 | 0 | 0 | 0 | 0
LFG | 0 | 0 | 0 | 0 | 0 | 0
Nuc | 0 | 0 | 0 | 0 | 0 | 0
PS | 0 | 0 | 0 | 0 | 0 | 0
PV | 0 | 0 | 0 | 0 | 0 | 0
PeakG | 0 | 0 | 0 | 0 | 0 | 0
PeakO | 0 | 0 | 0 | 0 | 0 | 0
ST | 0 | 0 | 0 | 0 | 0 | 0
STOG | 0 | 0 | 0 | 0 | 0 | 0
STWD | 0 | 0 | 0 | 0 | 0 | 0
WT | 0 | 0 | 0 | 0 | 0 | 0
IGCC | 0 | 0 | 0 | 0 | 0 | 0
DemandResponse | 0 | 0 | 0 | 0 | 0 | 0
IGCC-CCS | 0 | 0 | 0 | 0 | 0 | 0
WT_off | 0 | 0 | 0 | 0 | 0 | 0
PseudoUnit | 0 | 0 | 0 | 0 | 0 | 0
FixedInterchange | 0 | 0 | 0 | 0 | 0 | 0
Cumulative New Build Capacity by Reporting Type: HQ_NEISO
ReportingType | 2015 | 2020 | 2025 | 2030 | 2035 | 2040
BM | 0 | 0 | 0 | 0 | 0 | 0
CC | 0 | 0 | 0 | 0 | 0 | 0
CSP | 0 | 0 | 0 | 0 | 0 | 0
CT | 0 | 0 | 0 | 0 | 0 | 0
Coal | 0 | 0 | 0 | 0 | 0 | 0
Geo | 0 | 0 | 0 | 0 | 0 | 0
H | 0 | 0 | 0 | 0 | 0 | 0
LFG | 0 | 0 | 0 | 0 | 0 | 0
Nuc | 0 | 0 | 0 | 0 | 0 | 0
PS | 0 | 0 | 0 | 0 | 0 | 0
PV | 0 | 0 | 0 | 0 | 0 | 0
PeakG | 0 | 0 | 0 | 0 | 0 | 0
PeakO | 0 | 0 | 0 | 0 | 0 | 0
ST | 0 | 0 | 0 | 0 | 0 | 0
STOG | 0 | 0 | 0 | 0 | 0 | 0
STWD | 0 | 0 | 0 | 0 | 0 | 0
WT | 0 | 0 | 0 | 0 | 0 | 0
IGCC | 0 | 0 | 0 | 0 | 0 | 0
DemandResponse | 0 | 0 | 0 | 0 | 0 | 0
IGCC-CCS | 0 | 0 | 0 | 0 | 0 | 0
WT_off | 0 | 0 | 0 | 0 | 0 | 0
PseudoUnit | 0 | 0 | 0 | 0 | 0 | 0
FixedInterchange | 0 | 0 | 0 | 0 | 0 | 0
Cumulative New Build Capacity by Reporting Type: HQ_NY
ReportingType | 2015 | 2020 | 2025 | 2030 | 2035 | 2040
BM | 0 | 0 | 0 | 0 | 0 | 0
CC | 0 | 0 | 0 | 0 | 0 | 0
CSP | 0 | 0 | 0 | 0 | 0 | 0
CT | 0 | 0 | 0 | 0 | 0 | 0
Coal | 0 | 0 | 0 | 0 | 0 | 0
Geo | 0 | 0 | 0 | 0 | 0 | 0
H | 0 | 0 | 0 | 0 | 0 | 0
LFG | 0 | 0 | 0 | 0 | 0 | 0
Nuc | 0 | 0 | 0 | 0 | 0 | 0
PS | 0 | 0 | 0 | 0 | 0 | 0
PV | 0 | 0 | 0 | 0 | 0 | 0
PeakG | 0 | 0 | 0 | 0 | 0 | 0
PeakO | 0 | 0 | 0 | 0 | 0 | 0
ST | 0 | 0 | 0 | 0 | 0 | 0
STOG | 0 | 0 | 0 | 0 | 0 | 0
STWD | 0 | 0 | 0 | 0 | 0 | 0
WT | 0 | 0 | 0 | 0 | 0 | 0
IGCC | 0 | 0 | 0 | 0 | 0 | 0
DemandResponse | 0 | 0 | 0 | 0 | 0 | 0
IGCC-CCS | 0 | 0 | 0 | 0 | 0 | 0
WT_off | 0 | 0 | 0 | 0 | 0 | 0
PseudoUnit | 0 | 0 | 0 | 0 | 0 | 0
FixedInterchange | 0 | 0 | 0 | 0 | 0 | 0
Cumulative New Build Capacity by Reporting Type: MARITIMES
ReportingType | 2015 | 2020 | 2025 | 2030 | 2035 | 2040
BM | 0 | 0 | 0 | 0 | 0 | 0
CC | 0 | 0 | 0 | 0 | 0 | 0
CSP | 0 | 0 | 0 | 0 | 0 | 0
CT | 0 | 0 | 0 | 0 | 0 | 0
Coal | 0 | 0 | 0 | 0 | 0 | 0
Geo | 0 | 0 | 0 | 0 | 0 | 0
H | 0 | 0 | 0 | 0 | 0 | 0
LFG | 0 | 0 | 0 | 0 | 0 | 0
Nuc | 0 | 0 | 0 | 0 | 0 | 0
PS | 0 | 0 | 0 | 0 | 0 | 0
PV | 0 | 0 | 0 | 0 | 0 | 0
PeakG | 0 | 0 | 0 | 0 | 0 | 0
PeakO | 0 | 0 | 0 | 0 | 0 | 0
ST | 0 | 0 | 0 | 0 | 0 | 0
STOG | 0 | 0 | 0 | 0 | 0 | 0
STWD | 0 | 0 | 0 | 0 | 0 | 0
WT | 0 | 0 | 0 | 0 | 0 | 0
IGCC | 0 | 0 | 0 | 0 | 0 | 0
DemandResponse | 0 | 0 | 0 | 0 | 0 | 0
IGCC-CCS | 0 | 0 | 0 | 0 | 0 | 0
WT_off | 0 | 0 | 0 | 0 | 0 | 0
PseudoUnit | 0 | 500 | 500 | 500 | 500 | 500
FixedInterchange | 0 | 0 | 0 | 0 | 0 | 0
Cumulative New Build Capacity by Reporting Type: All
ReportingType | 2015 | 2020 | 2025 | 2030 | 2035 | 2040
BM | 1251 | 13670.79 | 19776.13 | 27243.52 | 29155.37 | 29997.24
CC | 29618.47 | 34464.02 | 35770.15 | 45575.33 | 75986.49 | 106013.03
CSP | 0 | 0 | 0 | 0 | 0 | 0
CT | 8642.83 | 15818.15 | 18065.19 | 29389.92 | 53661.34 | 65318.48
Coal | 10763.64 | 10763.64 | 10763.64 | 10763.64 | 12044.87 | 35019.93
Geo | 136 | 2211 | 6615.23 | 6640 | 6640 | 6640
H | 0 | 1538.9 | 4453 | 7541 | 7596 | 8463
LFG | 192 | 2145 | 4355 | 5078.5 | 5079 | 5079
Nuc | 2740.56 | 7270.56 | 7270.56 | 7270.56 | 7270.56 | 7270.56
PS | 0 | 0 | 0 | 0 | 0 | 0
PV | 1245.99 | 3418.31 | 4496.15 | 4744.07 | 4866.32 | 5007.37
PeakG | 0 | 0 | 0 | 0 | 0 | 0
PeakO | 0 | 0 | 0 | 0 | 0 | 0
ST | 760 | 1579.66 | 1888.57 | 2028.47 | 2028.47 | 2028.47
STOG | 0 | 0 | 0 | 0 | 0 | 0
STWD | 0 | 0 | 0 | 0 | 0 | 0
WT | 25342 | 74698.86 | 128940.26 | 178360.44 | 184589.39 | 191048.16
IGCC | 618 | 618 | 618 | 618 | 618 | 618
DemandResponse | 0 | 0 | 0 | 0 | 0 | 0
IGCC-CCS | 0 | 0 | 0 | 0 | 0 | 0
WT_off | 469 | 469 | 17610.23 | 38806.82 | 41677.74 | 46060.36
PseudoUnit | 0 | 500 | 500 | 500 | 500 | 500
FixedInterchange | 0 | 0 | 0 | 0 | 0 | 0
Cumulative New Build Capacity by Reporting Type: EI_US
ReportingType | 2015 | 2020 | 2025 | 2030 | 2035 | 2040
BM | 741.12 | 13160.91 | 19266.24 | 25032.75 | 26880.48 | 27605.97
CC | 24184.05 | 26859.35 | 26859.35 | 28555.02 | 48064.57 | 72173.17
CSP | 0 | 0 | 0 | 0 | 0 | 0
CT | 6529.34 | 11543.31 | 13790.35 | 21152.19 | 40563.49 | 45186.44
Coal | 7858.64 | 7858.64 | 7858.64 | 7858.64 | 7858.64 | 20567.67
Geo | 0 | 0 | 0 | 0 | 0 | 0
H | 0 | 1209 | 2263 | 2263 | 2318 | 3185
LFG | 141.4 | 1572.97 | 2561.67 | 3219 | 3219 | 3219
Nuc | 2740.56 | 7270.56 | 7270.56 | 7270.56 | 7270.56 | 7270.56
PS | 0 | 0 | 0 | 0 | 0 | 0
PV | 57.73 | 2230.05 | 3307.89 | 3555.82 | 3678.06 | 3819.12
PeakG | 0 | 0 | 0 | 0 | 0 | 0
PeakO | 0 | 0 | 0 | 0 | 0 | 0
ST | 0 | 0 | 0 | 0 | 0 | 0
STOG | 0 | 0 | 0 | 0 | 0 | 0
STWD | 0 | 0 | 0 | 0 | 0 | 0
WT | 19786.6 | 59979.68 | 96156.75 | 136703.37 | 142086.83 | 147056.94
IGCC | 618 | 618 | 618 | 618 | 618 | 618
DemandResponse | 0 | 0 | 0 | 0 | 0 | 0
IGCC-CCS | 0 | 0 | 0 | 0 | 0 | 0
WT_off | 469 | 469 | 17610.23 | 38806.82 | 41677.74 | 46060.36
PseudoUnit | 0 | 500 | 500 | 500 | 500 | 500
FixedInterchange | 0 | 0 | 0 | 0 | 0 | 0
Cumulative New Build Capacity by Reporting Type: EI_Canada
ReportingType | 2015 | 2020 | 2025 | 2030 | 2035 | 2040
BM | 326.33 | 326.33 | 326.33 | 326.33 | 326.33 | 326.33
CC | 1263 | 1263 | 1263 | 1263 | 1263 | 1263
CSP | 0 | 0 | 0 | 0 | 0 | 0
CT | 403 | 403 | 403 | 403 | 881.28 | 3408.13
Coal | 0 | 0 | 0 | 0 | 0 | 0
Geo | 0 | 0 | 0 | 0 | 0 | 0
H | 0 | 329.9 | 2190 | 4650 | 4650 | 4650
LFG | 14.5 | 14.5 | 14.5 | 14.5 | 15 | 15
Nuc | 0 | 0 | 0 | 0 | 0 | 0
PS | 0 | 0 | 0 | 0 | 0 | 0
PV | 1067.26 | 1067.26 | 1067.26 | 1067.26 | 1067.26 | 1067.26
PeakG | 0 | 0 | 0 | 0 | 0 | 0
PeakO | 0 | 0 | 0 | 0 | 0 | 0
ST | 0 | 0 | 0 | 0 | 0 | 0
STOG | 0 | 0 | 0 | 0 | 0 | 0
STWD | 0 | 0 | 0 | 0 | 0 | 0
WT | 2408.3 | 2408.3 | 2408.3 | 2408.3 | 2408.3 | 2408.3
IGCC | 0 | 0 | 0 | 0 | 0 | 0
DemandResponse | 0 | 0 | 0 | 0 | 0 | 0
IGCC-CCS | 0 | 0 | 0 | 0 | 0 | 0
WT_off | 0 | 0 | 0 | 0 | 0 | 0
PseudoUnit | 0 | 0 | 0 | 0 | 0 | 0
FixedInterchange | 0 | 0 | 0 | 0 | 0 | 0
Cumulative New Build Capacity by Reporting Type: EI
ReportingType | 2015 | 2020 | 2025 | 2030 | 2035 | 2040
BM | 1067.45 | 13487.24 | 19592.58 | 25359.09 | 27206.81 | 27932.3
CC | 25447.05 | 28122.35 | 28122.35 | 29818.02 | 49327.57 | 73436.17
CSP | 0 | 0 | 0 | 0 | 0 | 0
CT | 6932.34 | 11946.3 | 14193.35 | 21555.19 | 41444.77 | 48594.57
Coal | 7858.64 | 7858.64 | 7858.64 | 7858.64 | 7858.64 | 20567.67
Geo | 0 | 0 | 0 | 0 | 0 | 0
H | 0 | 1538.9 | 4453 | 6913 | 6968 | 7835
LFG | 155.9 | 1587.47 | 2576.17 | 3233.5 | 3234 | 3234
Nuc | 2740.56 | 7270.56 | 7270.56 | 7270.56 | 7270.56 | 7270.56
PS | 0 | 0 | 0 | 0 | 0 | 0
PV | 1124.99 | 3297.31 | 4375.15 | 4623.07 | 4745.32 | 4886.37
PeakG | 0 | 0 | 0 | 0 | 0 | 0
PeakO | 0 | 0 | 0 | 0 | 0 | 0
ST | 0 | 0 | 0 | 0 | 0 | 0
STOG | 0 | 0 | 0 | 0 | 0 | 0
STWD | 0 | 0 | 0 | 0 | 0 | 0
WT | 22194.9 | 62387.98 | 98565.05 | 139111.67 | 144495.13 | 149465.24
IGCC | 618 | 618 | 618 | 618 | 618 | 618
DemandResponse | 0 | 0 | 0 | 0 | 0 | 0
IGCC-CCS | 0 | 0 | 0 | 0 | 0 | 0
WT_off | 469 | 469 | 17610.23 | 38806.82 | 41677.74 | 46060.36
PseudoUnit | 0 | 500 | 500 | 500 | 500 | 500
FixedInterchange | 0 | 0 | 0 | 0 | 0 | 0
Cumulative New Build Capacity by Reporting Type: Outside_EI
ReportingType | 2015 | 2020 | 2025 | 2030 | 2035 | 2040
BM | 183.55 | 183.55 | 183.55 | 1884.43 | 1948.56 | 2064.93
CC | 4171.41 | 6341.67 | 7647.8 | 15757.32 | 26658.92 | 32576.86
CSP | 0 | 0 | 0 | 0 | 0 | 0
CT | 1710.49 | 3871.84 | 3871.84 | 7834.73 | 12216.57 | 16723.91
Coal | 2905 | 2905 | 2905 | 2905 | 4186.23 | 14452.25
Geo | 136 | 2211 | 6615.23 | 6640 | 6640 | 6640
H | 0 | 0 | 0 | 628 | 628 | 628
LFG | 36.1 | 557.53 | 1778.83 | 1845 | 1845 | 1845
Nuc | 0 | 0 | 0 | 0 | 0 | 0
PS | 0 | 0 | 0 | 0 | 0 | 0
PV | 121 | 121 | 121 | 121 | 121 | 121
PeakG | 0 | 0 | 0 | 0 | 0 | 0
PeakO | 0 | 0 | 0 | 0 | 0 | 0
ST | 760 | 1579.66 | 1888.57 | 2028.47 | 2028.47 | 2028.47
STOG | 0 | 0 | 0 | 0 | 0 | 0
STWD | 0 | 0 | 0 | 0 | 0 | 0
WT | 3147.1 | 12310.88 | 30375.21 | 39248.77 | 40094.26 | 41582.92
IGCC | 0 | 0 | 0 | 0 | 0 | 0
DemandResponse | 0 | 0 | 0 | 0 | 0 | 0
IGCC-CCS | 0 | 0 | 0 | 0 | 0 | 0
WT_off | 0 | 0 | 0 | 0 | 0 | 0
PseudoUnit | 0 | 0 | 0 | 0 | 0 | 0
FixedInterchange | 0 | 0 | 0 | 0 | 0 | 0
#3 | Retirements of Capacity (MW)
Retirements of Capacity by Reporting Type: Entergy
ReportingType | 2015 | 2020 | 2025 | 2030 | 2035 | 2040
BM | 0 | 0 | 0 | 0 | 0 | 0
CC | 0 | 0 | 0 | 0 | 0 | 0
CSP | 0 | 0 | 0 | 0 | 0 | 0
CT | 0 | 0 | 0 | 0 | 0 | 0
Coal | 892.9 | 0 | 0 | 0 | 0 | 0
Geo | 0 | 0 | 0 | 0 | 0 | 0
H | 0 | 0 | 0 | 0 | 0 | 0
LFG | 0 | 0 | 0 | 0 | 0 | 0
Nuc | 0 | 0 | 0 | 0 | 842 | 997
PS | 0 | 0 | 0 | 0 | 0 | 0
PV | 0 | 0 | 0 | 0 | 0 | 0
PeakG | 0 | 0 | 0 | 0 | 0 | 0
PeakO | 0 | 0 | 0 | 0 | 0 | 0
ST | 0 | 0 | 0 | 0 | 0 | 0
STOG | 10913.28 | 0 | 948.44 | 0 | 0 | 0
STWD | 0 | 0 | 0 | 0 | 0 | 0
WT | 0 | 0 | 0 | 0 | 0 | 0
IGCC | 0 | 0 | 0 | 0 | 0 | 0
DemandResponse | 0 | 0 | 0 | 0 | 0 | 0
IGCC-CCS | 0 | 0 | 0 | 0 | 0 | 0
WT_off | 0 | 0 | 0 | 0 | 0 | 0
PseudoUnit | 0 | 0 | 0 | 0 | 0 | 0
FixedInterchange | 0 | 0 | 0 | 0 | 0 | 0
Retirements of Capacity by Reporting Type: FRCC
ReportingType | 2015 | 2020 | 2025 | 2030 | 2035 | 2040
BM | 0 | 0 | 0 | 0 | 0 | 0
CC | 0 | 0 | 0 | 0 | 0 | 0
CSP | 0 | 0 | 0 | 0 | 0 | 0
CT | 0 | 0 | 0 | 0 | 0 | 0
Coal | 466 | 869 | 0 | 0 | 0 | 0
Geo | 0 | 0 | 0 | 0 | 0 | 0
H | 0 | 0 | 0 | 0 | 0 | 0
LFG | 0 | 0 | 0 | 0 | 0 | 0
Nuc | 0 | 0 | 0 | 0 | 1615.33 | 1677
PS | 0 | 0 | 0 | 0 | 0 | 0
PV | 0 | 0 | 0 | 0 | 0 | 0
PeakG | 0 | 0 | 0 | 0 | 0 | 0
PeakO | 0 | 0 | 0 | 0 | 0 | 0
ST | 0 | 0 | 0 | 0 | 0 | 0
STOG | 5372.35 | 0 | 57.17 | 0 | 0 | 0
STWD | 0 | 0 | 0 | 0 | 0 | 0
WT | 0 | 0 | 0 | 0 | 0 | 0
IGCC | 0 | 0 | 0 | 0 | 0 | 0
DemandResponse | 0 | 0 | 0 | 0 | 0 | 0
IGCC-CCS | 0 | 0 | 0 | 0 | 0 | 0
WT_off | 0 | 0 | 0 | 0 | 0 | 0
PseudoUnit | 0 | 0 | 0 | 0 | 0 | 0
FixedInterchange | 0 | 0 | 0 | 0 | 0 | 0
Retirements of Capacity by Reporting Type: MAPP_US
ReportingType | 2015 | 2020 | 2025 | 2030 | 2035 | 2040
BM | 0 | 0 | 0 | 0 | 0 | 0
CC | 0 | 0 | 0 | 0 | 0 | 0
CSP | 0 | 0 | 0 | 0 | 0 | 0
CT | 0 | 0 | 0 | 0 | 0 | 0
Coal | 612.6 | 573.9 | 0 | 0 | 0 | 0
Geo | 0 | 0 | 0 | 0 | 0 | 0
H | 0 | 0 | 0 | 0 | 0 | 0
LFG | 0 | 0 | 0 | 0 | 0 | 0
Nuc | 0 | 0 | 0 | 0 | 0 | 0
PS | 0 | 0 | 0 | 0 | 0 | 0
PV | 0 | 0 | 0 | 0 | 0 | 0
PeakG | 0 | 0 | 0 | 0 | 0 | 0
PeakO | 291.03 | 0 | 0 | 0 | 0 | 0
ST | 0 | 0 | 0 | 0 | 0 | 0
STOG | 36 | 0 | 0 | 0 | 0 | 0
STWD | 0 | 0 | 0 | 0 | 0 | 0
WT | 0 | 0 | 0 | 0 | 0 | 0
IGCC | 0 | 0 | 0 | 0 | 0 | 0
DemandResponse | 0 | 0 | 0 | 0 | 0 | 0
IGCC-CCS | 0 | 0 | 0 | 0 | 0 | 0
WT_off | 0 | 0 | 0 | 0 | 0 | 0
PseudoUnit | 0 | 0 | 0 | 0 | 0 | 0
FixedInterchange | 0 | 0 | 0 | 0 | 0 | 0
Retirements of Capacity by Reporting Type: MISO_IN
ReportingType | 2015 | 2020 | 2025 | 2030 | 2035 | 2040
BM | 0 | 0 | 0 | 0 | 0 | 0
CC | 0 | 0 | 0 | 0 | 0 | 0
CSP | 0 | 0 | 0 | 0 | 0 | 0
CT | 0 | 0 | 0 | 0 | 0 | 0
Coal | 1360.9 | 0 | 0 | 0 | 0 | 0
Geo | 0 | 0 | 0 | 0 | 0 | 0
H | 0 | 0 | 0 | 0 | 0 | 0
LFG | 0 | 0 | 0 | 0 | 0 | 0
Nuc | 0 | 0 | 0 | 0 | 0 | 0
PS | 0 | 0 | 0 | 0 | 0 | 0
PV | 0 | 0 | 0 | 0 | 0 | 0
PeakG | 0 | 0 | 0 | 0 | 0 | 0
PeakO | 0 | 0 | 0 | 0 | 0 | 0
ST | 0 | 0 | 0 | 0 | 0 | 0
STOG | 0 | 0 | 0 | 0 | 0 | 0
STWD | 0 | 0 | 0 | 0 | 0 | 0
WT | 0 | 0 | 0 | 0 | 0 | 0
IGCC | 0 | 0 | 0 | 0 | 0 | 0
DemandResponse | 0 | 0 | 0 | 0 | 0 | 0
IGCC-CCS | 0 | 0 | 0 | 0 | 0 | 0
WT_off | 0 | 0 | 0 | 0 | 0 | 0
PseudoUnit | 0 | 0 | 0 | 0 | 0 | 0
FixedInterchange | 0 | 0 | 0 | 0 | 0 | 0
Retirements of Capacity by Reporting Type: MISO_MI
ReportingType | 2015 | 2020 | 2025 | 2030 | 2035 | 2040
BM | 0 | 0 | 0 | 0 | 0 | 0
CC | 0 | 0 | 0 | 0 | 0 | 0
CSP | 0 | 0 | 0 | 0 | 0 | 0
CT | 0 | 0 | 0 | 0 | 0 | 0
Coal | 2326 | 1187 | 0 | 0 | 0 | 0
Geo | 0 | 0 | 0 | 0 | 0 | 0
H | 0 | 0 | 0 | 0 | 0 | 0
LFG | 0 | 0 | 0 | 0 | 0 | 0
Nuc | 0 | 0 | 0 | 0 | 778 | 0
PS | 0 | 0 | 0 | 0 | 0 | 0
PV | 0 | 0 | 0 | 0 | 0 | 0
PeakG | 0 | 0 | 0 | 0 | 0 | 0
PeakO | 0 | 0 | 0 | 0 | 0 | 0
ST | 0 | 0 | 0 | 0 | 0 | 0
STOG | 0 | 0 | 0 | 0 | 0 | 0
STWD | 0 | 0 | 0 | 0 | 0 | 0
WT | 0 | 0 | 0 | 0 | 0 | 0
IGCC | 0 | 0 | 0 | 0 | 0 | 0
DemandResponse | 0 | 0 | 0 | 0 | 0 | 0
IGCC-CCS | 0 | 0 | 0 | 0 | 0 | 0
WT_off | 0 | 0 | 0 | 0 | 0 | 0
PseudoUnit | 0 | 0 | 0 | 0 | 0 | 0
FixedInterchange | 0 | 0 | 0 | 0 | 0 | 0
Retirements of Capacity by Reporting Type: MISO_MO-IL
ReportingType | 2015 | 2020 | 2025 | 2030 | 2035 | 2040
BM | 0 | 0 | 0 | 0 | 0 | 0
CC | 0 | 0 | 0 | 0 | 0 | 0
CSP | 0 | 0 | 0 | 0 | 0 | 0
CT | 0 | 0 | 0 | 0 | 0 | 0
Coal | 1024.7 | 1344.69 | 0 | 0 | 0 | 0
Geo | 0 | 0 | 0 | 0 | 0 | 0
H | 0 | 0 | 0 | 0 | 0 | 0
LFG | 0 | 0 | 0 | 0 | 0 | 0
Nuc | 0 | 0 | 0 | 0 | 0 | 0
PS | 0 | 0 | 0 | 0 | 0 | 0
PV | 0 | 0 | 0 | 0 | 0 | 0
PeakG | 0 | 0 | 0 | 0 | 0 | 0
PeakO | 0 | 0 | 0 | 0 | 0 | 0
ST | 0 | 0 | 0 | 0 | 0 | 0
STOG | 0 | 0 | 0 | 0 | 0 | 0
STWD | 0 | 0 | 0 | 0 | 0 | 0
WT | 0 | 0 | 0 | 0 | 0 | 0
IGCC | 0 | 0 | 0 | 0 | 0 | 0
DemandResponse | 0 | 0 | 0 | 0 | 0 | 0
IGCC-CCS | 0 | 0 | 0 | 0 | 0 | 0
WT_off | 0 | 0 | 0 | 0 | 0 | 0
PseudoUnit | 0 | 0 | 0 | 0 | 0 | 0
FixedInterchange | 0 | 0 | 0 | 0 | 0 | 0
Retirements of Capacity by Reporting Type: MISO_W
ReportingType | 2015 | 2020 | 2025 | 2030 | 2035 | 2040
BM | 0 | 0 | 0 | 0 | 0 | 0
CC | 0 | 0 | 0 | 0 | 0 | 0
CSP | 0 | 0 | 0 | 0 | 0 | 0
CT | 0 | 0 | 0 | 0 | 0 | 0
Coal | 2104.36 | 824.2 | 0 | 0 | 0 | 0
Geo | 0 | 0 | 0 | 0 | 0 | 0
H | 0 | 0 | 0 | 0 | 0 | 0
LFG | 0 | 0 | 0 | 0 | 0 | 0
Nuc | 0 | 0 | 0 | 0 | 2361.23 | 0
PS | 0 | 0 | 0 | 0 | 0 | 0
PV | 0 | 0 | 0 | 0 | 0 | 0
PeakG | 0 | 0 | 0 | 0 | 0 | 0
PeakO | 0 | 0 | 0 | 0 | 0 | 0
ST | 0 | 0 | 0 | 0 | 0 | 0
STOG | 0 | 0 | 0 | 0 | 0 | 0
STWD | 0 | 0 | 0 | 0 | 0 | 0
WT | 0 | 0 | 0 | 0 | 0 | 0
IGCC | 0 | 0 | 0 | 0 | 0 | 0
DemandResponse | 0 | 0 | 0 | 0 | 0 | 0
IGCC-CCS | 0 | 0 | 0 | 0 | 0 | 0
WT_off | 0 | 0 | 0 | 0 | 0 | 0
PseudoUnit | 0 | 0 | 0 | 0 | 0 | 0
FixedInterchange | 0 | 0 | 0 | 0 | 0 | 0
Retirements of Capacity by Reporting Type: MISO_WUMS
ReportingType | 2015 | 2020 | 2025 | 2030 | 2035 | 2040
BM | 0 | 0 | 0 | 0 | 0 | 0
CC | 0 | 0 | 0 | 0 | 0 | 0
CSP | 0 | 0 | 0 | 0 | 0 | 0
CT | 0 | 0 | 0 | 0 | 0 | 0
Coal | 2975.1 | 581.4 | 0 | 0 | 0 | 0
Geo | 0 | 0 | 0 | 0 | 0 | 0
H | 0 | 0 | 0 | 0 | 0 | 0
LFG | 0 | 0 | 0 | 0 | 0 | 0
Nuc | 0 | 0 | 0 | 0 | 1816.9 | 0
PS | 0 | 0 | 0 | 0 | 0 | 0
PV | 0 | 0 | 0 | 0 | 0 | 0
PeakG | 0 | 0 | 0 | 0 | 0 | 0
PeakO | 0 | 0 | 0 | 0 | 0 | 0
ST | 0 | 0 | 0 | 0 | 0 | 0
STOG | 59.5 | 0 | 0 | 0 | 0 | 0
STWD | 0 | 0 | 0 | 0 | 0 | 0
WT | 0 | 0 | 0 | 0 | 0 | 0
IGCC | 0 | 0 | 0 | 0 | 0 | 0
DemandResponse | 0 | 0 | 0 | 0 | 0 | 0
IGCC-CCS | 0 | 0 | 0 | 0 | 0 | 0
WT_off | 0 | 0 | 0 | 0 | 0 | 0
PseudoUnit | 0 | 0 | 0 | 0 | 0 | 0
FixedInterchange | 0 | 0 | 0 | 0 | 0 | 0
Retirements of Capacity by Reporting Type: Nebraska
ReportingType | 2015 | 2020 | 2025 | 2030 | 2035 | 2040
BM | 0 | 0 | 0 | 0 | 0 | 0
CC | 0 | 0 | 0 | 0 | 0 | 0
CSP | 0 | 0 | 0 | 0 | 0 | 0
CT | 0 | 0 | 0 | 0 | 0 | 0
Coal | 0 | 0 | 0 | 0 | 0 | 0
Geo | 0 | 0 | 0 | 0 | 0 | 0
H | 0 | 0 | 0 | 0 | 0 | 0
LFG | 0 | 0 | 0 | 0 | 0 | 0
Nuc | 0 | 0 | 0 | 0 | 1251.8 | 0
PS | 0 | 0 | 0 | 0 | 0 | 0
PV | 0 | 0 | 0 | 0 | 0 | 0
PeakG | 0 | 0 | 0 | 0 | 0 | 0
PeakO | 0 | 0 | 0 | 0 | 0 | 0
ST | 0 | 0 | 0 | 0 | 0 | 0
STOG | 0 | 0 | 0 | 0 | 0 | 0
STWD | 0 | 0 | 0 | 0 | 0 | 0
WT | 0 | 0 | 0 | 0 | 0 | 0
IGCC | 0 | 0 | 0 | 0 | 0 | 0
DemandResponse | 0 | 0 | 0 | 0 | 0 | 0
IGCC-CCS | 0 | 0 | 0 | 0 | 0 | 0
WT_off | 0 | 0 | 0 | 0 | 0 | 0
PseudoUnit | 0 | 0 | 0 | 0 | 0 | 0
FixedInterchange | 0 | 0 | 0 | 0 | 0 | 0
Retirements of Capacity by Reporting Type: NEISO
ReportingType | 2015 | 2020 | 2025 | 2030 | 2035 | 2040
BM | 0 | 0 | 0 | 0 | 0 | 0
CC | 2020.21 | 0 | 0 | 0 | 0 | 0
CSP | 0 | 0 | 0 | 0 | 0 | 0
CT | 0 | 0 | 0 | 0 | 0 | 0
Coal | 2250.13 | 320 | 0 | 0 | 0 | 0
Geo | 0 | 0 | 0 | 0 | 0 | 0
H | 0 | 0 | 0 | 0 | 0 | 0
LFG | 0 | 0 | 0 | 0 | 0 | 0
Nuc | 0 | 0 | 0 | 0 | 1289 | 876.92
PS | 0 | 0 | 0 | 0 | 0 | 0
PV | 0 | 0 | 0 | 0 | 0 | 0
PeakG | 0 | 0 | 0 | 0 | 0 | 0
PeakO | 0 | 0 | 0 | 0 | 0 | 0
ST | 0 | 0 | 0 | 0 | 0 | 0
STOG | 6237 | 0 | 0 | 0 | 0 | 0
STWD | 0 | 0 | 0 | 0 | 0 | 0
WT | 0 | 0 | 0 | 0 | 0 | 0
IGCC | 0 | 0 | 0 | 0 | 0 | 0
DemandResponse | 0 | 0 | 0 | 0 | 0 | 0
IGCC-CCS | 0 | 0 | 0 | 0 | 0 | 0
WT_off | 0 | 0 | 0 | 0 | 468 | 0
PseudoUnit | 0 | 0 | 0 | 0 | 0 | 0
FixedInterchange | 0 | 0 | 0 | 0 | 0 | 0
Retirements of Capacity by Reporting Type: NonRTO_Midwest
ReportingType | 2015 | 2020 | 2025 | 2030 | 2035 | 2040
BM | 0 | 0 | 0 | 0 | 0 | 0
CC | 0 | 0 | 0 | 0 | 0 | 0
CSP | 0 | 0 | 0 | 0 | 0 | 0
CT | 0 | 0 | 0 | 0 | 0 | 0
Coal | 1789.65 | 0 | 0 | 0 | 0 | 0
Geo | 0 | 0 | 0 | 0 | 0 | 0
H | 0 | 0 | 0 | 0 | 0 | 0
LFG | 0 | 0 | 0 | 0 | 0 | 0
Nuc | 0 | 0 | 0 | 0 | 0 | 0
PS | 0 | 0 | 0 | 0 | 0 | 0
PV | 0 | 0 | 0 | 0 | 0 | 0
PeakG | 0 | 0 | 0 | 0 | 0 | 0
PeakO | 0 | 0 | 0 | 0 | 0 | 0
ST | 0 | 0 | 0 | 0 | 0 | 0
STOG | 0 | 0 | 0 | 0 | 0 | 0
STWD | 0 | 0 | 0 | 0 | 0 | 0
WT | 0 | 0 | 0 | 0 | 0 | 0
IGCC | 0 | 0 | 0 | 0 | 0 | 0
DemandResponse | 0 | 0 | 0 | 0 | 0 | 0
IGCC-CCS | 0 | 0 | 0 | 0 | 0 | 0
WT_off | 0 | 0 | 0 | 0 | 0 | 0
PseudoUnit | 0 | 0 | 0 | 0 | 0 | 0
FixedInterchange | 0 | 0 | 0 | 0 | 0 | 0
Retirements of Capacity by Reporting Type: NYISO_A-F
ReportingType | 2015 | 2020 | 2025 | 2030 | 2035 | 2040
BM | 0 | 0 | 0 | 0 | 0 | 0
CC | 0 | 0 | 0 | 0 | 0 | 0
CSP | 0 | 0 | 0 | 0 | 0 | 0
CT | 0 | 0 | 0 | 0 | 0 | 0
Coal | 2251.9 | 0 | 0 | 0 | 0 | 0
Geo | 0 | 0 | 0 | 0 | 0 | 0
H | 0 | 0 | 0 | 0 | 0 | 0
LFG | 0 | 0 | 0 | 0 | 0 | 0
Nuc | 0 | 0 | 0 | 621.2 | 580.5 | 852.2
PS | 0 | 0 | 0 | 0 | 0 | 0
PV | 0 | 0 | 0 | 0 | 0 | 0
PeakG | 0 | 0 | 0 | 0 | 0 | 0
PeakO | 0 | 0 | 0 | 0 | 0 | 0
ST | 0 | 0 | 0 | 0 | 0 | 0
STOG | 1701 | 0 | 0 | 0 | 0 | 0
STWD | 0 | 0 | 0 | 0 | 0 | 0
WT | 0 | 0 | 0 | 0 | 1828.3 | 517.8
IGCC | 0 | 0 | 0 | 0 | 0 | 0
DemandResponse | 0 | 0 | 0 | 0 | 0 | 0
IGCC-CCS | 0 | 0 | 0 | 0 | 0 | 0
WT_off | 0 | 0 | 0 | 0 | 0 | 0
PseudoUnit | 0 | 0 | 0 | 0 | 0 | 0
FixedInterchange | 0 | 0 | 0 | 0 | 0 | 0
Retirements of Capacity by Reporting Type: NYISO_G-I
ReportingType | 2015 | 2020 | 2025 | 2030 | 2035 | 2040
BM | 0 | 0 | 0 | 0 | 0 | 0
CC | 0 | 0 | 0 | 0 | 0 | 0
CSP | 0 | 0 | 0 | 0 | 0 | 0
CT | 0 | 0 | 0 | 0 | 0 | 0
Coal | 368.2 | 0 | 0 | 0 | 0 | 0
Geo | 0 | 0 | 0 | 0 | 0 | 0
H | 0 | 0 | 0 | 0 | 0 | 0
LFG | 0 | 0 | 0 | 0 | 0 | 0
Nuc | 0 | 0 | 0 | 0 | 1019.6 | 1025
PS | 0 | 0 | 0 | 0 | 0 | 0
PV | 0 | 0 | 0 | 0 | 0 | 0
PeakG | 0 | 0 | 0 | 0 | 0 | 0
PeakO | 0 | 0 | 0 | 0 | 0 | 0
ST | 0 | 0 | 0 | 0 | 0 | 0
STOG | 2431 | 0 | 0 | 0 | 0 | 0
STWD | 0 | 0 | 0 | 0 | 0 | 0
WT | 0 | 0 | 0 | 0 | 0 | 0
IGCC | 0 | 0 | 0 | 0 | 0 | 0
DemandResponse | 0 | 0 | 0 | 0 | 0 | 0
IGCC-CCS | 0 | 0 | 0 | 0 | 0 | 0
WT_off | 0 | 0 | 0 | 0 | 0 | 0
PseudoUnit | 0 | 0 | 0 | 0 | 0 | 0
FixedInterchange | 0 | 0 | 0 | 0 | 0 | 0
Retirements of Capacity by Reporting Type: NYISO_J-K
ReportingType | 2015 | 2020 | 2025 | 2030 | 2035 | 2040
BM | 0 | 0 | 0 | 0 | 0 | 0
CC | 0 | 0 | 0 | 0 | 0 | 0
CSP | 0 | 0 | 0 | 0 | 0 | 0
CT | 0 | 0 | 0 | 0 | 0 | 0
Coal | 0 | 0 | 0 | 0 | 0 | 0
Geo | 0 | 0 | 0 | 0 | 0 | 0
H | 0 | 0 | 0 | 0 | 0 | 0
LFG | 0 | 0 | 0 | 0 | 0 | 0
Nuc | 0 | 0 | 0 | 0 | 0 | 0
PS | 0 | 0 | 0 | 0 | 0 | 0
PV | 0 | 0 | 0 | 0 | 32 | 0
PeakG | 0 | 0 | 0 | 0 | 0 | 0
PeakO | 0 | 0 | 0 | 0 | 0 | 0
ST | 0 | 0 | 0 | 0 | 0 | 0
STOG | 2425.28 | 0 | 0 | 0 | 0 | 0
STWD | 0 | 0 | 0 | 0 | 0 | 0
WT | 0 | 0 | 0 | 0 | 0 | 0
IGCC | 0 | 0 | 0 | 0 | 0 | 0
DemandResponse | 0 | 0 | 0 | 0 | 0 | 0
IGCC-CCS | 0 | 0 | 0 | 0 | 0 | 0
WT_off | 0 | 0 | 0 | 0 | 0 | 0
PseudoUnit | 0 | 0 | 0 | 0 | 0 | 0
FixedInterchange | 0 | 0 | 0 | 0 | 0 | 0
Retirements of Capacity by Reporting Type: PJM_E
ReportingType | 2015 | 2020 | 2025 | 2030 | 2035 | 2040
BM | 0 | 0 | 0 | 0 | 0 | 0
CC | 0 | 0 | 0 | 0 | 0 | 0
CSP | 0 | 0 | 0 | 0 | 0 | 0
CT | 0 | 0 | 0 | 0 | 0 | 0
Coal | 3285 | 568 | 0 | 0 | 0 | 0
Geo | 0 | 0 | 0 | 0 | 0 | 0
H | 0 | 0 | 0 | 0 | 0 | 0
LFG | 0 | 0 | 0 | 0 | 0 | 0
Nuc | 0 | 614.5 | 0 | 0 | 2224 | 1174
PS | 0 | 0 | 0 | 0 | 0 | 0
PV | 0 | 0 | 0 | 0 | 0 | 0
PeakG | 268.5 | 0 | 0 | 0 | 0 | 0
PeakO | 2.7 | 0 | 0 | 0 | 0 | 0
ST | 0 | 0 | 0 | 0 | 0 | 0
STOG | 1255.88 | 0 | 0 | 0 | 0 | 0
STWD | 0 | 0 | 0 | 0 | 0 | 0
WT | 0 | 0 | 0 | 0 | 0 | 0
IGCC | 0 | 0 | 0 | 0 | 0 | 0
DemandResponse | 0 | 0 | 0 | 0 | 0 | 0
IGCC-CCS | 0 | 0 | 0 | 0 | 0 | 0
WT_off | 0 | 0 | 0 | 0 | 0 | 0
PseudoUnit | 0 | 0 | 0 | 0 | 0 | 0
FixedInterchange | 0 | 0 | 0 | 0 | 0 | 0
Retirements of Capacity by Reporting Type: PJM_ROM
ReportingType | 2015 | 2020 | 2025 | 2030 | 2035 | 2040
BM | 0 | 0 | 0 | 0 | 0 | 0
CC | 0 | 0 | 0 | 0 | 0 | 0
CSP | 0 | 0 | 0 | 0 | 0 | 0
CT | 0 | 0 | 0 | 0 | 0 | 0
Coal | 9289.5 | 1234 | 0 | 0 | 0 | 0
Geo | 0 | 0 | 0 | 0 | 0 | 0
H | 0 | 0 | 0 | 0 | 0 | 0
LFG | 0 | 0 | 0 | 0 | 0 | 0
Nuc | 0 | 0 | 0 | 0 | 1732 | 899
PS | 0 | 0 | 0 | 0 | 0 | 0
PV | 0 | 0 | 0 | 0 | 0 | 0
PeakG | 0 | 0 | 0 | 0 | 0 | 0
PeakO | 270 | 0 | 0 | 0 | 0 | 0
ST | 0 | 0 | 0 | 0 | 0 | 0
STOG | 580 | 0 | 0 | 0 | 0 | 0
STWD | 0 | 0 | 0 | 0 | 0 | 0
WT | 0 | 0 | 0 | 0 | 0 | 0
IGCC | 0 | 0 | 0 | 0 | 0 | 0
DemandResponse | 0 | 0 | 0 | 0 | 0 | 0
IGCC-CCS | 0 | 0 | 0 | 0 | 0 | 0
WT_off | 0 | 0 | 0 | 0 | 0 | 0
PseudoUnit | 0 | 0 | 0 | 0 | 0 | 0
FixedInterchange | 0 | 0 | 0 | 0 | 0 | 0
Retirements of Capacity by Reporting Type: PJM_ROR
ReportingType | 2015 | 2020 | 2025 | 2030 | 2035 | 2040
BM | 0 | 0 | 0 | 0 | 0 | 0
CC | 0 | 0 | 0 | 0 | 0 | 0
CSP | 0 | 0 | 0 | 0 | 0 | 0
CT | 0 | 0 | 0 | 0 | 0 | 0
Coal | 12621.21 | 12020.19 | 0 | 0 | 0 | 0
Geo | 0 | 0 | 0 | 0 | 0 | 0
H | 0 | 0 | 0 | 0 | 0 | 0
LFG | 0 | 0 | 0 | 0 | 0 | 0
Nuc | 0 | 0 | 0 | 867 | 4275 | 4883.16
PS | 0 | 0 | 0 | 0 | 0 | 0
PV | 0 | 0 | 0 | 0 | 0 | 0
PeakG | 0 | 0 | 0 | 0 | 0 | 0
PeakO | 19 | 0 | 0 | 0 | 0 | 0
ST | 0 | 0 | 0 | 0 | 0 | 0
STOG | 35 | 0 | 0 | 0 | 0 | 0
STWD | 0 | 0 | 0 | 0 | 0 | 0
WT | 0 | 0 | 0 | 0 | 0 | 0
IGCC | 0 | 0 | 0 | 0 | 0 | 0
DemandResponse | 0 | 0 | 0 | 0 | 0 | 0
IGCC-CCS | 0 | 0 | 0 | 0 | 0 | 0
WT_off | 0 | 0 | 0 | 0 | 0 | 0
PseudoUnit | 0 | 0 | 0 | 0 | 0 | 0
FixedInterchange | 0 | 0 | 0 | 0 | 0 | 0
Retirements of Capacity by Reporting Type: SOCO
ReportingType | 2015 | 2020 | 2025 | 2030 | 2035 | 2040
BM | 0 | 0 | 0 | 0 | 0 | 0
CC | 132.55 | 0 | 53.45 | 0 | 0 | 0
CSP | 0 | 0 | 0 | 0 | 0 | 0
CT | 0 | 0 | 0 | 0 | 0 | 0
Coal | 10403.57 | 1089.43 | 0 | 0 | 0 | 0
Geo | 0 | 0 | 0 | 0 | 0 | 0
H | 0 | 0 | 0 | 0 | 0 | 0
LFG | 0 | 0 | 0 | 0 | 0 | 0
Nuc | 0 | 0 | 0 | 0 | 0 | 2645.05
PS | 0 | 0 | 0 | 0 | 0 | 0
PV | 0 | 0 | 0 | 0 | 0 | 0
PeakG | 210 | 0 | 4604.04 | 0 | 0 | 0
PeakO | 1139 | 0 | 0 | 0 | 0 | 0
ST | 0 | 0 | 0 | 0 | 0 | 0
STOG | 854 | 0 | 0 | 0 | 0 | 0
STWD | 0 | 0 | 0 | 0 | 0 | 0
WT | 0 | 0 | 0 | 0 | 0 | 0
IGCC | 0 | 0 | 0 | 0 | 0 | 0
DemandResponse | 0 | 0 | 0 | 0 | 0 | 0
IGCC-CCS | 0 | 0 | 0 | 0 | 0 | 0
WT_off | 0 | 0 | 0 | 0 | 0 | 0
PseudoUnit | 0 | 0 | 0 | 0 | 0 | 0
FixedInterchange | 0 | 0 | 0 | 0 | 0 | 0
Retirements of Capacity by Reporting Type: SPP_N
ReportingType | 2015 | 2020 | 2025 | 2030 | 2035 | 2040
BM | 0 | 0 | 0 | 0 | 0 | 0
CC | 0 | 0 | 0 | 0 | 0 | 0
CSP | 0 | 0 | 0 | 0 | 0 | 0
CT | 0 | 0 | 0 | 0 | 0 | 0
Coal | 0 | 374.9 | 338.16 | 0 | 0 | 0
Geo | 0 | 0 | 0 | 0 | 0 | 0
H | 0 | 0 | 0 | 0 | 0 | 0
LFG | 0 | 0 | 0 | 0 | 0 | 0
Nuc | 0 | 0 | 0 | 0 | 0 | 0
PS | 0 | 0 | 0 | 0 | 0 | 0
PV | 0 | 0 | 0 | 0 | 0 | 0
PeakG | 0 | 0 | 0 | 0 | 0 | 0
PeakO | 0 | 0 | 0 | 0 | 0 | 0
ST | 0 | 0 | 0 | 0 | 0 | 0
STOG | 54 | 0 | 0 | 0 | 0 | 0
STWD | 0 | 0 | 0 | 0 | 0 | 0
WT | 0 | 0 | 0 | 0 | 0 | 0
IGCC | 0 | 0 | 0 | 0 | 0 | 0
DemandResponse | 0 | 0 | 0 | 0 | 0 | 0
IGCC-CCS | 0 | 0 | 0 | 0 | 0 | 0
WT_off | 0 | 0 | 0 | 0 | 0 | 0
PseudoUnit | 0 | 0 | 0 | 0 | 0 | 0
FixedInterchange | 0 | 0 | 0 | 0 | 0 | 0
Retirements of Capacity by Reporting Type: SPP_S
ReportingType | 2015 | 2020 | 2025 | 2030 | 2035 | 2040
BM | 0 | 0 | 0 | 0 | 0 | 0
CC | 0 | 0 | 0 | 0 | 0 | 0
CSP | 0 | 0 | 0 | 0 | 0 | 0
CT | 0 | 0 | 0 | 0 | 0 | 0
Coal | 1058 | 0 | 528 | 0 | 0 | 0
Geo | 0 | 0 | 0 | 0 | 0 | 0
H | 0 | 0 | 0 | 0 | 0 | 0
LFG | 0 | 0 | 0 | 0 | 0 | 0
Nuc | 0 | 0 | 0 | 0 | 0 | 0
PS | 0 | 0 | 0 | 0 | 0 | 0
PV | 0 | 0 | 0 | 0 | 0 | 0
PeakG | 0 | 0 | 0 | 0 | 0 | 0
PeakO | 0 | 0 | 0 | 0 | 0 | 0
ST | 0 | 0 | 0 | 0 | 0 | 0
STOG | 1736.62 | 0 | 0 | 0 | 0 | 0
STWD | 0 | 0 | 0 | 0 | 0 | 0
WT | 0 | 0 | 0 | 0 | 0 | 0
IGCC | 0 | 0 | 0 | 0 | 0 | 0
DemandResponse | 0 | 0 | 0 | 0 | 0 | 0
IGCC-CCS | 0 | 0 | 0 | 0 | 0 | 0
WT_off | 0 | 0 | 0 | 0 | 0 | 0
PseudoUnit | 0 | 0 | 0 | 0 | 0 | 0
FixedInterchange | 0 | 0 | 0 | 0 | 0 | 0
Retirements of Capacity by Reporting Type: TVA
ReportingType | 2015 | 2020 | 2025 | 2030 | 2035 | 2040
BM | 0 | 0 | 0 | 0 | 0 | 0
CC | 0 | 0 | 0 | 0 | 0 | 0
CSP | 0 | 0 | 0 | 0 | 0 | 0
CT | 0 | 0 | 0 | 0 | 0 | 0
Coal | 3610.95 | 2169.3 | 183.94 | 0 | 0 | 0
Geo | 0 | 0 | 0 | 0 | 0 | 0
H | 0 | 0 | 0 | 0 | 0 | 0
LFG | 0 | 0 | 0 | 0 | 0 | 0
Nuc | 0 | 0 | 0 | 0 | 2512.33 | 1278.67
PS | 0 | 0 | 0 | 0 | 0 | 0
PV | 0 | 0 | 0 | 0 | 0 | 0
PeakG | 0 | 0 | 0 | 0 | 0 | 0
PeakO | 0 | 0 | 0 | 0 | 0 | 0
ST | 0 | 0 | 0 | 0 | 0 | 0
STOG | 0 | 0 | 0 | 0 | 0 | 0
STWD | 0 | 0 | 0 | 0 | 0 | 0
WT | 0 | 0 | 0 | 0 | 0 | 0
IGCC | 0 | 0 | 0 | 0 | 0 | 0
DemandResponse | 0 | 0 | 0 | 0 | 0 | 0
IGCC-CCS | 0 | 0 | 0 | 0 | 0 | 0
WT_off | 0 | 0 | 0 | 0 | 0 | 0
PseudoUnit | 0 | 0 | 0 | 0 | 0 | 0
FixedInterchange | 0 | 0 | 0 | 0 | 0 | 0
Retirements of Capacity by Reporting Type: TVA_Transmission
ReportingType | 2015 | 2020 | 2025 | 2030 | 2035 | 2040
BM | 0 | 0 | 0 | 0 | 0 | 0
CC | 0 | 0 | 0 | 0 | 0 | 0
CSP | 0 | 0 | 0 | 0 | 0 | 0
CT | 0 | 0 | 0 | 0 | 0 | 0
Coal | 0 | 0 | 0 | 0 | 0 | 0
Geo | 0 | 0 | 0 | 0 | 0 | 0
H | 0 | 0 | 0 | 0 | 0 | 0
LFG | 0 | 0 | 0 | 0 | 0 | 0
Nuc | 0 | 0 | 0 | 0 | 0 | 0
PS | 0 | 0 | 0 | 0 | 0 | 0
PV | 0 | 0 | 0 | 0 | 0 | 0
PeakG | 0 | 0 | 0 | 0 | 0 | 0
PeakO | 0 | 0 | 0 | 0 | 0 | 0
ST | 0 | 0 | 0 | 0 | 0 | 0
STOG | 0 | 0 | 0 | 0 | 0 | 0
STWD | 0 | 0 | 0 | 0 | 0 | 0
WT | 0 | 0 | 0 | 0 | 0 | 0
IGCC | 0 | 0 | 0 | 0 | 0 | 0
DemandResponse | 0 | 0 | 0 | 0 | 0 | 0
IGCC-CCS | 0 | 0 | 0 | 0 | 0 | 0
WT_off | 0 | 0 | 0 | 0 | 0 | 0
PseudoUnit | 0 | 0 | 0 | 0 | 0 | 0
FixedInterchange | 0 | 0 | 0 | 0 | 0 | 0
Retirements of Capacity by Reporting Type: VACAR
ReportingType | 2015 | 2020 | 2025 | 2030 | 2035 | 2040
BM | 0 | 0 | 0 | 0 | 0 | 0
CC | 0 | 0 | 0 | 0 | 0 | 0
CSP | 0 | 0 | 0 | 0 | 0 | 0
CT | 0 | 0 | 0 | 0 | 0 | 0
Coal | 2954 | 5883.04 | 2238.31 | 0 | 0 | 0
Geo | 0 | 0 | 0 | 0 | 0 | 0
H | 0 | 0 | 0 | 0 | 0 | 0
LFG | 0 | 0 | 0 | 0 | 0 | 0
Nuc | 0 | 0 | 0 | 0 | 3248 | 1858
PS | 0 | 0 | 0 | 0 | 0 | 0
PV | 0 | 0 | 0 | 0 | 0 | 0
PeakG | 0 | 0 | 0 | 0 | 0 | 0
PeakO | 0 | 0 | 0 | 0 | 0 | 0
ST | 0 | 0 | 0 | 0 | 0 | 0
STOG | 0 | 0 | 0 | 0 | 0 | 0
STWD | 0 | 0 | 0 | 0 | 0 | 0
WT | 0 | 0 | 0 | 0 | 0 | 0
IGCC | 0 | 0 | 0 | 0 | 0 | 0
DemandResponse | 0 | 0 | 0 | 0 | 0 | 0
IGCC-CCS | 0 | 0 | 0 | 0 | 0 | 0
WT_off | 0 | 0 | 0 | 0 | 0 | 0
PseudoUnit | 0 | 0 | 0 | 0 | 0 | 0
FixedInterchange | 0 | 0 | 0 | 0 | 0 | 0
Retirements of Capacity by Reporting Type: IESO
ReportingType | 2015 | 2020 | 2025 | 2030 | 2035 | 2040
BM | 0 | 0 | 0 | 0 | 0 | 0
CC | 3107.3 | 0 | 0 | 0 | 0 | 0
CSP | 0 | 0 | 0 | 0 | 0 | 0
CT | 0 | 0 | 0 | 0 | 0 | 0
Coal | 6416 | 0 | 0 | 0 | 0 | 0
Geo | 0 | 0 | 0 | 0 | 0 | 0
H | 0 | 0 | 0 | 0 | 0 | 0
LFG | 0 | 0 | 0 | 0 | 0 | 0
Nuc | 0 | 0 | 0 | 0 | 1030 | 1540
PS | 0 | 0 | 0 | 0 | 0 | 0
PV | 0 | 0 | 0 | 0 | 1067.26 | 0
PeakG | 0 | 0 | 0 | 0 | 0 | 0
PeakO | 145.65 | 0 | 0 | 0 | 0 | 0
ST | 0 | 0 | 0 | 0 | 0 | 0
STOG | 2126 | 0 | 0 | 0 | 0 | 0
STWD | 139 | 0 | 0 | 0 | 0 | 0
WT | 0 | 0 | 0 | 0 | 2105.9 | 0
IGCC | 0 | 0 | 0 | 0 | 0 | 0
DemandResponse | 0 | 0 | 0 | 0 | 0 | 0
IGCC-CCS | 0 | 0 | 0 | 0 | 0 | 0
WT_off | 0 | 0 | 0 | 0 | 0 | 0
PseudoUnit | 0 | 0 | 0 | 0 | 0 | 0
FixedInterchange | 0 | 0 | 0 | 0 | 0 | 0
Retirements of Capacity by Reporting Type: MAPP_CA
ReportingType | 2015 | 2020 | 2025 | 2030 | 2035 | 2040
BM | 0 | 0 | 0 | 0 | 0 | 0
CC | 0 | 0 | 0 | 731 | 0 | 0
CSP | 0 | 0 | 0 | 0 | 0 | 0
CT | 0 | 0 | 0 | 0 | 35 | 0
Coal | 110.01 | 0 | 1635.89 | 0 | 0 | 0
Geo | 0 | 0 | 0 | 0 | 0 | 0
H | 0 | 0 | 0 | 0 | 0 | 0
LFG | 0 | 0 | 0 | 0 | 0 | 0
Nuc | 0 | 0 | 0 | 0 | 0 | 0
PS | 0 | 0 | 0 | 0 | 0 | 0
PV | 0 | 0 | 0 | 0 | 0 | 0
PeakG | 0 | 0 | 0 | 0 | 0 | 0
PeakO | 0 | 0 | 0 | 0 | 0 | 0
ST | 0 | 0 | 0 | 0 | 0 | 0
STOG | 0 | 0 | 0 | 126 | 0 | 0
STWD | 0 | 0 | 0 | 0 | 0 | 0
WT | 0 | 0 | 0 | 0 | 0 | 0
IGCC | 0 | 0 | 0 | 0 | 0 | 0
DemandResponse | 0 | 0 | 0 | 0 | 0 | 0
IGCC-CCS | 0 | 0 | 0 | 0 | 0 | 0
WT_off | 0 | 0 | 0 | 0 | 0 | 0
PseudoUnit | 0 | 0 | 0 | 0 | 0 | 0
FixedInterchange | 0 | 0 | 0 | 0 | 0 | 0
Retirements of Capacity by Reporting Type: AZ_NM_SNV_Coal
ReportingType | 2015 | 2020 | 2025 | 2030 | 2035 | 2040
BM | 0 | 0 | 0 | 0 | 0 | 0
CC | 0 | 0 | 0 | 0 | 0 | 0
CSP | 0 | 0 | 0 | 0 | 0 | 0
CT | 0 | 0 | 0 | 0 | 0 | 0
Coal | 0 | 0 | 0 | 0 | 0 | 0
Geo | 0 | 0 | 0 | 0 | 0 | 0
H | 0 | 0 | 0 | 0 | 0 | 0
LFG | 0 | 0 | 0 | 0 | 0 | 0
Nuc | 0 | 0 | 0 | 0 | 0 | 0
PS | 0 | 0 | 0 | 0 | 0 | 0
PV | 0 | 0 | 0 | 0 | 0 | 0
PeakG | 0 | 0 | 0 | 0 | 0 | 0
PeakO | 200 | 0 | 0 | 0 | 0 | 0
ST | 0 | 0 | 0 | 0 | 0 | 0
STOG | 0 | 0 | 0 | 0 | 0 | 0
STWD | 0 | 0 | 0 | 0 | 0 | 0
WT | 0 | 0 | 0 | 0 | 0 | 0
IGCC | 0 | 0 | 0 | 0 | 0 | 0
DemandResponse | 0 | 0 | 0 | 0 | 0 | 0
IGCC-CCS | 0 | 0 | 0 | 0 | 0 | 0
WT_off | 0 | 0 | 0 | 0 | 0 | 0
PseudoUnit | 0 | 0 | 0 | 0 | 0 | 0
FixedInterchange | 0 | 0 | 0 | 0 | 0 | 0
Retirements of Capacity by Reporting Type: AZ_NM_SNV_Gas
ReportingType | 2015 | 2020 | 2025 | 2030 | 2035 | 2040
BM | 0 | 0 | 0 | 0 | 0 | 0
CC | 1095 | 0 | 0 | 0 | 0 | 0
CSP | 0 | 0 | 0 | 0 | 0 | 0
CT | 0 | 0 | 0 | 0 | 736 | 0
Coal | 0 | 0 | 0 | 0 | 0 | 0
Geo | 0 | 0 | 0 | 0 | 0 | 0
H | 0 | 0 | 0 | 0 | 0 | 0
LFG | 0 | 0 | 0 | 0 | 0 | 0
Nuc | 0 | 0 | 0 | 0 | 0 | 0
PS | 0 | 0 | 0 | 0 | 0 | 0
PV | 0 | 0 | 0 | 0 | 0 | 0
PeakG | 1830.61 | 0 | 0 | 0 | 0 | 1829.39
PeakO | 0 | 0 | 0 | 0 | 0 | 0
ST | 0 | 0 | 0 | 0 | 0 | 0
STOG | 2064 | 0 | 0 | 0 | 0 | 0
STWD | 0 | 0 | 0 | 0 | 0 | 0
WT | 0 | 0 | 0 | 0 | 0 | 0
IGCC | 0 | 0 | 0 | 0 | 0 | 0
DemandResponse | 0 | 0 | 0 | 0 | 0 | 0
IGCC-CCS | 0 | 0 | 0 | 0 | 0 | 0
WT_off | 0 | 0 | 0 | 0 | 0 | 0
PseudoUnit | 0 | 0 | 0 | 0 | 0 | 0
FixedInterchange | 0 | 0 | 0 | 0 | 0 | 0
Retirements of Capacity by Reporting Type: AZ_NM_SNV_NucRenew
ReportingType | 2015 | 2020 | 2025 | 2030 | 2035 | 2040
BM | 0 | 0 | 0 | 0 | 0 | 0
CC | 0 | 0 | 0 | 0 | 0 | 0
CSP | 65 | 0 | 0 | 0 | 0 | 0
CT | 0 | 0 | 0 | 0 | 0 | 0
Coal | 0 | 0 | 0 | 0 | 0 | 0
Geo | 0 | 0 | 0 | 0 | 0 | 0
H | 0 | 0 | 0 | 0 | 0 | 0
LFG | 0 | 0 | 0 | 0 | 0 | 0
Nuc | 0 | 0 | 0 | 0 | 0 | 0
PS | 0 | 0 | 0 | 0 | 0 | 0
PV | 0 | 0 | 0 | 0 | 0 | 0
PeakG | 0 | 0 | 0 | 0 | 0 | 0
PeakO | 0 | 0 | 0 | 0 | 0 | 0
ST | 0 | 0 | 0 | 0 | 0 | 0
STOG | 0 | 0 | 0 | 0 | 0 | 0
STWD | 0 | 0 | 0 | 0 | 0 | 0
WT | 0 | 0 | 0 | 0 | 0 | 0
IGCC | 0 | 0 | 0 | 0 | 0 | 0
DemandResponse | 0 | 0 | 0 | 0 | 0 | 0
IGCC-CCS | 0 | 0 | 0 | 0 | 0 | 0
WT_off | 0 | 0 | 0 | 0 | 0 | 0
PseudoUnit | 0 | 0 | 0 | 0 | 0 | 0
FixedInterchange | 0 | 0 | 0 | 0 | 0 | 0
Retirements of Capacity by Reporting Type: ERCOT
ReportingType | 2015 | 2020 | 2025 | 2030 | 2035 | 2040
BM | 0 | 0 | 0 | 0 | 0 | 0
CC | 0 | 0 | 0 | 0 | 0 | 0
CSP | 0 | 0 | 0 | 0 | 0 | 0
CT | 0 | 0 | 0 | 0 | 0 | 0
Coal | 1496.48 | 0 | 0 | 0 | 0 | 0
Geo | 0 | 0 | 0 | 0 | 0 | 0
H | 0 | 0 | 0 | 0 | 0 | 0
LFG | 0 | 0 | 0 | 0 | 0 | 0
Nuc | 0 | 0 | 0 | 0 | 0 | 0
PS | 0 | 0 | 0 | 0 | 0 | 0
PV | 0 | 0 | 0 | 0 | 14 | 0
PeakG | 0 | 0 | 0 | 0 | 0 | 0
PeakO | 0 | 0 | 0 | 0 | 0 | 0
ST | 0 | 0 | 0 | 0 | 0 | 0
STOG | 1360.82 | 0 | 0 | 0 | 0 | 0
STWD | 0 | 0 | 0 | 0 | 0 | 0
WT | 0 | 0 | 0 | 0 | 0 | 0
IGCC | 0 | 0 | 0 | 0 | 0 | 0
DemandResponse | 0 | 0 | 0 | 0 | 0 | 0
IGCC-CCS | 0 | 0 | 0 | 0 | 0 | 0
WT_off | 0 | 0 | 0 | 0 | 0 | 0
PseudoUnit | 0 | 0 | 0 | 0 | 0 | 0
FixedInterchange | 0 | 0 | 0 | 0 | 0 | 0
Retirements of Capacity by Reporting Type: NP15
ReportingType | 2015 | 2020 | 2025 | 2030 | 2035 | 2040
BM | 0 | 0 | 0 | 0 | 0 | 0
CC | 0 | 0 | 0 | 0 | 0 | 0
CSP | 0 | 0 | 0 | 0 | 0 | 0
CT | 0 | 0 | 0 | 0 | 0 | 0
Coal | 163.7 | 28.2 | 0 | 0 | 0 | 0
Geo | 0 | 0 | 0 | 0 | 0 | 0
H | 0 | 0 | 0 | 0 | 0 | 0
LFG | 0 | 0 | 0 | 0 | 0 | 0
Nuc | 0 | 0 | 0 | 0 | 0 | 0
PS | 0 | 0 | 0 | 0 | 0 | 0
PV | 0 | 0 | 0 | 0 | 6.5 | 0
PeakG | 0 | 0 | 0 | 0 | 0 | 0
PeakO | 156 | 0 | 0 | 0 | 0 | 0
ST | 0 | 0 | 0 | 0 | 0 | 0
STOG | 1046.4 | 0 | 0 | 0 | 0 | 0
STWD | 0 | 0 | 0 | 0 | 0 | 0
WT | 0 | 0 | 0 | 0 | 0 | 0
IGCC | 0 | 0 | 0 | 0 | 0 | 0
DemandResponse | 0 | 0 | 0 | 0 | 0 | 0
IGCC-CCS | 0 | 0 | 0 | 0 | 0 | 0
WT_off | 0 | 0 | 0 | 0 | 0 | 0
PseudoUnit | 0 | 0 | 0 | 0 | 0 | 0
FixedInterchange | 0 | 0 | 0 | 0 | 0 | 0
Retirements of Capacity by Reporting Type: NWPP_Coal
ReportingType | 2015 | 2020 | 2025 | 2030 | 2035 | 2040
BM | 0 | 0 | 0 | 0 | 0 | 0
CC | 0 | 0 | 0 | 0 | 0 | 0
CSP | 0 | 0 | 0 | 0 | 0 | 0
CT | 0 | 0 | 0 | 0 | 0 | 0
Coal | 685.88 | 0 | 0 | 0 | 0 | 0
Geo | 0 | 0 | 0 | 0 | 0 | 0
H | 0 | 0 | 0 | 0 | 0 | 0
LFG | 0 | 0 | 0 | 0 | 0 | 0
Nuc | 0 | 0 | 0 | 0 | 0 | 0
PS | 0 | 0 | 0 | 0 | 0 | 0
PV | 0 | 0 | 0 | 0 | 0 | 0
PeakG | 0 | 0 | 0 | 0 | 0 | 0
PeakO | 183 | 0 | 0 | 0 | 0 | 0
ST | 0 | 0 | 0 | 0 | 0 | 0
STOG | 0 | 0 | 0 | 0 | 0 | 0
STWD | 0 | 0 | 0 | 0 | 0 | 0
WT | 0 | 0 | 0 | 0 | 0 | 0
IGCC | 0 | 0 | 0 | 0 | 0 | 0
DemandResponse | 0 | 0 | 0 | 0 | 0 | 0
IGCC-CCS | 0 | 0 | 0 | 0 | 0 | 0
WT_off | 0 | 0 | 0 | 0 | 0 | 0
PseudoUnit | 0 | 0 | 0 | 0 | 0 | 0
FixedInterchange | 0 | 0 | 0 | 0 | 0 | 0
Retirements of Capacity by Reporting Type: NWPP_Gas
ReportingType | 2015 | 2020 | 2025 | 2030 | 2035 | 2040
BM | 0 | 0 | 0 | 0 | 0 | 0
CC | 1678 | 0 | 0 | 0 | 0 | 0
CSP | 0 | 0 | 0 | 0 | 0 | 0
CT | 0 | 0 | 0 | 0 | 150 | 0
Coal | 0 | 0 | 0 | 0 | 0 | 0
Geo | 0 | 0 | 0 | 0 | 0 | 0
H | 0 | 0 | 0 | 0 | 0 | 0
LFG | 0 | 0 | 0 | 0 | 0 | 0
Nuc | 0 | 0 | 0 | 0 | 0 | 0
PS | 0 | 0 | 0 | 0 | 0 | 0
PV | 0 | 0 | 0 | 0 | 0 | 0
PeakG | 2623 | 0 | 0 | 0 | 0 | 0
PeakO | 0 | 0 | 0 | 0 | 0 | 0
ST | 0 | 0 | 0 | 0 | 0 | 0
STOG | 786 | 0 | 0 | 0 | 0 | 0
STWD | 0 | 0 | 0 | 0 | 0 | 0
WT | 0 | 0 | 0 | 0 | 0 | 0
IGCC | 0 | 0 | 0 | 0 | 0 | 0
DemandResponse | 0 | 0 | 0 | 0 | 0 | 0
IGCC-CCS | 0 | 0 | 0 | 0 | 0 | 0
WT_off | 0 | 0 | 0 | 0 | 0 | 0
PseudoUnit | 0 | 0 | 0 | 0 | 0 | 0
FixedInterchange | 0 | 0 | 0 | 0 | 0 | 0
Retirements of Capacity by Reporting Type: NWPP_NucRenew
ReportingType | 2015 | 2020 | 2025 | 2030 | 2035 | 2040
BM | 0 | 0 | 0 | 0 | 0 | 0
CC | 0 | 0 | 0 | 0 | 0 | 0
CSP | 0 | 0 | 0 | 0 | 0 | 0
CT | 0 | 0 | 0 | 0 | 0 | 0
Coal | 0 | 0 | 0 | 0 | 0 | 0
Geo | 4.8 | 0 | 0 | 0 | 0 | 0
H | 0 | 0 | 0 | 0 | 0 | 0
LFG | 0 | 0 | 0 | 0 | 0 | 0
Nuc | 0 | 0 | 0 | 0 | 0 | 0
PS | 0 | 0 | 0 | 0 | 0 | 0
PV | 0 | 0 | 0 | 0 | 0 | 0
PeakG | 0 | 0 | 0 | 0 | 0 | 0
PeakO | 0 | 0 | 0 | 0 | 0 | 0
ST | 0 | 0 | 0 | 0 | 0 | 0
STOG | 0 | 0 | 0 | 0 | 0 | 0
STWD | 181.91 | 0 | 0 | 0 | 0 | 0
WT | 0 | 0 | 0 | 0 | 0 | 0
IGCC | 0 | 0 | 0 | 0 | 0 | 0
DemandResponse | 0 | 0 | 0 | 0 | 0 | 0
IGCC-CCS | 0 | 0 | 0 | 0 | 0 | 0
WT_off | 0 | 0 | 0 | 0 | 0 | 0
PseudoUnit | 0 | 0 | 0 | 0 | 0 | 0
FixedInterchange | 0 | 0 | 0 | 0 | 0 | 0
Retirements of Capacity by Reporting Type: RMPA
ReportingType | 2015 | 2020 | 2025 | 2030 | 2035 | 2040
BM | 0 | 0 | 0 | 0 | 0 | 0
CC | 0 | 0 | 0 | 0 | 0 | 0
CSP | 1 | 0 | 0 | 0 | 0 | 0
CT | 0 | 0 | 0 | 0 | 152 | 0
Coal | 480 | 170.5 | 354.72 | 0 | 0 | 244.28
Geo | 0 | 0 | 0 | 0 | 0 | 0
H | 0 | 0 | 0 | 0 | 0 | 0
LFG | 0 | 0 | 0 | 0 | 0 | 0
Nuc | 0 | 0 | 0 | 0 | 0 | 0
PS | 0 | 0 | 0 | 0 | 0 | 0
PV | 0 | 0 | 0 | 0 | 0 | 0
PeakG | 0 | 0 | 0 | 0 | 0 | 0
PeakO | 0 | 0 | 97.41 | 0 | 0 | 0
ST | 0 | 0 | 0 | 0 | 0 | 0
STOG | 217 | 0 | 0 | 0 | 0 | 0
STWD | 0 | 0 | 0 | 0 | 0 | 0
WT | 0 | 0 | 0 | 0 | 0 | 0
IGCC | 0 | 0 | 0 | 0 | 0 | 0
DemandResponse | 0 | 0 | 0 | 0 | 0 | 0
IGCC-CCS | 0 | 0 | 0 | 0 | 0 | 0
WT_off | 0 | 0 | 0 | 0 | 0 | 0
PseudoUnit | 0 | 0 | 0 | 0 | 0 | 0
FixedInterchange | 0 | 0 | 0 | 0 | 0 | 0
Retirements of Capacity by Reporting Type: SP15
ReportingType | 2015 | 2020 | 2025 | 2030 | 2035 | 2040
BM | 0 | 0 | 0 | 0 | 0 | 0
CC | 0 | 0 | 0 | 0 | 0 | 0
CSP | 409 | 0 | 0 | 0 | 0 | 0
CT | 0 | 0 | 0 | 0 | 0 | 0
Coal | 141.5 | 0 | 0 | 0 | 101.2 | 0
Geo | 0 | 0 | 0 | 0 | 0 | 0
H | 0 | 0 | 0 | 0 | 0 | 0
LFG | 0 | 0 | 0 | 0 | 0 | 0
Nuc | 0 | 0 | 0 | 0 | 0 | 0
PS | 0 | 0 | 0 | 0 | 0 | 0
PV | 0 | 0 | 0 | 0 | 3.8 | 0
PeakG | 44 | 0 | 0 | 0 | 0 | 0
PeakO | 15 | 0 | 0 | 0 | 0 | 0
ST | 0 | 0 | 0 | 0 | 0 | 0
STOG | 958 | 0 | 0 | 0 | 0 | 0
STWD | 0 | 0 | 0 | 0 | 0 | 0
WT | 126.2 | 0 | 0 | 0 | 0 | 0
IGCC | 0 | 0 | 0 | 0 | 0 | 0
DemandResponse | 0 | 0 | 0 | 0 | 0 | 0
IGCC-CCS | 0 | 0 | 0 | 0 | 0 | 0
WT_off | 0 | 0 | 0 | 0 | 0 | 0
PseudoUnit | 0 | 0 | 0 | 0 | 0 | 0
FixedInterchange | 0 | 0 | 0 | 0 | 0 | 0
Retirements of Capacity by Reporting Type: ALB
ReportingType | 2015 | 2020 | 2025 | 2030 | 2035 | 2040
BM | 0 | 0 | 0 | 0 | 0 | 0
CC | 0 | 0 | 0 | 0 | 198.7 | 0
CSP | 0 | 0 | 0 | 0 | 0 | 0
CT | 0 | 0 | 0 | 0 | 201.5 | 0
Coal | 0 | 0 | 0 | 0 | 0 | 0
Geo | 0 | 0 | 0 | 0 | 0 | 0
H | 0 | 0 | 0 | 0 | 0 | 0
LFG | 0 | 0 | 0 | 0 | 0 | 0
Nuc | 0 | 0 | 0 | 0 | 0 | 0
PS | 0 | 0 | 0 | 0 | 0 | 0
PV | 0 | 0 | 0 | 0 | 0 | 0
PeakG | 880.29 | 35.92 | 0 | 0 | 0 | 0
PeakO | 6 | 0 | 0 | 0 | 0 | 0
ST | 0 | 0 | 0 | 0 | 0 | 0
STOG | 186 | 0 | 0 | 0 | 0 | 0
STWD | 174 | 0 | 0 | 0 | 0 | 0
WT | 0 | 0 | 0 | 0 | 0 | 0
IGCC | 0 | 0 | 0 | 0 | 0 | 0
DemandResponse | 0 | 0 | 0 | 0 | 0 | 0
IGCC-CCS | 0 | 0 | 0 | 0 | 0 | 0
WT_off | 0 | 0 | 0 | 0 | 0 | 0
PseudoUnit | 0 | 0 | 0 | 0 | 0 | 0
FixedInterchange | 0 | 0 | 0 | 0 | 0 | 0
Retirements of Capacity by Reporting Type: BC
ReportingType | 2015 | 2020 | 2025 | 2030 | 2035 | 2040
BM | 0 | 0 | 0 | 0 | 0 | 0
CC | 0 | 0 | 0 | 0 | 0 | 0
CSP | 0 | 0 | 0 | 0 | 0 | 0
CT | 0 | 0 | 0 | 0 | 0 | 0
Coal | 0 | 0 | 0 | 0 | 0 | 0
Geo | 0 | 0 | 0 | 0 | 0 | 0
H | 0 | 0 | 0 | 0 | 0 | 0
LFG | 0 | 0 | 0 | 0 | 0 | 0
Nuc | 0 | 0 | 0 | 0 | 0 | 0
PS | 0 | 0 | 0 | 0 | 0 | 0
PV | 0 | 0 | 0 | 0 | 0 | 0
PeakG | 0 | 0 | 0 | 0 | 0 | 0
PeakO | 0 | 0 | 0 | 0 | 0 | 0
ST | 0 | 0 | 0 | 0 | 0 | 0
STOG | 938 | 0 | 0 | 0 | 0 | 0
STWD | 0 | 0 | 0 | 0 | 0 | 0
WT | 0 | 0 | 0 | 0 | 0 | 0
IGCC | 0 | 0 | 0 | 0 | 0 | 0
DemandResponse | 0 | 0 | 0 | 0 | 0 | 0
IGCC-CCS | 0 | 0 | 0 | 0 | 0 | 0
WT_off | 0 | 0 | 0 | 0 | 0 | 0
PseudoUnit | 0 | 0 | 0 | 0 | 0 | 0
FixedInterchange | 0 | 0 | 0 | 0 | 0 | 0
Retirements of Capacity by Reporting Type: HQ_IESO
ReportingType | 2015 | 2020 | 2025 | 2030 | 2035 | 2040
BM | 0 | 0 | 0 | 0 | 0 | 0
CC | 0 | 0 | 0 | 0 | 0 | 0
CSP | 0 | 0 | 0 | 0 | 0 | 0
CT | 0 | 0 | 0 | 0 | 0 | 0
Coal | 0 | 0 | 0 | 0 | 0 | 0
Geo | 0 | 0 | 0 | 0 | 0 | 0
H | 0 | 0 | 0 | 0 | 0 | 0
LFG | 0 | 0 | 0 | 0 | 0 | 0
Nuc | 0 | 0 | 0 | 0 | 0 | 0
PS | 0 | 0 | 0 | 0 | 0 | 0
PV | 0 | 0 | 0 | 0 | 0 | 0
PeakG | 0 | 0 | 0 | 0 | 0 | 0
PeakO | 0 | 0 | 0 | 0 | 0 | 0
ST | 0 | 0 | 0 | 0 | 0 | 0
STOG | 0 | 0 | 0 | 0 | 0 | 0
STWD | 0 | 0 | 0 | 0 | 0 | 0
WT | 0 | 0 | 0 | 0 | 0 | 0
IGCC | 0 | 0 | 0 | 0 | 0 | 0
DemandResponse | 0 | 0 | 0 | 0 | 0 | 0
IGCC-CCS | 0 | 0 | 0 | 0 | 0 | 0
WT_off | 0 | 0 | 0 | 0 | 0 | 0
PseudoUnit | 0 | 0 | 0 | 0 | 0 | 0
FixedInterchange | 0 | 0 | 0 | 0 | 0 | 0
Retirements of Capacity by Reporting Type: HQ_NEISO
ReportingType | 2015 | 2020 | 2025 | 2030 | 2035 | 2040
BM | 0 | 0 | 0 | 0 | 0 | 0
CC | 0 | 0 | 0 | 0 | 0 | 0
CSP | 0 | 0 | 0 | 0 | 0 | 0
CT | 0 | 0 | 0 | 0 | 0 | 0
Coal | 0 | 0 | 0 | 0 | 0 | 0
Geo | 0 | 0 | 0 | 0 | 0 | 0
H | 0 | 0 | 0 | 0 | 0 | 0
LFG | 0 | 0 | 0 | 0 | 0 | 0
Nuc | 0 | 0 | 0 | 0 | 0 | 0
PS | 0 | 0 | 0 | 0 | 0 | 0
PV | 0 | 0 | 0 | 0 | 0 | 0
PeakG | 0 | 0 | 0 | 0 | 0 | 0
PeakO | 0 | 0 | 0 | 0 | 0 | 0
ST | 0 | 0 | 0 | 0 | 0 | 0
STOG | 0 | 0 | 0 | 0 | 0 | 0
STWD | 0 | 0 | 0 | 0 | 0 | 0
WT | 0 | 0 | 0 | 0 | 0 | 0
IGCC | 0 | 0 | 0 | 0 | 0 | 0
DemandResponse | 0 | 0 | 0 | 0 | 0 | 0
IGCC-CCS | 0 | 0 | 0 | 0 | 0 | 0
WT_off | 0 | 0 | 0 | 0 | 0 | 0
PseudoUnit | 0 | 0 | 0 | 0 | 0 | 0
FixedInterchange | 0 | 0 | 0 | 0 | 0 | 0
Retirements of Capacity by Reporting Type: HQ_NY
ReportingType | 2015 | 2020 | 2025 | 2030 | 2035 | 2040
BM | 0 | 0 | 0 | 0 | 0 | 0
CC | 0 | 0 | 0 | 0 | 0 | 0
CSP | 0 | 0 | 0 | 0 | 0 | 0
CT | 0 | 0 | 0 | 0 | 0 | 0
Coal | 0 | 0 | 0 | 0 | 0 | 0
Geo | 0 | 0 | 0 | 0 | 0 | 0
H | 0 | 0 | 0 | 0 | 0 | 0
LFG | 0 | 0 | 0 | 0 | 0 | 0
Nuc | 0 | 0 | 0 | 0 | 0 | 0
PS | 0 | 0 | 0 | 0 | 0 | 0
PV | 0 | 0 | 0 | 0 | 0 | 0
PeakG | 0 | 0 | 0 | 0 | 0 | 0
PeakO | 0 | 0 | 0 | 0 | 0 | 0
ST | 0 | 0 | 0 | 0 | 0 | 0
STOG | 0 | 0 | 0 | 0 | 0 | 0
STWD | 0 | 0 | 0 | 0 | 0 | 0
WT | 0 | 0 | 0 | 0 | 0 | 0
IGCC | 0 | 0 | 0 | 0 | 0 | 0
DemandResponse | 0 | 0 | 0 | 0 | 0 | 0
IGCC-CCS | 0 | 0 | 0 | 0 | 0 | 0
WT_off | 0 | 0 | 0 | 0 | 0 | 0
PseudoUnit | 0 | 0 | 0 | 0 | 0 | 0
FixedInterchange | 0 | 0 | 0 | 0 | 0 | 0
Retirements of Capacity by Reporting Type: MARITIMES
ReportingType | 2015 | 2020 | 2025 | 2030 | 2035 | 2040
BM | 0 | 0 | 0 | 0 | 0 | 0
CC | 0 | 0 | 0 | 0 | 0 | 0
CSP | 0 | 0 | 0 | 0 | 0 | 0
CT | 0 | 0 | 0 | 0 | 0 | 0
Coal | 0 | 0 | 0 | 0 | 0 | 0
Geo | 0 | 0 | 0 | 0 | 0 | 0
H | 0 | 0 | 0 | 0 | 0 | 0
LFG | 0 | 0 | 0 | 0 | 0 | 0
Nuc | 0 | 0 | 0 | 0 | 0 | 0
PS | 0 | 0 | 0 | 0 | 0 | 0
PV | 0 | 0 | 0 | 0 | 0 | 0
PeakG | 0 | 0 | 0 | 0 | 0 | 0
PeakO | 0 | 0 | 0 | 0 | 0 | 0
ST | 0 | 0 | 0 | 0 | 0 | 0
STOG | 0 | 0 | 0 | 0 | 0 | 0
STWD | 0 | 0 | 0 | 0 | 0 | 0
WT | 0 | 0 | 0 | 0 | 0 | 0
IGCC | 0 | 0 | 0 | 0 | 0 | 0
DemandResponse | 0 | 0 | 0 | 0 | 0 | 0
IGCC-CCS | 0 | 0 | 0 | 0 | 0 | 0
WT_off | 0 | 0 | 0 | 0 | 0 | 0
PseudoUnit | 0 | 0 | 0 | 0 | 0 | 0
FixedInterchange | 0 | 0 | 0 | 0 | 0 | 0
Retirements of Capacity by Reporting Type: All
ReportingType | 2015 | 2020 | 2025 | 2030 | 2035 | 2040
BM | 0 | 0 | 0 | 0 | 0 | 0
CC | 8033.06 | 0 | 53.45 | 731 | 198.7 | 0
CSP | 475 | 0 | 0 | 0 | 0 | 0
CT | 0 | 0 | 0 | 0 | 1274.5 | 0
Coal | 71138.24 | 29237.75 | 5279.01 | 0 | 101.2 | 244.28
Geo | 4.8 | 0 | 0 | 0 | 0 | 0
H | 0 | 0 | 0 | 0 | 0 | 0
LFG | 0 | 0 | 0 | 0 | 0 | 0
Nuc | 0 | 614.5 | 0 | 1488.2 | 26575.7 | 19706
PS | 0 | 0 | 0 | 0 | 0 | 0
PV | 0 | 0 | 0 | 0 | 1123.56 | 0
PeakG | 5856.4 | 35.92 | 4604.04 | 0 | 0 | 1829.39
PeakO | 2427.38 | 0 | 97.41 | 0 | 0 | 0
ST | 0 | 0 | 0 | 0 | 0 | 0
STOG | 43373.12 | 0 | 1005.62 | 126 | 0 | 0
STWD | 494.91 | 0 | 0 | 0 | 0 | 0
WT | 126.2 | 0 | 0 | 0 | 3934.2 | 517.8
IGCC | 0 | 0 | 0 | 0 | 0 | 0
DemandResponse | 0 | 0 | 0 | 0 | 0 | 0
IGCC-CCS | 0 | 0 | 0 | 0 | 0 | 0
WT_off | 0 | 0 | 0 | 0 | 468 | 0
PseudoUnit | 0 | 0 | 0 | 0 | 0 | 0
FixedInterchange | 0 | 0 | 0 | 0 | 0 | 0
Retirements of Capacity by Reporting Type: EI_US
ReportingType | 2015 | 2020 | 2025 | 2030 | 2035 | 2040
BM | 0 | 0 | 0 | 0 | 0 | 0
CC | 2152.75 | 0 | 53.45 | 0 | 0 | 0
CSP | 0 | 0 | 0 | 0 | 0 | 0
CT | 0 | 0 | 0 | 0 | 0 | 0
Coal | 61644.67 | 29039.05 | 3288.4 | 0 | 0 | 0
Geo | 0 | 0 | 0 | 0 | 0 | 0
H | 0 | 0 | 0 | 0 | 0 | 0
LFG | 0 | 0 | 0 | 0 | 0 | 0
Nuc | 0 | 614.5 | 0 | 1488.2 | 25545.7 | 18166
PS | 0 | 0 | 0 | 0 | 0 | 0
PV | 0 | 0 | 0 | 0 | 32 | 0
PeakG | 478.5 | 0 | 4604.04 | 0 | 0 | 0
PeakO | 1721.73 | 0 | 0 | 0 | 0 | 0
ST | 0 | 0 | 0 | 0 | 0 | 0
STOG | 33690.91 | 0 | 1005.62 | 0 | 0 | 0
STWD | 0 | 0 | 0 | 0 | 0 | 0
WT | 0 | 0 | 0 | 0 | 1828.3 | 517.8
IGCC | 0 | 0 | 0 | 0 | 0 | 0
DemandResponse | 0 | 0 | 0 | 0 | 0 | 0
IGCC-CCS | 0 | 0 | 0 | 0 | 0 | 0
WT_off | 0 | 0 | 0 | 0 | 468 | 0
PseudoUnit | 0 | 0 | 0 | 0 | 0 | 0
FixedInterchange | 0 | 0 | 0 | 0 | 0 | 0
Retirements of Capacity by Reporting Type: EI_Canada
ReportingType | 2015 | 2020 | 2025 | 2030 | 2035 | 2040
BM | 0 | 0 | 0 | 0 | 0 | 0
CC | 3107.3 | 0 | 0 | 731 | 0 | 0
CSP | 0 | 0 | 0 | 0 | 0 | 0
CT | 0 | 0 | 0 | 0 | 35 | 0
Coal | 6526.01 | 0 | 1635.89 | 0 | 0 | 0
Geo | 0 | 0 | 0 | 0 | 0 | 0
H | 0 | 0 | 0 | 0 | 0 | 0
LFG | 0 | 0 | 0 | 0 | 0 | 0
Nuc | 0 | 0 | 0 | 0 | 1030 | 1540
PS | 0 | 0 | 0 | 0 | 0 | 0
PV | 0 | 0 | 0 | 0 | 1067.26 | 0
PeakG | 0 | 0 | 0 | 0 | 0 | 0
PeakO | 145.65 | 0 | 0 | 0 | 0 | 0
ST | 0 | 0 | 0 | 0 | 0 | 0
STOG | 2126 | 0 | 0 | 126 | 0 | 0
STWD | 139 | 0 | 0 | 0 | 0 | 0
WT | 0 | 0 | 0 | 0 | 2105.9 | 0
IGCC | 0 | 0 | 0 | 0 | 0 | 0
DemandResponse | 0 | 0 | 0 | 0 | 0 | 0
IGCC-CCS | 0 | 0 | 0 | 0 | 0 | 0
WT_off | 0 | 0 | 0 | 0 | 0 | 0
PseudoUnit | 0 | 0 | 0 | 0 | 0 | 0
FixedInterchange | 0 | 0 | 0 | 0 | 0 | 0
Retirements of Capacity by Reporting Type: EI
ReportingType | 2015 | 2020 | 2025 | 2030 | 2035 | 2040
BM | 0 | 0 | 0 | 0 | 0 | 0
CC | 5260.06 | 0 | 53.45 | 731 | 0 | 0
CSP | 0 | 0 | 0 | 0 | 0 | 0
CT | 0 | 0 | 0 | 0 | 35 | 0
Coal | 68170.68 | 29039.05 | 4924.29 | 0 | 0 | 0
Geo | 0 | 0 | 0 | 0 | 0 | 0
H | 0 | 0 | 0 | 0 | 0 | 0
LFG | 0 | 0 | 0 | 0 | 0 | 0
Nuc | 0 | 614.5 | 0 | 1488.2 | 26575.7 | 19706
PS | 0 | 0 | 0 | 0 | 0 | 0
PV | 0 | 0 | 0 | 0 | 1099.26 | 0
PeakG | 478.5 | 0 | 4604.04 | 0 | 0 | 0
PeakO | 1867.38 | 0 | 0 | 0 | 0 | 0
ST | 0 | 0 | 0 | 0 | 0 | 0
STOG | 35816.91 | 0 | 1005.62 | 126 | 0 | 0
STWD | 139 | 0 | 0 | 0 | 0 | 0
WT | 0 | 0 | 0 | 0 | 3934.2 | 517.8
IGCC | 0 | 0 | 0 | 0 | 0 | 0
DemandResponse | 0 | 0 | 0 | 0 | 0 | 0
IGCC-CCS | 0 | 0 | 0 | 0 | 0 | 0
WT_off | 0 | 0 | 0 | 0 | 468 | 0
PseudoUnit | 0 | 0 | 0 | 0 | 0 | 0
FixedInterchange | 0 | 0 | 0 | 0 | 0 | 0
Retirements of Capacity by Reporting Type: Outside_EI
ReportingType | 2015 | 2020 | 2025 | 2030 | 2035 | 2040
BM | 0 | 0 | 0 | 0 | 0 | 0
CC | 2773 | 0 | 0 | 0 | 198.7 | 0
CSP | 475 | 0 | 0 | 0 | 0 | 0
CT | 0 | 0 | 0 | 0 | 1239.5 | 0
Coal | 2967.56 | 198.7 | 354.72 | 0 | 101.2 | 244.28
Geo | 4.8 | 0 | 0 | 0 | 0 | 0
H | 0 | 0 | 0 | 0 | 0 | 0
LFG | 0 | 0 | 0 | 0 | 0 | 0
Nuc | 0 | 0 | 0 | 0 | 0 | 0
PS | 0 | 0 | 0 | 0 | 0 | 0
PV | 0 | 0 | 0 | 0 | 24.3 | 0
PeakG | 5377.9 | 35.92 | 0 | 0 | 0 | 1829.39
PeakO | 560 | 0 | 97.41 | 0 | 0 | 0
ST | 0 | 0 | 0 | 0 | 0 | 0
STOG | 7556.22 | 0 | 0 | 0 | 0 | 0
STWD | 355.91 | 0 | 0 | 0 | 0 | 0
WT | 126.2 | 0 | 0 | 0 | 0 | 0
IGCC | 0 | 0 | 0 | 0 | 0 | 0
DemandResponse | 0 | 0 | 0 | 0 | 0 | 0
IGCC-CCS | 0 | 0 | 0 | 0 | 0 | 0
WT_off | 0 | 0 | 0 | 0 | 0 | 0
PseudoUnit | 0 | 0 | 0 | 0 | 0 | 0
FixedInterchange | 0 | 0 | 0 | 0 | 0 | 0
#4 | Cumulative Retirements of Capacity (MW)
Cumulative Retirements of Capacity by Reporting Type: Entergy
ReportingType | 2015 | 2020 | 2025 | 2030 | 2035 | 2040
BM | 0 | 0 | 0 | 0 | 0 | 0
CC | 0 | 0 | 0 | 0 | 0 | 0
CSP | 0 | 0 | 0 | 0 | 0 | 0
CT | 0 | 0 | 0 | 0 | 0 | 0
Coal | 892.9 | 892.9 | 892.9 | 892.9 | 892.9 | 892.9
Geo | 0 | 0 | 0 | 0 | 0 | 0
H | 0 | 0 | 0 | 0 | 0 | 0
LFG | 0 | 0 | 0 | 0 | 0 | 0
Nuc | 0 | 0 | 0 | 0 | 842 | 1839
PS | 0 | 0 | 0 | 0 | 0 | 0
PV | 0 | 0 | 0 | 0 | 0 | 0
PeakG | 0 | 0 | 0 | 0 | 0 | 0
PeakO | 0 | 0 | 0 | 0 | 0 | 0
ST | 0 | 0 | 0 | 0 | 0 | 0
STOG | 10913.28 | 10913.28 | 11861.72 | 11861.72 | 11861.72 | 11861.72
STWD | 0 | 0 | 0 | 0 | 0 | 0
WT | 0 | 0 | 0 | 0 | 0 | 0
IGCC | 0 | 0 | 0 | 0 | 0 | 0
DemandResponse | 0 | 0 | 0 | 0 | 0 | 0
IGCC-CCS | 0 | 0 | 0 | 0 | 0 | 0
WT_off | 0 | 0 | 0 | 0 | 0 | 0
PseudoUnit | 0 | 0 | 0 | 0 | 0 | 0
FixedInterchange | 0 | 0 | 0 | 0 | 0 | 0
Cumulative Retirements of Capacity by Reporting Type: FRCC
ReportingType | 2015 | 2020 | 2025 | 2030 | 2035 | 2040
BM | 0 | 0 | 0 | 0 | 0 | 0
CC | 0 | 0 | 0 | 0 | 0 | 0
CSP | 0 | 0 | 0 | 0 | 0 | 0
CT | 0 | 0 | 0 | 0 | 0 | 0
Coal | 466 | 1335 | 1335 | 1335 | 1335 | 1335
Geo | 0 | 0 | 0 | 0 | 0 | 0
H | 0 | 0 | 0 | 0 | 0 | 0
LFG | 0 | 0 | 0 | 0 | 0 | 0
Nuc | 0 | 0 | 0 | 0 | 1615.33 | 3292.33
PS | 0 | 0 | 0 | 0 | 0 | 0
PV | 0 | 0 | 0 | 0 | 0 | 0
PeakG | 0 | 0 | 0 | 0 | 0 | 0
PeakO | 0 | 0 | 0 | 0 | 0 | 0
ST | 0 | 0 | 0 | 0 | 0 | 0
STOG | 5372.35 | 5372.35 | 5429.52 | 5429.52 | 5429.52 | 5429.52
STWD | 0 | 0 | 0 | 0 | 0 | 0
WT | 0 | 0 | 0 | 0 | 0 | 0
IGCC | 0 | 0 | 0 | 0 | 0 | 0
DemandResponse | 0 | 0 | 0 | 0 | 0 | 0
IGCC-CCS | 0 | 0 | 0 | 0 | 0 | 0
WT_off | 0 | 0 | 0 | 0 | 0 | 0
PseudoUnit | 0 | 0 | 0 | 0 | 0 | 0
FixedInterchange | 0 | 0 | 0 | 0 | 0 | 0
Cumulative Retirements of Capacity by Reporting Type: MAPP_US
ReportingType | 2015 | 2020 | 2025 | 2030 | 2035 | 2040
BM | 0 | 0 | 0 | 0 | 0 | 0
CC | 0 | 0 | 0 | 0 | 0 | 0
CSP | 0 | 0 | 0 | 0 | 0 | 0
CT | 0 | 0 | 0 | 0 | 0 | 0
Coal | 612.6 | 1186.5 | 1186.5 | 1186.5 | 1186.5 | 1186.5
Geo | 0 | 0 | 0 | 0 | 0 | 0
H | 0 | 0 | 0 | 0 | 0 | 0
LFG | 0 | 0 | 0 | 0 | 0 | 0
Nuc | 0 | 0 | 0 | 0 | 0 | 0
PS | 0 | 0 | 0 | 0 | 0 | 0
PV | 0 | 0 | 0 | 0 | 0 | 0
PeakG | 0 | 0 | 0 | 0 | 0 | 0
PeakO | 291.03 | 291.03 | 291.03 | 291.03 | 291.03 | 291.03
ST | 0 | 0 | 0 | 0 | 0 | 0
STOG | 36 | 36 | 36 | 36 | 36 | 36
STWD | 0 | 0 | 0 | 0 | 0 | 0
WT | 0 | 0 | 0 | 0 | 0 | 0
IGCC | 0 | 0 | 0 | 0 | 0 | 0
DemandResponse | 0 | 0 | 0 | 0 | 0 | 0
IGCC-CCS | 0 | 0 | 0 | 0 | 0 | 0
WT_off | 0 | 0 | 0 | 0 | 0 | 0
PseudoUnit | 0 | 0 | 0 | 0 | 0 | 0
FixedInterchange | 0 | 0 | 0 | 0 | 0 | 0
Cumulative Retirements of Capacity by Reporting Type: MISO_IN
ReportingType | 2015 | 2020 | 2025 | 2030 | 2035 | 2040
BM | 0 | 0 | 0 | 0 | 0 | 0
CC | 0 | 0 | 0 | 0 | 0 | 0
CSP | 0 | 0 | 0 | 0 | 0 | 0
CT | 0 | 0 | 0 | 0 | 0 | 0
Coal | 1360.9 | 1360.9 | 1360.9 | 1360.9 | 1360.9 | 1360.9
Geo | 0 | 0 | 0 | 0 | 0 | 0
H | 0 | 0 | 0 | 0 | 0 | 0
LFG | 0 | 0 | 0 | 0 | 0 | 0
Nuc | 0 | 0 | 0 | 0 | 0 | 0
PS | 0 | 0 | 0 | 0 | 0 | 0
PV | 0 | 0 | 0 | 0 | 0 | 0
PeakG | 0 | 0 | 0 | 0 | 0 | 0
PeakO | 0 | 0 | 0 | 0 | 0 | 0
ST | 0 | 0 | 0 | 0 | 0 | 0
STOG | 0 | 0 | 0 | 0 | 0 | 0
STWD | 0 | 0 | 0 | 0 | 0 | 0
WT | 0 | 0 | 0 | 0 | 0 | 0
IGCC | 0 | 0 | 0 | 0 | 0 | 0
DemandResponse | 0 | 0 | 0 | 0 | 0 | 0
IGCC-CCS | 0 | 0 | 0 | 0 | 0 | 0
WT_off | 0 | 0 | 0 | 0 | 0 | 0
PseudoUnit | 0 | 0 | 0 | 0 | 0 | 0
FixedInterchange | 0 | 0 | 0 | 0 | 0 | 0
Cumulative Retirements of Capacity by Reporting Type: MISO_MI
ReportingType | 2015 | 2020 | 2025 | 2030 | 2035 | 2040
BM | 0 | 0 | 0 | 0 | 0 | 0
CC | 0 | 0 | 0 | 0 | 0 | 0
CSP | 0 | 0 | 0 | 0 | 0 | 0
CT | 0 | 0 | 0 | 0 | 0 | 0
Coal | 2326 | 3513 | 3513 | 3513 | 3513 | 3513
Geo | 0 | 0 | 0 | 0 | 0 | 0
H | 0 | 0 | 0 | 0 | 0 | 0
LFG | 0 | 0 | 0 | 0 | 0 | 0
Nuc | 0 | 0 | 0 | 0 | 778 | 778
PS | 0 | 0 | 0 | 0 | 0 | 0
PV | 0 | 0 | 0 | 0 | 0 | 0
PeakG | 0 | 0 | 0 | 0 | 0 | 0
PeakO | 0 | 0 | 0 | 0 | 0 | 0
ST | 0 | 0 | 0 | 0 | 0 | 0
STOG | 0 | 0 | 0 | 0 | 0 | 0
STWD | 0 | 0 | 0 | 0 | 0 | 0
WT | 0 | 0 | 0 | 0 | 0 | 0
IGCC | 0 | 0 | 0 | 0 | 0 | 0
DemandResponse | 0 | 0 | 0 | 0 | 0 | 0
IGCC-CCS | 0 | 0 | 0 | 0 | 0 | 0
WT_off | 0 | 0 | 0 | 0 | 0 | 0
PseudoUnit | 0 | 0 | 0 | 0 | 0 | 0
FixedInterchange | 0 | 0 | 0 | 0 | 0 | 0
Cumulative Retirements of Capacity by Reporting Type: MISO_MO-IL
ReportingType | 2015 | 2020 | 2025 | 2030 | 2035 | 2040
BM | 0 | 0 | 0 | 0 | 0 | 0
CC | 0 | 0 | 0 | 0 | 0 | 0
CSP | 0 | 0 | 0 | 0 | 0 | 0
CT | 0 | 0 | 0 | 0 | 0 | 0
Coal | 1024.7 | 2369.39 | 2369.39 | 2369.39 | 2369.39 | 2369.39
Geo | 0 | 0 | 0 | 0 | 0 | 0
H | 0 | 0 | 0 | 0 | 0 | 0
LFG | 0 | 0 | 0 | 0 | 0 | 0
Nuc | 0 | 0 | 0 | 0 | 0 | 0
PS | 0 | 0 | 0 | 0 | 0 | 0
PV | 0 | 0 | 0 | 0 | 0 | 0
PeakG | 0 | 0 | 0 | 0 | 0 | 0
PeakO | 0 | 0 | 0 | 0 | 0 | 0
ST | 0 | 0 | 0 | 0 | 0 | 0
STOG | 0 | 0 | 0 | 0 | 0 | 0
STWD | 0 | 0 | 0 | 0 | 0 | 0
WT | 0 | 0 | 0 | 0 | 0 | 0
IGCC | 0 | 0 | 0 | 0 | 0 | 0
DemandResponse | 0 | 0 | 0 | 0 | 0 | 0
IGCC-CCS | 0 | 0 | 0 | 0 | 0 | 0
WT_off | 0 | 0 | 0 | 0 | 0 | 0
PseudoUnit | 0 | 0 | 0 | 0 | 0 | 0
FixedInterchange | 0 | 0 | 0 | 0 | 0 | 0
Cumulative Retirements of Capacity by Reporting Type: MISO_W
ReportingType | 2015 | 2020 | 2025 | 2030 | 2035 | 2040
BM | 0 | 0 | 0 | 0 | 0 | 0
CC | 0 | 0 | 0 | 0 | 0 | 0
CSP | 0 | 0 | 0 | 0 | 0 | 0
CT | 0 | 0 | 0 | 0 | 0 | 0
Coal | 2104.36 | 2928.56 | 2928.56 | 2928.56 | 2928.56 | 2928.56
Geo | 0 | 0 | 0 | 0 | 0 | 0
H | 0 | 0 | 0 | 0 | 0 | 0
LFG | 0 | 0 | 0 | 0 | 0 | 0
Nuc | 0 | 0 | 0 | 0 | 2361.23 | 2361.23
PS | 0 | 0 | 0 | 0 | 0 | 0
PV | 0 | 0 | 0 | 0 | 0 | 0
PeakG | 0 | 0 | 0 | 0 | 0 | 0
PeakO | 0 | 0 | 0 | 0 | 0 | 0
ST | 0 | 0 | 0 | 0 | 0 | 0
STOG | 0 | 0 | 0 | 0 | 0 | 0
STWD | 0 | 0 | 0 | 0 | 0 | 0
WT | 0 | 0 | 0 | 0 | 0 | 0
IGCC | 0 | 0 | 0 | 0 | 0 | 0
DemandResponse | 0 | 0 | 0 | 0 | 0 | 0
IGCC-CCS | 0 | 0 | 0 | 0 | 0 | 0
WT_off | 0 | 0 | 0 | 0 | 0 | 0
PseudoUnit | 0 | 0 | 0 | 0 | 0 | 0
FixedInterchange | 0 | 0 | 0 | 0 | 0 | 0
Cumulative Retirements of Capacity by Reporting Type: MISO_WUMS
ReportingType | 2015 | 2020 | 2025 | 2030 | 2035 | 2040
BM | 0 | 0 | 0 | 0 | 0 | 0
CC | 0 | 0 | 0 | 0 | 0 | 0
CSP | 0 | 0 | 0 | 0 | 0 | 0
CT | 0 | 0 | 0 | 0 | 0 | 0
Coal | 2975.1 | 3556.5 | 3556.5 | 3556.5 | 3556.5 | 3556.5
Geo | 0 | 0 | 0 | 0 | 0 | 0
H | 0 | 0 | 0 | 0 | 0 | 0
LFG | 0 | 0 | 0 | 0 | 0 | 0
Nuc | 0 | 0 | 0 | 0 | 1816.9 | 1816.9
PS | 0 | 0 | 0 | 0 | 0 | 0
PV | 0 | 0 | 0 | 0 | 0 | 0
PeakG | 0 | 0 | 0 | 0 | 0 | 0
PeakO | 0 | 0 | 0 | 0 | 0 | 0
ST | 0 | 0 | 0 | 0 | 0 | 0
STOG | 59.5 | 59.5 | 59.5 | 59.5 | 59.5 | 59.5
STWD | 0 | 0 | 0 | 0 | 0 | 0
WT | 0 | 0 | 0 | 0 | 0 | 0
IGCC | 0 | 0 | 0 | 0 | 0 | 0
DemandResponse | 0 | 0 | 0 | 0 | 0 | 0
IGCC-CCS | 0 | 0 | 0 | 0 | 0 | 0
WT_off | 0 | 0 | 0 | 0 | 0 | 0
PseudoUnit | 0 | 0 | 0 | 0 | 0 | 0
FixedInterchange | 0 | 0 | 0 | 0 | 0 | 0
Cumulative Retirements of Capacity by Reporting Type: Nebraska
ReportingType | 2015 | 2020 | 2025 | 2030 | 2035 | 2040
BM | 0 | 0 | 0 | 0 | 0 | 0
CC | 0 | 0 | 0 | 0 | 0 | 0
CSP | 0 | 0 | 0 | 0 | 0 | 0
CT | 0 | 0 | 0 | 0 | 0 | 0
Coal | 0 | 0 | 0 | 0 | 0 | 0
Geo | 0 | 0 | 0 | 0 | 0 | 0
H | 0 | 0 | 0 | 0 | 0 | 0
LFG | 0 | 0 | 0 | 0 | 0 | 0
Nuc | 0 | 0 | 0 | 0 | 1251.8 | 1251.8
PS | 0 | 0 | 0 | 0 | 0 | 0
PV | 0 | 0 | 0 | 0 | 0 | 0
PeakG | 0 | 0 | 0 | 0 | 0 | 0
PeakO | 0 | 0 | 0 | 0 | 0 | 0
ST | 0 | 0 | 0 | 0 | 0 | 0
STOG | 0 | 0 | 0 | 0 | 0 | 0
STWD | 0 | 0 | 0 | 0 | 0 | 0
WT | 0 | 0 | 0 | 0 | 0 | 0
IGCC | 0 | 0 | 0 | 0 | 0 | 0
DemandResponse | 0 | 0 | 0 | 0 | 0 | 0
IGCC-CCS | 0 | 0 | 0 | 0 | 0 | 0
WT_off | 0 | 0 | 0 | 0 | 0 | 0
PseudoUnit | 0 | 0 | 0 | 0 | 0 | 0
FixedInterchange | 0 | 0 | 0 | 0 | 0 | 0
Cumulative Retirements of Capacity by Reporting Type: NEISO
ReportingType | 2015 | 2020 | 2025 | 2030 | 2035 | 2040
BM | 0 | 0 | 0 | 0 | 0 | 0
CC | 2020.21 | 2020.21 | 2020.21 | 2020.21 | 2020.21 | 2020.21
CSP | 0 | 0 | 0 | 0 | 0 | 0
CT | 0 | 0 | 0 | 0 | 0 | 0
Coal | 2250.13 | 2570.13 | 2570.13 | 2570.13 | 2570.13 | 2570.13
Geo | 0 | 0 | 0 | 0 | 0 | 0
H | 0 | 0 | 0 | 0 | 0 | 0
LFG | 0 | 0 | 0 | 0 | 0 | 0
Nuc | 0 | 0 | 0 | 0 | 1289 | 2165.92
PS | 0 | 0 | 0 | 0 | 0 | 0
PV | 0 | 0 | 0 | 0 | 0 | 0
PeakG | 0 | 0 | 0 | 0 | 0 | 0
PeakO | 0 | 0 | 0 | 0 | 0 | 0
ST | 0 | 0 | 0 | 0 | 0 | 0
STOG | 6237 | 6237 | 6237 | 6237 | 6237 | 6237
STWD | 0 | 0 | 0 | 0 | 0 | 0
WT | 0 | 0 | 0 | 0 | 0 | 0
IGCC | 0 | 0 | 0 | 0 | 0 | 0
DemandResponse | 0 | 0 | 0 | 0 | 0 | 0
IGCC-CCS | 0 | 0 | 0 | 0 | 0 | 0
WT_off | 0 | 0 | 0 | 0 | 468 | 468
PseudoUnit | 0 | 0 | 0 | 0 | 0 | 0
FixedInterchange | 0 | 0 | 0 | 0 | 0 | 0
Cumulative Retirements of Capacity by Reporting Type: NonRTO_Midwest
ReportingType | 2015 | 2020 | 2025 | 2030 | 2035 | 2040
BM | 0 | 0 | 0 | 0 | 0 | 0
CC | 0 | 0 | 0 | 0 | 0 | 0
CSP | 0 | 0 | 0 | 0 | 0 | 0
CT | 0 | 0 | 0 | 0 | 0 | 0
Coal | 1789.65 | 1789.65 | 1789.65 | 1789.65 | 1789.65 | 1789.65
Geo | 0 | 0 | 0 | 0 | 0 | 0
H | 0 | 0 | 0 | 0 | 0 | 0
LFG | 0 | 0 | 0 | 0 | 0 | 0
Nuc | 0 | 0 | 0 | 0 | 0 | 0
PS | 0 | 0 | 0 | 0 | 0 | 0
PV | 0 | 0 | 0 | 0 | 0 | 0
PeakG | 0 | 0 | 0 | 0 | 0 | 0
PeakO | 0 | 0 | 0 | 0 | 0 | 0
ST | 0 | 0 | 0 | 0 | 0 | 0
STOG | 0 | 0 | 0 | 0 | 0 | 0
STWD | 0 | 0 | 0 | 0 | 0 | 0
WT | 0 | 0 | 0 | 0 | 0 | 0
IGCC | 0 | 0 | 0 | 0 | 0 | 0
DemandResponse | 0 | 0 | 0 | 0 | 0 | 0
IGCC-CCS | 0 | 0 | 0 | 0 | 0 | 0
WT_off | 0 | 0 | 0 | 0 | 0 | 0
PseudoUnit | 0 | 0 | 0 | 0 | 0 | 0
FixedInterchange | 0 | 0 | 0 | 0 | 0 | 0
Cumulative Retirements of Capacity by Reporting Type: NYISO_A-F
ReportingType | 2015 | 2020 | 2025 | 2030 | 2035 | 2040
BM | 0 | 0 | 0 | 0 | 0 | 0
CC | 0 | 0 | 0 | 0 | 0 | 0
CSP | 0 | 0 | 0 | 0 | 0 | 0
CT | 0 | 0 | 0 | 0 | 0 | 0
Coal | 2251.9 | 2251.9 | 2251.9 | 2251.9 | 2251.9 | 2251.9
Geo | 0 | 0 | 0 | 0 | 0 | 0
H | 0 | 0 | 0 | 0 | 0 | 0
LFG | 0 | 0 | 0 | 0 | 0 | 0
Nuc | 0 | 0 | 0 | 621.2 | 1201.7 | 2053.9
PS | 0 | 0 | 0 | 0 | 0 | 0
PV | 0 | 0 | 0 | 0 | 0 | 0
PeakG | 0 | 0 | 0 | 0 | 0 | 0
PeakO | 0 | 0 | 0 | 0 | 0 | 0
ST | 0 | 0 | 0 | 0 | 0 | 0
STOG | 1701 | 1701 | 1701 | 1701 | 1701 | 1701
STWD | 0 | 0 | 0 | 0 | 0 | 0
WT | 0 | 0 | 0 | 0 | 1828.3 | 2346.1
IGCC | 0 | 0 | 0 | 0 | 0 | 0
DemandResponse | 0 | 0 | 0 | 0 | 0 | 0
IGCC-CCS | 0 | 0 | 0 | 0 | 0 | 0
WT_off | 0 | 0 | 0 | 0 | 0 | 0
PseudoUnit | 0 | 0 | 0 | 0 | 0 | 0
FixedInterchange | 0 | 0 | 0 | 0 | 0 | 0
Cumulative Retirements of Capacity by Reporting Type: NYISO_G-I
ReportingType | 2015 | 2020 | 2025 | 2030 | 2035 | 2040
BM | 0 | 0 | 0 | 0 | 0 | 0
CC | 0 | 0 | 0 | 0 | 0 | 0
CSP | 0 | 0 | 0 | 0 | 0 | 0
CT | 0 | 0 | 0 | 0 | 0 | 0
Coal | 368.2 | 368.2 | 368.2 | 368.2 | 368.2 | 368.2
Geo | 0 | 0 | 0 | 0 | 0 | 0
H | 0 | 0 | 0 | 0 | 0 | 0
LFG | 0 | 0 | 0 | 0 | 0 | 0
Nuc | 0 | 0 | 0 | 0 | 1019.6 | 2044.6
PS | 0 | 0 | 0 | 0 | 0 | 0
PV | 0 | 0 | 0 | 0 | 0 | 0
PeakG | 0 | 0 | 0 | 0 | 0 | 0
PeakO | 0 | 0 | 0 | 0 | 0 | 0
ST | 0 | 0 | 0 | 0 | 0 | 0
STOG | 2431 | 2431 | 2431 | 2431 | 2431 | 2431
STWD | 0 | 0 | 0 | 0 | 0 | 0
WT | 0 | 0 | 0 | 0 | 0 | 0
IGCC | 0 | 0 | 0 | 0 | 0 | 0
DemandResponse | 0 | 0 | 0 | 0 | 0 | 0
IGCC-CCS | 0 | 0 | 0 | 0 | 0 | 0
WT_off | 0 | 0 | 0 | 0 | 0 | 0
PseudoUnit | 0 | 0 | 0 | 0 | 0 | 0
FixedInterchange | 0 | 0 | 0 | 0 | 0 | 0
Cumulative Retirements of Capacity by Reporting Type: NYISO_J-K
ReportingType | 2015 | 2020 | 2025 | 2030 | 2035 | 2040
BM | 0 | 0 | 0 | 0 | 0 | 0
CC | 0 | 0 | 0 | 0 | 0 | 0
CSP | 0 | 0 | 0 | 0 | 0 | 0
CT | 0 | 0 | 0 | 0 | 0 | 0
Coal | 0 | 0 | 0 | 0 | 0 | 0
Geo | 0 | 0 | 0 | 0 | 0 | 0
H | 0 | 0 | 0 | 0 | 0 | 0
LFG | 0 | 0 | 0 | 0 | 0 | 0
Nuc | 0 | 0 | 0 | 0 | 0 | 0
PS | 0 | 0 | 0 | 0 | 0 | 0
PV | 0 | 0 | 0 | 0 | 32 | 32
PeakG | 0 | 0 | 0 | 0 | 0 | 0
PeakO | 0 | 0 | 0 | 0 | 0 | 0
ST | 0 | 0 | 0 | 0 | 0 | 0
STOG | 2425.28 | 2425.28 | 2425.28 | 2425.28 | 2425.28 | 2425.28
STWD | 0 | 0 | 0 | 0 | 0 | 0
WT | 0 | 0 | 0 | 0 | 0 | 0
IGCC | 0 | 0 | 0 | 0 | 0 | 0
DemandResponse | 0 | 0 | 0 | 0 | 0 | 0
IGCC-CCS | 0 | 0 | 0 | 0 | 0 | 0
WT_off | 0 | 0 | 0 | 0 | 0 | 0
PseudoUnit | 0 | 0 | 0 | 0 | 0 | 0
FixedInterchange | 0 | 0 | 0 | 0 | 0 | 0
Cumulative Retirements of Capacity by Reporting Type: PJM_E
ReportingType | 2015 | 2020 | 2025 | 2030 | 2035 | 2040
BM | 0 | 0 | 0 | 0 | 0 | 0
CC | 0 | 0 | 0 | 0 | 0 | 0
CSP | 0 | 0 | 0 | 0 | 0 | 0
CT | 0 | 0 | 0 | 0 | 0 | 0
Coal | 3285 | 3853 | 3853 | 3853 | 3853 | 3853
Geo | 0 | 0 | 0 | 0 | 0 | 0
H | 0 | 0 | 0 | 0 | 0 | 0
LFG | 0 | 0 | 0 | 0 | 0 | 0
Nuc | 0 | 614.5 | 614.5 | 614.5 | 2838.5 | 4012.5
PS | 0 | 0 | 0 | 0 | 0 | 0
PV | 0 | 0 | 0 | 0 | 0 | 0
PeakG | 268.5 | 268.5 | 268.5 | 268.5 | 268.5 | 268.5
PeakO | 2.7 | 2.7 | 2.7 | 2.7 | 2.7 | 2.7
ST | 0 | 0 | 0 | 0 | 0 | 0
STOG | 1255.88 | 1255.88 | 1255.88 | 1255.88 | 1255.88 | 1255.88
STWD | 0 | 0 | 0 | 0 | 0 | 0
WT | 0 | 0 | 0 | 0 | 0 | 0
IGCC | 0 | 0 | 0 | 0 | 0 | 0
DemandResponse | 0 | 0 | 0 | 0 | 0 | 0
IGCC-CCS | 0 | 0 | 0 | 0 | 0 | 0
WT_off | 0 | 0 | 0 | 0 | 0 | 0
PseudoUnit | 0 | 0 | 0 | 0 | 0 | 0
FixedInterchange | 0 | 0 | 0 | 0 | 0 | 0
Cumulative Retirements of Capacity by Reporting Type: PJM_ROM
ReportingType | 2015 | 2020 | 2025 | 2030 | 2035 | 2040
BM | 0 | 0 | 0 | 0 | 0 | 0
CC | 0 | 0 | 0 | 0 | 0 | 0
CSP | 0 | 0 | 0 | 0 | 0 | 0
CT | 0 | 0 | 0 | 0 | 0 | 0
Coal | 9289.5 | 10523.5 | 10523.5 | 10523.5 | 10523.5 | 10523.5
Geo | 0 | 0 | 0 | 0 | 0 | 0
H | 0 | 0 | 0 | 0 | 0 | 0
LFG | 0 | 0 | 0 | 0 | 0 | 0
Nuc | 0 | 0 | 0 | 0 | 1732 | 2631
PS | 0 | 0 | 0 | 0 | 0 | 0
PV | 0 | 0 | 0 | 0 | 0 | 0
PeakG | 0 | 0 | 0 | 0 | 0 | 0
PeakO | 270 | 270 | 270 | 270 | 270 | 270
ST | 0 | 0 | 0 | 0 | 0 | 0
STOG | 580 | 580 | 580 | 580 | 580 | 580
STWD | 0 | 0 | 0 | 0 | 0 | 0
WT | 0 | 0 | 0 | 0 | 0 | 0
IGCC | 0 | 0 | 0 | 0 | 0 | 0
DemandResponse | 0 | 0 | 0 | 0 | 0 | 0
IGCC-CCS | 0 | 0 | 0 | 0 | 0 | 0
WT_off | 0 | 0 | 0 | 0 | 0 | 0
PseudoUnit | 0 | 0 | 0 | 0 | 0 | 0
FixedInterchange | 0 | 0 | 0 | 0 | 0 | 0
Cumulative Retirements of Capacity by Reporting Type: PJM_ROR
ReportingType | 2015 | 2020 | 2025 | 2030 | 2035 | 2040
BM | 0 | 0 | 0 | 0 | 0 | 0
CC | 0 | 0 | 0 | 0 | 0 | 0
CSP | 0 | 0 | 0 | 0 | 0 | 0
CT | 0 | 0 | 0 | 0 | 0 | 0
Coal | 12621.21 | 24641.4 | 24641.4 | 24641.4 | 24641.4 | 24641.4
Geo | 0 | 0 | 0 | 0 | 0 | 0
H | 0 | 0 | 0 | 0 | 0 | 0
LFG | 0 | 0 | 0 | 0 | 0 | 0
Nuc | 0 | 0 | 0 | 867 | 5142 | 10025.16
PS | 0 | 0 | 0 | 0 | 0 | 0
PV | 0 | 0 | 0 | 0 | 0 | 0
PeakG | 0 | 0 | 0 | 0 | 0 | 0
PeakO | 19 | 19 | 19 | 19 | 19 | 19
ST | 0 | 0 | 0 | 0 | 0 | 0
STOG | 35 | 35 | 35 | 35 | 35 | 35
STWD | 0 | 0 | 0 | 0 | 0 | 0
WT | 0 | 0 | 0 | 0 | 0 | 0
IGCC | 0 | 0 | 0 | 0 | 0 | 0
DemandResponse | 0 | 0 | 0 | 0 | 0 | 0
IGCC-CCS | 0 | 0 | 0 | 0 | 0 | 0
WT_off | 0 | 0 | 0 | 0 | 0 | 0
PseudoUnit | 0 | 0 | 0 | 0 | 0 | 0
FixedInterchange | 0 | 0 | 0 | 0 | 0 | 0
Cumulative Retirements of Capacity by Reporting Type: SOCO
ReportingType | 2015 | 2020 | 2025 | 2030 | 2035 | 2040
BM | 0 | 0 | 0 | 0 | 0 | 0
CC | 132.55 | 132.55 | 186 | 186 | 186 | 186
CSP | 0 | 0 | 0 | 0 | 0 | 0
CT | 0 | 0 | 0 | 0 | 0 | 0
Coal | 10403.57 | 11493 | 11493 | 11493 | 11493 | 11493
Geo | 0 | 0 | 0 | 0 | 0 | 0
H | 0 | 0 | 0 | 0 | 0 | 0
LFG | 0 | 0 | 0 | 0 | 0 | 0
Nuc | 0 | 0 | 0 | 0 | 0 | 2645.05
PS | 0 | 0 | 0 | 0 | 0 | 0
PV | 0 | 0 | 0 | 0 | 0 | 0
PeakG | 210 | 210 | 4814.04 | 4814.04 | 4814.04 | 4814.04
PeakO | 1139 | 1139 | 1139 | 1139 | 1139 | 1139
ST | 0 | 0 | 0 | 0 | 0 | 0
STOG | 854 | 854 | 854 | 854 | 854 | 854
STWD | 0 | 0 | 0 | 0 | 0 | 0
WT | 0 | 0 | 0 | 0 | 0 | 0
IGCC | 0 | 0 | 0 | 0 | 0 | 0
DemandResponse | 0 | 0 | 0 | 0 | 0 | 0
IGCC-CCS | 0 | 0 | 0 | 0 | 0 | 0
WT_off | 0 | 0 | 0 | 0 | 0 | 0
PseudoUnit | 0 | 0 | 0 | 0 | 0 | 0
FixedInterchange | 0 | 0 | 0 | 0 | 0 | 0
Cumulative Retirements of Capacity by Reporting Type: SPP_N
ReportingType | 2015 | 2020 | 2025 | 2030 | 2035 | 2040
BM | 0 | 0 | 0 | 0 | 0 | 0
CC | 0 | 0 | 0 | 0 | 0 | 0
CSP | 0 | 0 | 0 | 0 | 0 | 0
CT | 0 | 0 | 0 | 0 | 0 | 0
Coal | 0 | 374.9 | 713.06 | 713.06 | 713.06 | 713.06
Geo | 0 | 0 | 0 | 0 | 0 | 0
H | 0 | 0 | 0 | 0 | 0 | 0
LFG | 0 | 0 | 0 | 0 | 0 | 0
Nuc | 0 | 0 | 0 | 0 | 0 | 0
PS | 0 | 0 | 0 | 0 | 0 | 0
PV | 0 | 0 | 0 | 0 | 0 | 0
PeakG | 0 | 0 | 0 | 0 | 0 | 0
PeakO | 0 | 0 | 0 | 0 | 0 | 0
ST | 0 | 0 | 0 | 0 | 0 | 0
STOG | 54 | 54 | 54 | 54 | 54 | 54
STWD | 0 | 0 | 0 | 0 | 0 | 0
WT | 0 | 0 | 0 | 0 | 0 | 0
IGCC | 0 | 0 | 0 | 0 | 0 | 0
DemandResponse | 0 | 0 | 0 | 0 | 0 | 0
IGCC-CCS | 0 | 0 | 0 | 0 | 0 | 0
WT_off | 0 | 0 | 0 | 0 | 0 | 0
PseudoUnit | 0 | 0 | 0 | 0 | 0 | 0
FixedInterchange | 0 | 0 | 0 | 0 | 0 | 0
Cumulative Retirements of Capacity by Reporting Type: SPP_S
ReportingType | 2015 | 2020 | 2025 | 2030 | 2035 | 2040
BM | 0 | 0 | 0 | 0 | 0 | 0
CC | 0 | 0 | 0 | 0 | 0 | 0
CSP | 0 | 0 | 0 | 0 | 0 | 0
CT | 0 | 0 | 0 | 0 | 0 | 0
Coal | 1058 | 1058 | 1586 | 1586 | 1586 | 1586
Geo | 0 | 0 | 0 | 0 | 0 | 0
H | 0 | 0 | 0 | 0 | 0 | 0
LFG | 0 | 0 | 0 | 0 | 0 | 0
Nuc | 0 | 0 | 0 | 0 | 0 | 0
PS | 0 | 0 | 0 | 0 | 0 | 0
PV | 0 | 0 | 0 | 0 | 0 | 0
PeakG | 0 | 0 | 0 | 0 | 0 | 0
PeakO | 0 | 0 | 0 | 0 | 0 | 0
ST | 0 | 0 | 0 | 0 | 0 | 0
STOG | 1736.62 | 1736.62 | 1736.62 | 1736.62 | 1736.62 | 1736.62
STWD | 0 | 0 | 0 | 0 | 0 | 0
WT | 0 | 0 | 0 | 0 | 0 | 0
IGCC | 0 | 0 | 0 | 0 | 0 | 0
DemandResponse | 0 | 0 | 0 | 0 | 0 | 0
IGCC-CCS | 0 | 0 | 0 | 0 | 0 | 0
WT_off | 0 | 0 | 0 | 0 | 0 | 0
PseudoUnit | 0 | 0 | 0 | 0 | 0 | 0
FixedInterchange | 0 | 0 | 0 | 0 | 0 | 0
Cumulative Retirements of Capacity by Reporting Type: TVA
ReportingType | 2015 | 2020 | 2025 | 2030 | 2035 | 2040
BM | 0 | 0 | 0 | 0 | 0 | 0
CC | 0 | 0 | 0 | 0 | 0 | 0
CSP | 0 | 0 | 0 | 0 | 0 | 0
CT | 0 | 0 | 0 | 0 | 0 | 0
Coal | 3610.95 | 5780.25 | 5964.19 | 5964.19 | 5964.19 | 5964.19
Geo | 0 | 0 | 0 | 0 | 0 | 0
H | 0 | 0 | 0 | 0 | 0 | 0
LFG | 0 | 0 | 0 | 0 | 0 | 0
Nuc | 0 | 0 | 0 | 0 | 2512.33 | 3791
PS | 0 | 0 | 0 | 0 | 0 | 0
PV | 0 | 0 | 0 | 0 | 0 | 0
PeakG | 0 | 0 | 0 | 0 | 0 | 0
PeakO | 0 | 0 | 0 | 0 | 0 | 0
ST | 0 | 0 | 0 | 0 | 0 | 0
STOG | 0 | 0 | 0 | 0 | 0 | 0
STWD | 0 | 0 | 0 | 0 | 0 | 0
WT | 0 | 0 | 0 | 0 | 0 | 0
IGCC | 0 | 0 | 0 | 0 | 0 | 0
DemandResponse | 0 | 0 | 0 | 0 | 0 | 0
IGCC-CCS | 0 | 0 | 0 | 0 | 0 | 0
WT_off | 0 | 0 | 0 | 0 | 0 | 0
PseudoUnit | 0 | 0 | 0 | 0 | 0 | 0
FixedInterchange | 0 | 0 | 0 | 0 | 0 | 0
Cumulative Retirements of Capacity by Reporting Type: TVA_Transmission
ReportingType | 2015 | 2020 | 2025 | 2030 | 2035 | 2040
BM | 0 | 0 | 0 | 0 | 0 | 0
CC | 0 | 0 | 0 | 0 | 0 | 0
CSP | 0 | 0 | 0 | 0 | 0 | 0
CT | 0 | 0 | 0 | 0 | 0 | 0
Coal | 0 | 0 | 0 | 0 | 0 | 0
Geo | 0 | 0 | 0 | 0 | 0 | 0
H | 0 | 0 | 0 | 0 | 0 | 0
LFG | 0 | 0 | 0 | 0 | 0 | 0
Nuc | 0 | 0 | 0 | 0 | 0 | 0
PS | 0 | 0 | 0 | 0 | 0 | 0
PV | 0 | 0 | 0 | 0 | 0 | 0
PeakG | 0 | 0 | 0 | 0 | 0 | 0
PeakO | 0 | 0 | 0 | 0 | 0 | 0
ST | 0 | 0 | 0 | 0 | 0 | 0
STOG | 0 | 0 | 0 | 0 | 0 | 0
STWD | 0 | 0 | 0 | 0 | 0 | 0
WT | 0 | 0 | 0 | 0 | 0 | 0
IGCC | 0 | 0 | 0 | 0 | 0 | 0
DemandResponse | 0 | 0 | 0 | 0 | 0 | 0
IGCC-CCS | 0 | 0 | 0 | 0 | 0 | 0
WT_off | 0 | 0 | 0 | 0 | 0 | 0
PseudoUnit | 0 | 0 | 0 | 0 | 0 | 0
FixedInterchange | 0 | 0 | 0 | 0 | 0 | 0
Cumulative Retirements of Capacity by Reporting Type: VACAR
ReportingType | 2015 | 2020 | 2025 | 2030 | 2035 | 2040
BM | 0 | 0 | 0 | 0 | 0 | 0
CC | 0 | 0 | 0 | 0 | 0 | 0
CSP | 0 | 0 | 0 | 0 | 0 | 0
CT | 0 | 0 | 0 | 0 | 0 | 0
Coal | 2954 | 8837.04 | 11075.34 | 11075.34 | 11075.34 | 11075.34
Geo | 0 | 0 | 0 | 0 | 0 | 0
H | 0 | 0 | 0 | 0 | 0 | 0
LFG | 0 | 0 | 0 | 0 | 0 | 0
Nuc | 0 | 0 | 0 | 0 | 3248 | 5106
PS | 0 | 0 | 0 | 0 | 0 | 0
PV | 0 | 0 | 0 | 0 | 0 | 0
PeakG | 0 | 0 | 0 | 0 | 0 | 0
PeakO | 0 | 0 | 0 | 0 | 0 | 0
ST | 0 | 0 | 0 | 0 | 0 | 0
STOG | 0 | 0 | 0 | 0 | 0 | 0
STWD | 0 | 0 | 0 | 0 | 0 | 0
WT | 0 | 0 | 0 | 0 | 0 | 0
IGCC | 0 | 0 | 0 | 0 | 0 | 0
DemandResponse | 0 | 0 | 0 | 0 | 0 | 0
IGCC-CCS | 0 | 0 | 0 | 0 | 0 | 0
WT_off | 0 | 0 | 0 | 0 | 0 | 0
PseudoUnit | 0 | 0 | 0 | 0 | 0 | 0
FixedInterchange | 0 | 0 | 0 | 0 | 0 | 0
Cumulative Retirements of Capacity by Reporting Type: IESO
ReportingType | 2015 | 2020 | 2025 | 2030 | 2035 | 2040
BM | 0 | 0 | 0 | 0 | 0 | 0
CC | 3107.3 | 3107.3 | 3107.3 | 3107.3 | 3107.3 | 3107.3
CSP | 0 | 0 | 0 | 0 | 0 | 0
CT | 0 | 0 | 0 | 0 | 0 | 0
Coal | 6416 | 6416 | 6416 | 6416 | 6416 | 6416
Geo | 0 | 0 | 0 | 0 | 0 | 0
H | 0 | 0 | 0 | 0 | 0 | 0
LFG | 0 | 0 | 0 | 0 | 0 | 0
Nuc | 0 | 0 | 0 | 0 | 1030 | 2570
PS | 0 | 0 | 0 | 0 | 0 | 0
PV | 0 | 0 | 0 | 0 | 1067.26 | 1067.26
PeakG | 0 | 0 | 0 | 0 | 0 | 0
PeakO | 145.65 | 145.65 | 145.65 | 145.65 | 145.65 | 145.65
ST | 0 | 0 | 0 | 0 | 0 | 0
STOG | 2126 | 2126 | 2126 | 2126 | 2126 | 2126
STWD | 139 | 139 | 139 | 139 | 139 | 139
WT | 0 | 0 | 0 | 0 | 2105.9 | 2105.9
IGCC | 0 | 0 | 0 | 0 | 0 | 0
DemandResponse | 0 | 0 | 0 | 0 | 0 | 0
IGCC-CCS | 0 | 0 | 0 | 0 | 0 | 0
WT_off | 0 | 0 | 0 | 0 | 0 | 0
PseudoUnit | 0 | 0 | 0 | 0 | 0 | 0
FixedInterchange | 0 | 0 | 0 | 0 | 0 | 0
Cumulative Retirements of Capacity by Reporting Type: MAPP_CA
ReportingType | 2015 | 2020 | 2025 | 2030 | 2035 | 2040
BM | 0 | 0 | 0 | 0 | 0 | 0
CC | 0 | 0 | 0 | 731 | 731 | 731
CSP | 0 | 0 | 0 | 0 | 0 | 0
CT | 0 | 0 | 0 | 0 | 35 | 35
Coal | 110.01 | 110.01 | 1745.9 | 1745.9 | 1745.9 | 1745.9
Geo | 0 | 0 | 0 | 0 | 0 | 0
H | 0 | 0 | 0 | 0 | 0 | 0
LFG | 0 | 0 | 0 | 0 | 0 | 0
Nuc | 0 | 0 | 0 | 0 | 0 | 0
PS | 0 | 0 | 0 | 0 | 0 | 0
PV | 0 | 0 | 0 | 0 | 0 | 0
PeakG | 0 | 0 | 0 | 0 | 0 | 0
PeakO | 0 | 0 | 0 | 0 | 0 | 0
ST | 0 | 0 | 0 | 0 | 0 | 0
STOG | 0 | 0 | 0 | 126 | 126 | 126
STWD | 0 | 0 | 0 | 0 | 0 | 0
WT | 0 | 0 | 0 | 0 | 0 | 0
IGCC | 0 | 0 | 0 | 0 | 0 | 0
DemandResponse | 0 | 0 | 0 | 0 | 0 | 0
IGCC-CCS | 0 | 0 | 0 | 0 | 0 | 0
WT_off | 0 | 0 | 0 | 0 | 0 | 0
PseudoUnit | 0 | 0 | 0 | 0 | 0 | 0
FixedInterchange | 0 | 0 | 0 | 0 | 0 | 0
Cumulative Retirements of Capacity by Reporting Type: AZ_NM_SNV_Coal
ReportingType | 2015 | 2020 | 2025 | 2030 | 2035 | 2040
BM | 0 | 0 | 0 | 0 | 0 | 0
CC | 0 | 0 | 0 | 0 | 0 | 0
CSP | 0 | 0 | 0 | 0 | 0 | 0
CT | 0 | 0 | 0 | 0 | 0 | 0
Coal | 0 | 0 | 0 | 0 | 0 | 0
Geo | 0 | 0 | 0 | 0 | 0 | 0
H | 0 | 0 | 0 | 0 | 0 | 0
LFG | 0 | 0 | 0 | 0 | 0 | 0
Nuc | 0 | 0 | 0 | 0 | 0 | 0
PS | 0 | 0 | 0 | 0 | 0 | 0
PV | 0 | 0 | 0 | 0 | 0 | 0
PeakG | 0 | 0 | 0 | 0 | 0 | 0
PeakO | 200 | 200 | 200 | 200 | 200 | 200
ST | 0 | 0 | 0 | 0 | 0 | 0
STOG | 0 | 0 | 0 | 0 | 0 | 0
STWD | 0 | 0 | 0 | 0 | 0 | 0
WT | 0 | 0 | 0 | 0 | 0 | 0
IGCC | 0 | 0 | 0 | 0 | 0 | 0
DemandResponse | 0 | 0 | 0 | 0 | 0 | 0
IGCC-CCS | 0 | 0 | 0 | 0 | 0 | 0
WT_off | 0 | 0 | 0 | 0 | 0 | 0
PseudoUnit | 0 | 0 | 0 | 0 | 0 | 0
FixedInterchange | 0 | 0 | 0 | 0 | 0 | 0
Cumulative Retirements of Capacity by Reporting Type: AZ_NM_SNV_Gas
ReportingType | 2015 | 2020 | 2025 | 2030 | 2035 | 2040
BM | 0 | 0 | 0 | 0 | 0 | 0
CC | 1095 | 1095 | 1095 | 1095 | 1095 | 1095
CSP | 0 | 0 | 0 | 0 | 0 | 0
CT | 0 | 0 | 0 | 0 | 736 | 736
Coal | 0 | 0 | 0 | 0 | 0 | 0
Geo | 0 | 0 | 0 | 0 | 0 | 0
H | 0 | 0 | 0 | 0 | 0 | 0
LFG | 0 | 0 | 0 | 0 | 0 | 0
Nuc | 0 | 0 | 0 | 0 | 0 | 0
PS | 0 | 0 | 0 | 0 | 0 | 0
PV | 0 | 0 | 0 | 0 | 0 | 0
PeakG | 1830.61 | 1830.61 | 1830.61 | 1830.61 | 1830.61 | 3660
PeakO | 0 | 0 | 0 | 0 | 0 | 0
ST | 0 | 0 | 0 | 0 | 0 | 0
STOG | 2064 | 2064 | 2064 | 2064 | 2064 | 2064
STWD | 0 | 0 | 0 | 0 | 0 | 0
WT | 0 | 0 | 0 | 0 | 0 | 0
IGCC | 0 | 0 | 0 | 0 | 0 | 0
DemandResponse | 0 | 0 | 0 | 0 | 0 | 0
IGCC-CCS | 0 | 0 | 0 | 0 | 0 | 0
WT_off | 0 | 0 | 0 | 0 | 0 | 0
PseudoUnit | 0 | 0 | 0 | 0 | 0 | 0
FixedInterchange | 0 | 0 | 0 | 0 | 0 | 0
Cumulative Retirements of Capacity by Reporting Type: AZ_NM_SNV_NucRenew
ReportingType | 2015 | 2020 | 2025 | 2030 | 2035 | 2040
BM | 0 | 0 | 0 | 0 | 0 | 0
CC | 0 | 0 | 0 | 0 | 0 | 0
CSP | 65 | 65 | 65 | 65 | 65 | 65
CT | 0 | 0 | 0 | 0 | 0 | 0
Coal | 0 | 0 | 0 | 0 | 0 | 0
Geo | 0 | 0 | 0 | 0 | 0 | 0
H | 0 | 0 | 0 | 0 | 0 | 0
LFG | 0 | 0 | 0 | 0 | 0 | 0
Nuc | 0 | 0 | 0 | 0 | 0 | 0
PS | 0 | 0 | 0 | 0 | 0 | 0
PV | 0 | 0 | 0 | 0 | 0 | 0
PeakG | 0 | 0 | 0 | 0 | 0 | 0
PeakO | 0 | 0 | 0 | 0 | 0 | 0
ST | 0 | 0 | 0 | 0 | 0 | 0
STOG | 0 | 0 | 0 | 0 | 0 | 0
STWD | 0 | 0 | 0 | 0 | 0 | 0
WT | 0 | 0 | 0 | 0 | 0 | 0
IGCC | 0 | 0 | 0 | 0 | 0 | 0
DemandResponse | 0 | 0 | 0 | 0 | 0 | 0
IGCC-CCS | 0 | 0 | 0 | 0 | 0 | 0
WT_off | 0 | 0 | 0 | 0 | 0 | 0
PseudoUnit | 0 | 0 | 0 | 0 | 0 | 0
FixedInterchange | 0 | 0 | 0 | 0 | 0 | 0
Cumulative Retirements of Capacity by Reporting Type: ERCOT
ReportingType | 2015 | 2020 | 2025 | 2030 | 2035 | 2040
BM | 0 | 0 | 0 | 0 | 0 | 0
CC | 0 | 0 | 0 | 0 | 0 | 0
CSP | 0 | 0 | 0 | 0 | 0 | 0
CT | 0 | 0 | 0 | 0 | 0 | 0
Coal | 1496.48 | 1496.48 | 1496.48 | 1496.48 | 1496.48 | 1496.48
Geo | 0 | 0 | 0 | 0 | 0 | 0
H | 0 | 0 | 0 | 0 | 0 | 0
LFG | 0 | 0 | 0 | 0 | 0 | 0
Nuc | 0 | 0 | 0 | 0 | 0 | 0
PS | 0 | 0 | 0 | 0 | 0 | 0
PV | 0 | 0 | 0 | 0 | 14 | 14
PeakG | 0 | 0 | 0 | 0 | 0 | 0
PeakO | 0 | 0 | 0 | 0 | 0 | 0
ST | 0 | 0 | 0 | 0 | 0 | 0
STOG | 1360.82 | 1360.82 | 1360.82 | 1360.82 | 1360.82 | 1360.82
STWD | 0 | 0 | 0 | 0 | 0 | 0
WT | 0 | 0 | 0 | 0 | 0 | 0
IGCC | 0 | 0 | 0 | 0 | 0 | 0
DemandResponse | 0 | 0 | 0 | 0 | 0 | 0
IGCC-CCS | 0 | 0 | 0 | 0 | 0 | 0
WT_off | 0 | 0 | 0 | 0 | 0 | 0
PseudoUnit | 0 | 0 | 0 | 0 | 0 | 0
FixedInterchange | 0 | 0 | 0 | 0 | 0 | 0
Cumulative Retirements of Capacity by Reporting Type: NP15
ReportingType | 2015 | 2020 | 2025 | 2030 | 2035 | 2040
BM | 0 | 0 | 0 | 0 | 0 | 0
CC | 0 | 0 | 0 | 0 | 0 | 0
CSP | 0 | 0 | 0 | 0 | 0 | 0
CT | 0 | 0 | 0 | 0 | 0 | 0
Coal | 163.7 | 191.9 | 191.9 | 191.9 | 191.9 | 191.9
Geo | 0 | 0 | 0 | 0 | 0 | 0
H | 0 | 0 | 0 | 0 | 0 | 0
LFG | 0 | 0 | 0 | 0 | 0 | 0
Nuc | 0 | 0 | 0 | 0 | 0 | 0
PS | 0 | 0 | 0 | 0 | 0 | 0
PV | 0 | 0 | 0 | 0 | 6.5 | 6.5
PeakG | 0 | 0 | 0 | 0 | 0 | 0
PeakO | 156 | 156 | 156 | 156 | 156 | 156
ST | 0 | 0 | 0 | 0 | 0 | 0
STOG | 1046.4 | 1046.4 | 1046.4 | 1046.4 | 1046.4 | 1046.4
STWD | 0 | 0 | 0 | 0 | 0 | 0
WT | 0 | 0 | 0 | 0 | 0 | 0
IGCC | 0 | 0 | 0 | 0 | 0 | 0
DemandResponse | 0 | 0 | 0 | 0 | 0 | 0
IGCC-CCS | 0 | 0 | 0 | 0 | 0 | 0
WT_off | 0 | 0 | 0 | 0 | 0 | 0
PseudoUnit | 0 | 0 | 0 | 0 | 0 | 0
FixedInterchange | 0 | 0 | 0 | 0 | 0 | 0
Cumulative Retirements of Capacity by Reporting Type: NWPP_Coal
ReportingType | 2015 | 2020 | 2025 | 2030 | 2035 | 2040
BM | 0 | 0 | 0 | 0 | 0 | 0
CC | 0 | 0 | 0 | 0 | 0 | 0
CSP | 0 | 0 | 0 | 0 | 0 | 0
CT | 0 | 0 | 0 | 0 | 0 | 0
Coal | 685.88 | 685.88 | 685.88 | 685.88 | 685.88 | 685.88
Geo | 0 | 0 | 0 | 0 | 0 | 0
H | 0 | 0 | 0 | 0 | 0 | 0
LFG | 0 | 0 | 0 | 0 | 0 | 0
Nuc | 0 | 0 | 0 | 0 | 0 | 0
PS | 0 | 0 | 0 | 0 | 0 | 0
PV | 0 | 0 | 0 | 0 | 0 | 0
PeakG | 0 | 0 | 0 | 0 | 0 | 0
PeakO | 183 | 183 | 183 | 183 | 183 | 183
ST | 0 | 0 | 0 | 0 | 0 | 0
STOG | 0 | 0 | 0 | 0 | 0 | 0
STWD | 0 | 0 | 0 | 0 | 0 | 0
WT | 0 | 0 | 0 | 0 | 0 | 0
IGCC | 0 | 0 | 0 | 0 | 0 | 0
DemandResponse | 0 | 0 | 0 | 0 | 0 | 0
IGCC-CCS | 0 | 0 | 0 | 0 | 0 | 0
WT_off | 0 | 0 | 0 | 0 | 0 | 0
PseudoUnit | 0 | 0 | 0 | 0 | 0 | 0
FixedInterchange | 0 | 0 | 0 | 0 | 0 | 0
Cumulative Retirements of Capacity by Reporting Type: NWPP_Gas
ReportingType | 2015 | 2020 | 2025 | 2030 | 2035 | 2040
BM | 0 | 0 | 0 | 0 | 0 | 0
CC | 1678 | 1678 | 1678 | 1678 | 1678 | 1678
CSP | 0 | 0 | 0 | 0 | 0 | 0
CT | 0 | 0 | 0 | 0 | 150 | 150
Coal | 0 | 0 | 0 | 0 | 0 | 0
Geo | 0 | 0 | 0 | 0 | 0 | 0
H | 0 | 0 | 0 | 0 | 0 | 0
LFG | 0 | 0 | 0 | 0 | 0 | 0
Nuc | 0 | 0 | 0 | 0 | 0 | 0
PS | 0 | 0 | 0 | 0 | 0 | 0
PV | 0 | 0 | 0 | 0 | 0 | 0
PeakG | 2623 | 2623 | 2623 | 2623 | 2623 | 2623
PeakO | 0 | 0 | 0 | 0 | 0 | 0
ST | 0 | 0 | 0 | 0 | 0 | 0
STOG | 786 | 786 | 786 | 786 | 786 | 786
STWD | 0 | 0 | 0 | 0 | 0 | 0
WT | 0 | 0 | 0 | 0 | 0 | 0
IGCC | 0 | 0 | 0 | 0 | 0 | 0
DemandResponse | 0 | 0 | 0 | 0 | 0 | 0
IGCC-CCS | 0 | 0 | 0 | 0 | 0 | 0
WT_off | 0 | 0 | 0 | 0 | 0 | 0
PseudoUnit | 0 | 0 | 0 | 0 | 0 | 0
FixedInterchange | 0 | 0 | 0 | 0 | 0 | 0
Cumulative Retirements of Capacity by Reporting Type: NWPP_NucRenew
ReportingType | 2015 | 2020 | 2025 | 2030 | 2035 | 2040
BM | 0 | 0 | 0 | 0 | 0 | 0
CC | 0 | 0 | 0 | 0 | 0 | 0
CSP | 0 | 0 | 0 | 0 | 0 | 0
CT | 0 | 0 | 0 | 0 | 0 | 0
Coal | 0 | 0 | 0 | 0 | 0 | 0
Geo | 4.8 | 4.8 | 4.8 | 4.8 | 4.8 | 4.8
H | 0 | 0 | 0 | 0 | 0 | 0
LFG | 0 | 0 | 0 | 0 | 0 | 0
Nuc | 0 | 0 | 0 | 0 | 0 | 0
PS | 0 | 0 | 0 | 0 | 0 | 0
PV | 0 | 0 | 0 | 0 | 0 | 0
PeakG | 0 | 0 | 0 | 0 | 0 | 0
PeakO | 0 | 0 | 0 | 0 | 0 | 0
ST | 0 | 0 | 0 | 0 | 0 | 0
STOG | 0 | 0 | 0 | 0 | 0 | 0
STWD | 181.91 | 181.91 | 181.91 | 181.91 | 181.91 | 181.91
WT | 0 | 0 | 0 | 0 | 0 | 0
IGCC | 0 | 0 | 0 | 0 | 0 | 0
DemandResponse | 0 | 0 | 0 | 0 | 0 | 0
IGCC-CCS | 0 | 0 | 0 | 0 | 0 | 0
WT_off | 0 | 0 | 0 | 0 | 0 | 0
PseudoUnit | 0 | 0 | 0 | 0 | 0 | 0
FixedInterchange | 0 | 0 | 0 | 0 | 0 | 0
Cumulative Retirements of Capacity by Reporting Type: RMPA
ReportingType | 2015 | 2020 | 2025 | 2030 | 2035 | 2040
BM | 0 | 0 | 0 | 0 | 0 | 0
CC | 0 | 0 | 0 | 0 | 0 | 0
CSP | 1 | 1 | 1 | 1 | 1 | 1
CT | 0 | 0 | 0 | 0 | 152 | 152
Coal | 480 | 650.5 | 1005.22 | 1005.22 | 1005.22 | 1249.5
Geo | 0 | 0 | 0 | 0 | 0 | 0
H | 0 | 0 | 0 | 0 | 0 | 0
LFG | 0 | 0 | 0 | 0 | 0 | 0
Nuc | 0 | 0 | 0 | 0 | 0 | 0
PS | 0 | 0 | 0 | 0 | 0 | 0
PV | 0 | 0 | 0 | 0 | 0 | 0
PeakG | 0 | 0 | 0 | 0 | 0 | 0
PeakO | 0 | 0 | 97.41 | 97.41 | 97.41 | 97.41
ST | 0 | 0 | 0 | 0 | 0 | 0
STOG | 217 | 217 | 217 | 217 | 217 | 217
STWD | 0 | 0 | 0 | 0 | 0 | 0
WT | 0 | 0 | 0 | 0 | 0 | 0
IGCC | 0 | 0 | 0 | 0 | 0 | 0
DemandResponse | 0 | 0 | 0 | 0 | 0 | 0
IGCC-CCS | 0 | 0 | 0 | 0 | 0 | 0
WT_off | 0 | 0 | 0 | 0 | 0 | 0
PseudoUnit | 0 | 0 | 0 | 0 | 0 | 0
FixedInterchange | 0 | 0 | 0 | 0 | 0 | 0
Cumulative Retirements of Capacity by Reporting Type: SP15
ReportingType | 2015 | 2020 | 2025 | 2030 | 2035 | 2040
BM | 0 | 0 | 0 | 0 | 0 | 0
CC | 0 | 0 | 0 | 0 | 0 | 0
CSP | 409 | 409 | 409 | 409 | 409 | 409
CT | 0 | 0 | 0 | 0 | 0 | 0
Coal | 141.5 | 141.5 | 141.5 | 141.5 | 242.7 | 242.7
Geo | 0 | 0 | 0 | 0 | 0 | 0
H | 0 | 0 | 0 | 0 | 0 | 0
LFG | 0 | 0 | 0 | 0 | 0 | 0
Nuc | 0 | 0 | 0 | 0 | 0 | 0
PS | 0 | 0 | 0 | 0 | 0 | 0
PV | 0 | 0 | 0 | 0 | 3.8 | 3.8
PeakG | 44 | 44 | 44 | 44 | 44 | 44
PeakO | 15 | 15 | 15 | 15 | 15 | 15
ST | 0 | 0 | 0 | 0 | 0 | 0
STOG | 958 | 958 | 958 | 958 | 958 | 958
STWD | 0 | 0 | 0 | 0 | 0 | 0
WT | 126.2 | 126.2 | 126.2 | 126.2 | 126.2 | 126.2
IGCC | 0 | 0 | 0 | 0 | 0 | 0
DemandResponse | 0 | 0 | 0 | 0 | 0 | 0
IGCC-CCS | 0 | 0 | 0 | 0 | 0 | 0
WT_off | 0 | 0 | 0 | 0 | 0 | 0
PseudoUnit | 0 | 0 | 0 | 0 | 0 | 0
FixedInterchange | 0 | 0 | 0 | 0 | 0 | 0
Cumulative Retirements of Capacity by Reporting Type: ALB
ReportingType | 2015 | 2020 | 2025 | 2030 | 2035 | 2040
BM | 0 | 0 | 0 | 0 | 0 | 0
CC | 0 | 0 | 0 | 0 | 198.7 | 198.7
CSP | 0 | 0 | 0 | 0 | 0 | 0
CT | 0 | 0 | 0 | 0 | 201.5 | 201.5
Coal | 0 | 0 | 0 | 0 | 0 | 0
Geo | 0 | 0 | 0 | 0 | 0 | 0
H | 0 | 0 | 0 | 0 | 0 | 0
LFG | 0 | 0 | 0 | 0 | 0 | 0
Nuc | 0 | 0 | 0 | 0 | 0 | 0
PS | 0 | 0 | 0 | 0 | 0 | 0
PV | 0 | 0 | 0 | 0 | 0 | 0
PeakG | 880.29 | 916.21 | 916.21 | 916.21 | 916.21 | 916.21
PeakO | 6 | 6 | 6 | 6 | 6 | 6
ST | 0 | 0 | 0 | 0 | 0 | 0
STOG | 186 | 186 | 186 | 186 | 186 | 186
STWD | 174 | 174 | 174 | 174 | 174 | 174
WT | 0 | 0 | 0 | 0 | 0 | 0
IGCC | 0 | 0 | 0 | 0 | 0 | 0
DemandResponse | 0 | 0 | 0 | 0 | 0 | 0
IGCC-CCS | 0 | 0 | 0 | 0 | 0 | 0
WT_off | 0 | 0 | 0 | 0 | 0 | 0
PseudoUnit | 0 | 0 | 0 | 0 | 0 | 0
FixedInterchange | 0 | 0 | 0 | 0 | 0 | 0
Cumulative Retirements of Capacity by Reporting Type: BC
ReportingType | 2015 | 2020 | 2025 | 2030 | 2035 | 2040
BM | 0 | 0 | 0 | 0 | 0 | 0
CC | 0 | 0 | 0 | 0 | 0 | 0
CSP | 0 | 0 | 0 | 0 | 0 | 0
CT | 0 | 0 | 0 | 0 | 0 | 0
Coal | 0 | 0 | 0 | 0 | 0 | 0
Geo | 0 | 0 | 0 | 0 | 0 | 0
H | 0 | 0 | 0 | 0 | 0 | 0
LFG | 0 | 0 | 0 | 0 | 0 | 0
Nuc | 0 | 0 | 0 | 0 | 0 | 0
PS | 0 | 0 | 0 | 0 | 0 | 0
PV | 0 | 0 | 0 | 0 | 0 | 0
PeakG | 0 | 0 | 0 | 0 | 0 | 0
PeakO | 0 | 0 | 0 | 0 | 0 | 0
ST | 0 | 0 | 0 | 0 | 0 | 0
STOG | 938 | 938 | 938 | 938 | 938 | 938
STWD | 0 | 0 | 0 | 0 | 0 | 0
WT | 0 | 0 | 0 | 0 | 0 | 0
IGCC | 0 | 0 | 0 | 0 | 0 | 0
DemandResponse | 0 | 0 | 0 | 0 | 0 | 0
IGCC-CCS | 0 | 0 | 0 | 0 | 0 | 0
WT_off | 0 | 0 | 0 | 0 | 0 | 0
PseudoUnit | 0 | 0 | 0 | 0 | 0 | 0
FixedInterchange | 0 | 0 | 0 | 0 | 0 | 0
Cumulative Retirements of Capacity by Reporting Type: HQ_IESO
ReportingType | 2015 | 2020 | 2025 | 2030 | 2035 | 2040
BM | 0 | 0 | 0 | 0 | 0 | 0
CC | 0 | 0 | 0 | 0 | 0 | 0
CSP | 0 | 0 | 0 | 0 | 0 | 0
CT | 0 | 0 | 0 | 0 | 0 | 0
Coal | 0 | 0 | 0 | 0 | 0 | 0
Geo | 0 | 0 | 0 | 0 | 0 | 0
H | 0 | 0 | 0 | 0 | 0 | 0
LFG | 0 | 0 | 0 | 0 | 0 | 0
Nuc | 0 | 0 | 0 | 0 | 0 | 0
PS | 0 | 0 | 0 | 0 | 0 | 0
PV | 0 | 0 | 0 | 0 | 0 | 0
PeakG | 0 | 0 | 0 | 0 | 0 | 0
PeakO | 0 | 0 | 0 | 0 | 0 | 0
ST | 0 | 0 | 0 | 0 | 0 | 0
STOG | 0 | 0 | 0 | 0 | 0 | 0
STWD | 0 | 0 | 0 | 0 | 0 | 0
WT | 0 | 0 | 0 | 0 | 0 | 0
IGCC | 0 | 0 | 0 | 0 | 0 | 0
DemandResponse | 0 | 0 | 0 | 0 | 0 | 0
IGCC-CCS | 0 | 0 | 0 | 0 | 0 | 0
WT_off | 0 | 0 | 0 | 0 | 0 | 0
PseudoUnit | 0 | 0 | 0 | 0 | 0 | 0
FixedInterchange | 0 | 0 | 0 | 0 | 0 | 0
Cumulative Retirements of Capacity by Reporting Type: HQ_NEISO
ReportingType | 2015 | 2020 | 2025 | 2030 | 2035 | 2040
BM | 0 | 0 | 0 | 0 | 0 | 0
CC | 0 | 0 | 0 | 0 | 0 | 0
CSP | 0 | 0 | 0 | 0 | 0 | 0
CT | 0 | 0 | 0 | 0 | 0 | 0
Coal | 0 | 0 | 0 | 0 | 0 | 0
Geo | 0 | 0 | 0 | 0 | 0 | 0
H | 0 | 0 | 0 | 0 | 0 | 0
LFG | 0 | 0 | 0 | 0 | 0 | 0
Nuc | 0 | 0 | 0 | 0 | 0 | 0
PS | 0 | 0 | 0 | 0 | 0 | 0
PV | 0 | 0 | 0 | 0 | 0 | 0
PeakG | 0 | 0 | 0 | 0 | 0 | 0
PeakO | 0 | 0 | 0 | 0 | 0 | 0
ST | 0 | 0 | 0 | 0 | 0 | 0
STOG | 0 | 0 | 0 | 0 | 0 | 0
STWD | 0 | 0 | 0 | 0 | 0 | 0
WT | 0 | 0 | 0 | 0 | 0 | 0
IGCC | 0 | 0 | 0 | 0 | 0 | 0
DemandResponse | 0 | 0 | 0 | 0 | 0 | 0
IGCC-CCS | 0 | 0 | 0 | 0 | 0 | 0
WT_off | 0 | 0 | 0 | 0 | 0 | 0
PseudoUnit | 0 | 0 | 0 | 0 | 0 | 0
FixedInterchange | 0 | 0 | 0 | 0 | 0 | 0
Cumulative Retirements of Capacity by Reporting Type: HQ_NY
ReportingType | 2015 | 2020 | 2025 | 2030 | 2035 | 2040
BM | 0 | 0 | 0 | 0 | 0 | 0
CC | 0 | 0 | 0 | 0 | 0 | 0
CSP | 0 | 0 | 0 | 0 | 0 | 0
CT | 0 | 0 | 0 | 0 | 0 | 0
Coal | 0 | 0 | 0 | 0 | 0 | 0
Geo | 0 | 0 | 0 | 0 | 0 | 0
H | 0 | 0 | 0 | 0 | 0 | 0
LFG | 0 | 0 | 0 | 0 | 0 | 0
Nuc | 0 | 0 | 0 | 0 | 0 | 0
PS | 0 | 0 | 0 | 0 | 0 | 0
PV | 0 | 0 | 0 | 0 | 0 | 0
PeakG | 0 | 0 | 0 | 0 | 0 | 0
PeakO | 0 | 0 | 0 | 0 | 0 | 0
ST | 0 | 0 | 0 | 0 | 0 | 0
STOG | 0 | 0 | 0 | 0 | 0 | 0
STWD | 0 | 0 | 0 | 0 | 0 | 0
WT | 0 | 0 | 0 | 0 | 0 | 0
IGCC | 0 | 0 | 0 | 0 | 0 | 0
DemandResponse | 0 | 0 | 0 | 0 | 0 | 0
IGCC-CCS | 0 | 0 | 0 | 0 | 0 | 0
WT_off | 0 | 0 | 0 | 0 | 0 | 0
PseudoUnit | 0 | 0 | 0 | 0 | 0 | 0
FixedInterchange | 0 | 0 | 0 | 0 | 0 | 0
Cumulative Retirements of Capacity by Reporting Type: MARITIMES
ReportingType | 2015 | 2020 | 2025 | 2030 | 2035 | 2040
BM | 0 | 0 | 0 | 0 | 0 | 0
CC | 0 | 0 | 0 | 0 | 0 | 0
CSP | 0 | 0 | 0 | 0 | 0 | 0
CT | 0 | 0 | 0 | 0 | 0 | 0
Coal | 0 | 0 | 0 | 0 | 0 | 0
Geo | 0 | 0 | 0 | 0 | 0 | 0
H | 0 | 0 | 0 | 0 | 0 | 0
LFG | 0 | 0 | 0 | 0 | 0 | 0
Nuc | 0 | 0 | 0 | 0 | 0 | 0
PS | 0 | 0 | 0 | 0 | 0 | 0
PV | 0 | 0 | 0 | 0 | 0 | 0
PeakG | 0 | 0 | 0 | 0 | 0 | 0
PeakO | 0 | 0 | 0 | 0 | 0 | 0
ST | 0 | 0 | 0 | 0 | 0 | 0
STOG | 0 | 0 | 0 | 0 | 0 | 0
STWD | 0 | 0 | 0 | 0 | 0 | 0
WT | 0 | 0 | 0 | 0 | 0 | 0
IGCC | 0 | 0 | 0 | 0 | 0 | 0
DemandResponse | 0 | 0 | 0 | 0 | 0 | 0
IGCC-CCS | 0 | 0 | 0 | 0 | 0 | 0
WT_off | 0 | 0 | 0 | 0 | 0 | 0
PseudoUnit | 0 | 0 | 0 | 0 | 0 | 0
FixedInterchange | 0 | 0 | 0 | 0 | 0 | 0
Cumulative Retirements of Capacity by Reporting Type: All
ReportingType | 2015 | 2020 | 2025 | 2030 | 2035 | 2040
BM | 0 | 0 | 0 | 0 | 0 | 0
CC | 8033.06 | 8033.06 | 8086.51 | 8817.51 | 9016.21 | 9016.21
CSP | 475 | 475 | 475 | 475 | 475 | 475
CT | 0 | 0 | 0 | 0 | 1274.5 | 1274.5
Coal | 71138.24 | 100375.99 | 105655 | 105655 | 105756.2 | 106000.48
Geo | 4.8 | 4.8 | 4.8 | 4.8 | 4.8 | 4.8
H | 0 | 0 | 0 | 0 | 0 | 0
LFG | 0 | 0 | 0 | 0 | 0 | 0
Nuc | 0 | 614.5 | 614.5 | 2102.7 | 28678.4 | 48384.39
PS | 0 | 0 | 0 | 0 | 0 | 0
PV | 0 | 0 | 0 | 0 | 1123.56 | 1123.56
PeakG | 5856.4 | 5892.33 | 10496.36 | 10496.36 | 10496.36 | 12325.75
PeakO | 2427.38 | 2427.38 | 2524.79 | 2524.79 | 2524.79 | 2524.79
ST | 0 | 0 | 0 | 0 | 0 | 0
STOG | 43373.12 | 43373.12 | 44378.74 | 44504.74 | 44504.74 | 44504.74
STWD | 494.91 | 494.91 | 494.91 | 494.91 | 494.91 | 494.91
WT | 126.2 | 126.2 | 126.2 | 126.2 | 4060.4 | 4578.2
IGCC | 0 | 0 | 0 | 0 | 0 | 0
DemandResponse | 0 | 0 | 0 | 0 | 0 | 0
IGCC-CCS | 0 | 0 | 0 | 0 | 0 | 0
WT_off | 0 | 0 | 0 | 0 | 468 | 468
PseudoUnit | 0 | 0 | 0 | 0 | 0 | 0
FixedInterchange | 0 | 0 | 0 | 0 | 0 | 0
Cumulative Retirements of Capacity by Reporting Type: EI_US
ReportingType | 2015 | 2020 | 2025 | 2030 | 2035 | 2040
BM | 0 | 0 | 0 | 0 | 0 | 0
CC | 2152.75 | 2152.75 | 2206.21 | 2206.21 | 2206.21 | 2206.21
CSP | 0 | 0 | 0 | 0 | 0 | 0
CT | 0 | 0 | 0 | 0 | 0 | 0
Coal | 61644.67 | 90683.72 | 93972.12 | 93972.12 | 93972.12 | 93972.12
Geo | 0 | 0 | 0 | 0 | 0 | 0
H | 0 | 0 | 0 | 0 | 0 | 0
LFG | 0 | 0 | 0 | 0 | 0 | 0
Nuc | 0 | 614.5 | 614.5 | 2102.7 | 27648.4 | 45814.39
PS | 0 | 0 | 0 | 0 | 0 | 0
PV | 0 | 0 | 0 | 0 | 32 | 32
PeakG | 478.5 | 478.5 | 5082.54 | 5082.54 | 5082.54 | 5082.54
PeakO | 1721.73 | 1721.73 | 1721.73 | 1721.73 | 1721.73 | 1721.73
ST | 0 | 0 | 0 | 0 | 0 | 0
STOG | 33690.91 | 33690.91 | 34696.52 | 34696.52 | 34696.52 | 34696.52
STWD | 0 | 0 | 0 | 0 | 0 | 0
WT | 0 | 0 | 0 | 0 | 1828.3 | 2346.1
IGCC | 0 | 0 | 0 | 0 | 0 | 0
DemandResponse | 0 | 0 | 0 | 0 | 0 | 0
IGCC-CCS | 0 | 0 | 0 | 0 | 0 | 0
WT_off | 0 | 0 | 0 | 0 | 468 | 468
PseudoUnit | 0 | 0 | 0 | 0 | 0 | 0
FixedInterchange | 0 | 0 | 0 | 0 | 0 | 0
Cumulative Retirements of Capacity by Reporting Type: EI_Canada
ReportingType | 2015 | 2020 | 2025 | 2030 | 2035 | 2040
BM | 0 | 0 | 0 | 0 | 0 | 0
CC | 3107.3 | 3107.3 | 3107.3 | 3838.3 | 3838.3 | 3838.3
CSP | 0 | 0 | 0 | 0 | 0 | 0
CT | 0 | 0 | 0 | 0 | 35 | 35
Coal | 6526.01 | 6526.01 | 8161.9 | 8161.9 | 8161.9 | 8161.9
Geo | 0 | 0 | 0 | 0 | 0 | 0
H | 0 | 0 | 0 | 0 | 0 | 0
LFG | 0 | 0 | 0 | 0 | 0 | 0
Nuc | 0 | 0 | 0 | 0 | 1030 | 2570
PS | 0 | 0 | 0 | 0 | 0 | 0
PV | 0 | 0 | 0 | 0 | 1067.26 | 1067.26
PeakG | 0 | 0 | 0 | 0 | 0 | 0
PeakO | 145.65 | 145.65 | 145.65 | 145.65 | 145.65 | 145.65
ST | 0 | 0 | 0 | 0 | 0 | 0
STOG | 2126 | 2126 | 2126 | 2252 | 2252 | 2252
STWD | 139 | 139 | 139 | 139 | 139 | 139
WT | 0 | 0 | 0 | 0 | 2105.9 | 2105.9
IGCC | 0 | 0 | 0 | 0 | 0 | 0
DemandResponse | 0 | 0 | 0 | 0 | 0 | 0
IGCC-CCS | 0 | 0 | 0 | 0 | 0 | 0
WT_off | 0 | 0 | 0 | 0 | 0 | 0
PseudoUnit | 0 | 0 | 0 | 0 | 0 | 0
FixedInterchange | 0 | 0 | 0 | 0 | 0 | 0
Cumulative Retirements of Capacity by Reporting Type: EI
ReportingType | 2015 | 2020 | 2025 | 2030 | 2035 | 2040
BM | 0 | 0 | 0 | 0 | 0 | 0
CC | 5260.06 | 5260.06 | 5313.51 | 6044.51 | 6044.51 | 6044.51
CSP | 0 | 0 | 0 | 0 | 0 | 0
CT | 0 | 0 | 0 | 0 | 35 | 35
Coal | 68170.68 | 97209.73 | 102134.02 | 102134.02 | 102134.02 | 102134.02
Geo | 0 | 0 | 0 | 0 | 0 | 0
H | 0 | 0 | 0 | 0 | 0 | 0
LFG | 0 | 0 | 0 | 0 | 0 | 0
Nuc | 0 | 614.5 | 614.5 | 2102.7 | 28678.4 | 48384.39
PS | 0 | 0 | 0 | 0 | 0 | 0
PV | 0 | 0 | 0 | 0 | 1099.26 | 1099.26
PeakG | 478.5 | 478.5 | 5082.54 | 5082.54 | 5082.54 | 5082.54
PeakO | 1867.38 | 1867.38 | 1867.38 | 1867.38 | 1867.38 | 1867.38
ST | 0 | 0 | 0 | 0 | 0 | 0
STOG | 35816.91 | 35816.91 | 36822.52 | 36948.52 | 36948.52 | 36948.52
STWD | 139 | 139 | 139 | 139 | 139 | 139
WT | 0 | 0 | 0 | 0 | 3934.2 | 4452
IGCC | 0 | 0 | 0 | 0 | 0 | 0
DemandResponse | 0 | 0 | 0 | 0 | 0 | 0
IGCC-CCS | 0 | 0 | 0 | 0 | 0 | 0
WT_off | 0 | 0 | 0 | 0 | 468 | 468
PseudoUnit | 0 | 0 | 0 | 0 | 0 | 0
FixedInterchange | 0 | 0 | 0 | 0 | 0 | 0
Cumulative Retirements of Capacity by Reporting Type: Outside_EI
ReportingType | 2015 | 2020 | 2025 | 2030 | 2035 | 2040
BM | 0 | 0 | 0 | 0 | 0 | 0
CC | 2773 | 2773 | 2773 | 2773 | 2971.7 | 2971.7
CSP | 475 | 475 | 475 | 475 | 475 | 475
CT | 0 | 0 | 0 | 0 | 1239.5 | 1239.5
Coal | 2967.56 | 3166.26 | 3520.97 | 3520.97 | 3622.17 | 3866.46
Geo | 4.8 | 4.8 | 4.8 | 4.8 | 4.8 | 4.8
H | 0 | 0 | 0 | 0 | 0 | 0
LFG | 0 | 0 | 0 | 0 | 0 | 0
Nuc | 0 | 0 | 0 | 0 | 0 | 0
PS | 0 | 0 | 0 | 0 | 0 | 0
PV | 0 | 0 | 0 | 0 | 24.3 | 24.3
PeakG | 5377.9 | 5413.83 | 5413.83 | 5413.83 | 5413.83 | 7243.21
PeakO | 560 | 560 | 657.41 | 657.41 | 657.41 | 657.41
ST | 0 | 0 | 0 | 0 | 0 | 0
STOG | 7556.22 | 7556.22 | 7556.22 | 7556.22 | 7556.22 | 7556.22
STWD | 355.91 | 355.91 | 355.91 | 355.91 | 355.91 | 355.91
WT | 126.2 | 126.2 | 126.2 | 126.2 | 126.2 | 126.2
IGCC | 0 | 0 | 0 | 0 | 0 | 0
DemandResponse | 0 | 0 | 0 | 0 | 0 | 0
IGCC-CCS | 0 | 0 | 0 | 0 | 0 | 0
WT_off | 0 | 0 | 0 | 0 | 0 | 0
PseudoUnit | 0 | 0 | 0 | 0 | 0 | 0
FixedInterchange | 0 | 0 | 0 | 0 | 0 | 0
#5 | Total Installed ACTIVE Capacity (MW)
Total Installed Capacity by Reporting Type: Entergy
ReportingType | 2015 | 2020 | 2025 | 2030 | 2035 | 2040
BM | 0 | 0 | 0 | 0 | 0 | 0
CC | 13885 | 13885 | 13885 | 15070.45 | 15231.6 | 15231.6
CSP | 0 | 0 | 0 | 0 | 0 | 0
CT | 0 | 0 | 0 | 0 | 0 | 0
Coal | 8136 | 8136 | 8136 | 8136 | 8136 | 9776.67
Geo | 0 | 0 | 0 | 0 | 0 | 0
H | 744 | 744 | 744 | 744 | 744 | 744
LFG | 8 | 8 | 8 | 115.4 | 115.4 | 115.4
Nuc | 5422 | 5422 | 5422 | 5422 | 4580 | 3583
PS | 59 | 59 | 59 | 59 | 59 | 59
PV | 0.28 | 65.33 | 100.79 | 104.2 | 108.02 | 110.63
PeakG | 2787 | 2787 | 2787 | 2787 | 2787 | 2787
PeakO | 174 | 174 | 174 | 174 | 174 | 174
ST | 0 | 0 | 0 | 0 | 0 | 0
STOG | 3951.72 | 3951.72 | 3003.28 | 3003.28 | 3003.28 | 3003.28
STWD | 206 | 206 | 206 | 206 | 206 | 206
WT | 107 | 107 | 107 | 107 | 107 | 107
IGCC | 0 | 0 | 0 | 0 | 0 | 0
DemandResponse | 301.55 | 1538.95 | 2854.33 | 2930.78 | 3009.27 | 3089.87
IGCC-CCS | 0 | 0 | 0 | 0 | 0 | 0
WT_off | 0 | 0 | 0 | 0 | 0 | 0
PseudoUnit | 0 | 0 | 0 | 0 | 0 | 0
FixedInterchange | 0 | 0 | 0 | 0 | 0 | 0
Total Installed Capacity by Reporting Type: FRCC
ReportingType | 2015 | 2020 | 2025 | 2030 | 2035 | 2040
BM | 0 | 977.65 | 2001.91 | 2001.91 | 2001.91 | 2001.91
CC | 23300.9 | 25280.57 | 25280.57 | 25790.78 | 34873.56 | 40159.22
CSP | 0 | 0 | 0 | 0 | 0 | 0
CT | 2480 | 2480 | 2480 | 2480 | 2480 | 2480
Coal | 8997.4 | 8128.4 | 8128.4 | 8128.4 | 8128.4 | 8128.4
Geo | 0 | 0 | 0 | 0 | 0 | 0
H | 55 | 55 | 83 | 83 | 83 | 83
LFG | 486 | 684 | 684 | 684 | 684 | 684
Nuc | 4131.33 | 4131.33 | 4131.33 | 4131.33 | 2516 | 839
PS | 0 | 0 | 0 | 0 | 0 | 0
PV | 51 | 51 | 51 | 51 | 51 | 51
PeakG | 8431 | 8431 | 8431 | 8431 | 8431 | 8431
PeakO | 2283 | 2283 | 2283 | 2283 | 2283 | 2283
ST | 0 | 0 | 0 | 0 | 0 | 0
STOG | 4460.65 | 4460.65 | 4403.48 | 4403.48 | 4403.48 | 4403.48
STWD | 195 | 195 | 195 | 195 | 195 | 195
WT | 0 | 0 | 0 | 0 | 0 | 0
IGCC | 0 | 0 | 0 | 0 | 0 | 0
DemandResponse | 2734.45 | 3962.85 | 5527.63 | 5878.95 | 6252.59 | 6649.99
IGCC-CCS | 0 | 0 | 0 | 0 | 0 | 0
WT_off | 0 | 0 | 0 | 0 | 0 | 0
PseudoUnit | 0 | 0 | 0 | 0 | 0 | 0
FixedInterchange | 0 | 0 | 0 | 0 | 0 | 0
Total Installed Capacity by Reporting Type: MAPP_US
ReportingType | 2015 | 2020 | 2025 | 2030 | 2035 | 2040
BM | 0 | 0 | 0 | 0 | 0 | 0
CC | 289 | 289 | 289 | 289 | 289 | 289
CSP | 0 | 0 | 0 | 0 | 0 | 0
CT | 308.3 | 308.3 | 308.3 | 308.3 | 620.29 | 813.25
Coal | 2933.9 | 2360 | 2360 | 2360 | 2360 | 2360
Geo | 44 | 44 | 44 | 44 | 44 | 44
H | 2186 | 2186 | 2186 | 2186 | 2186 | 2186
LFG | 2 | 2 | 2 | 73.67 | 73.67 | 73.67
Nuc | 0.1 | 0.1 | 0.1 | 0.1 | 0.1 | 0.1
PS | 0 | 0 | 0 | 0 | 0 | 0
PV | 0 | 0 | 0 | 0 | 0 | 0
PeakG | 709 | 709 | 709 | 709 | 709 | 709
PeakO | 54.97 | 54.97 | 54.97 | 54.97 | 54.97 | 54.97
ST | 0 | 0 | 0 | 0 | 0 | 0
STOG | 0 | 0 | 0 | 0 | 0 | 0
STWD | 0 | 0 | 0 | 0 | 0 | 0
WT | 1689.3 | 3159.1 | 3159.1 | 7699.22 | 10705.47 | 12624.5
IGCC | 0 | 0 | 0 | 0 | 0 | 0
DemandResponse | 59 | 199.4 | 353.8 | 367.81 | 382.38 | 397.53
IGCC-CCS | 0 | 0 | 0 | 0 | 0 | 0
WT_off | 0 | 0 | 0 | 0 | 0 | 0
PseudoUnit | 0 | 0 | 0 | 0 | 0 | 0
FixedInterchange | 0 | 0 | 0 | 0 | 0 | 0
Total Installed Capacity by Reporting Type: MISO_IN
ReportingType | 2015 | 2020 | 2025 | 2030 | 2035 | 2040
BM | 0 | 0 | 0 | 0 | 0 | 0
CC | 1396 | 1396 | 1396 | 1396 | 3925.42 | 5347.31
CSP | 0 | 0 | 0 | 0 | 0 | 0
CT | 0 | 0 | 0 | 0 | 0 | 0
Coal | 13385.8 | 13385.8 | 13385.8 | 13385.8 | 13385.8 | 13385.8
Geo | 0 | 0 | 0 | 0 | 0 | 0
H | 75 | 75 | 75 | 75 | 75 | 75
LFG | 37 | 37 | 117.13 | 117.13 | 117.13 | 117.13
Nuc | 0.1 | 0.1 | 0.1 | 0.1 | 0.1 | 0.1
PS | 0 | 0 | 0 | 0 | 0 | 0
PV | 0 | 235.95 | 383.16 | 383.16 | 394.79 | 408.27
PeakG | 3053 | 3053 | 3053 | 3053 | 3053 | 3053
PeakO | 361 | 361 | 361 | 361 | 361 | 361
ST | 0 | 0 | 0 | 0 | 0 | 0
STOG | 279 | 279 | 279 | 279 | 279 | 279
STWD | 0 | 0 | 0 | 0 | 0 | 0
WT | 535 | 535 | 535 | 535 | 535 | 535
IGCC | 618 | 618 | 618 | 618 | 618 | 618
DemandResponse | 1068.55 | 1287.74 | 1545.09 | 1592.8 | 1641.97 | 1692.67
IGCC-CCS | 0 | 0 | 0 | 0 | 0 | 0
WT_off | 0 | 0 | 0 | 0 | 0 | 0
PseudoUnit | 0 | 0 | 0 | 0 | 0 | 0
FixedInterchange | 0 | 0 | 0 | 0 | 0 | 0
Total Installed Capacity by Reporting Type: MISO_MI
ReportingType | 2015 | 2020 | 2025 | 2030 | 2035 | 2040
BM | 0 | 0 | 0 | 0 | 0 | 0
CC | 4338 | 4338 | 4338 | 4338 | 4338 | 4338
CSP | 0 | 0 | 0 | 0 | 0 | 0
CT | 0 | 0 | 0 | 0 | 0 | 0
Coal | 8466 | 7279 | 7279 | 7279 | 7279 | 7279
Geo | 0 | 0 | 0 | 0 | 0 | 0
H | 141 | 141 | 141 | 141 | 141 | 141
LFG | 163 | 163 | 323.25 | 323.25 | 323.25 | 323.25
Nuc | 1889 | 1889 | 1889 | 1889 | 1111 | 1111
PS | 1872 | 1872 | 1872 | 1872 | 1872 | 1872
PV | 0 | 0 | 0 | 0 | 0 | 0
PeakG | 3562 | 3562 | 3562 | 3562 | 3562 | 3562
PeakO | 534 | 534 | 534 | 534 | 534 | 534
ST | 0 | 0 | 0 | 0 | 0 | 0
STOG | 2852 | 2852 | 2852 | 2852 | 2852 | 2852
STWD | 163 | 163 | 163 | 163 | 163 | 163
WT | 2161 | 2161 | 2463.93 | 2605.2 | 2761 | 2925.51
IGCC | 0 | 0 | 0 | 0 | 0 | 0
DemandResponse | 1838.88 | 2351.35 | 3000.3 | 3120.7 | 3245.93 | 3376.18
IGCC-CCS | 0 | 0 | 0 | 0 | 0 | 0
WT_off | 0 | 0 | 0 | 0 | 0 | 0
PseudoUnit | 0 | 0 | 0 | 0 | 0 | 0
FixedInterchange | 0 | 0 | 0 | 0 | 0 | 0
Total Installed Capacity by Reporting Type: MISO_MO-IL
ReportingType | 2015 | 2020 | 2025 | 2030 | 2035 | 2040
BM | 0 | 0 | 0 | 0 | 0 | 0
CC | 1058 | 1058 | 1058 | 1058 | 1058 | 1058
CSP | 0 | 0 | 0 | 0 | 0 | 0
CT | 0 | 0 | 0 | 0 | 0 | 0
Coal | 14729 | 13384.31 | 13384.31 | 13384.31 | 13384.31 | 13384.31
Geo | 0 | 0 | 0 | 0 | 0 | 0
H | 352 | 352 | 632 | 632 | 632 | 632
LFG | 18 | 18 | 241.33 | 241.33 | 241.33 | 241.33
Nuc | 2233 | 2233 | 2233 | 2233 | 2233 | 2233
PS | 440 | 440 | 440 | 440 | 440 | 440
PV | 0 | 0 | 0 | 0 | 0 | 0
PeakG | 4595 | 4595 | 4595 | 4595 | 4595 | 4595
PeakO | 766 | 766 | 766 | 766 | 766 | 766
ST | 0 | 0 | 0 | 0 | 0 | 0
STOG | 592 | 592 | 592 | 592 | 592 | 592
STWD | 0 | 0 | 0 | 0 | 0 | 0
WT | 678 | 678 | 678 | 678 | 678 | 783.21
IGCC | 0 | 0 | 0 | 0 | 0 | 0
DemandResponse | 301.14 | 1139.8 | 2067.65 | 2153.82 | 2243.59 | 2337.1
IGCC-CCS | 0 | 0 | 0 | 0 | 0 | 0
WT_off | 0 | 0 | 0 | 0 | 0 | 0
PseudoUnit | 0 | 0 | 0 | 0 | 0 | 0
FixedInterchange | 0 | 0 | 0 | 0 | 0 | 0
Total Installed Capacity by Reporting Type: MISO_W
ReportingType | 2015 | 2020 | 2025 | 2030 | 2035 | 2040
BM | 0 | 0 | 0 | 0 | 0 | 0
CC | 3025 | 3025 | 3025 | 3025 | 3025 | 3025
CSP | 0 | 0 | 0 | 0 | 0 | 0
CT | 0 | 0 | 0 | 0 | 0 | 0
Coal | 11830.23 | 11006.03 | 11006.03 | 11006.03 | 11006.03 | 13657.44
Geo | 0 | 0 | 0 | 0 | 0 | 0
H | 497 | 497 | 497 | 497 | 497 | 497
LFG | 205 | 205 | 276.67 | 276.67 | 276.67 | 276.67
Nuc | 2361.33 | 2361.33 | 2361.33 | 2361.33 | 0.1 | 0.1
PS | 0 | 0 | 0 | 0 | 0 | 0
PV | 0 | 0 | 0 | 0 | 0 | 0
PeakG | 4522 | 4522 | 4522 | 4522 | 4522 | 4522
PeakO | 2154 | 2154 | 2154 | 2154 | 2154 | 2154
ST | 0 | 0 | 0 | 0 | 0 | 0
STOG | 172 | 172 | 172 | 172 | 172 | 172
STWD | 313 | 313 | 313 | 313 | 313 | 313
WT | 8358.5 | 8358.5 | 12432.63 | 21944.06 | 21944.06 | 21944.06
IGCC | 0 | 0 | 0 | 0 | 0 | 0
DemandResponse | 2622.87 | 2885.77 | 3318.4 | 3449.86 | 3586.51 | 3728.59
IGCC-CCS | 0 | 0 | 0 | 0 | 0 | 0
WT_off | 0 | 0 | 0 | 0 | 0 | 0
PseudoUnit | 0 | 0 | 0 | 0 | 0 | 0
FixedInterchange | 0 | 0 | 0 | 0 | 0 | 0
Total Installed Capacity by Reporting Type: MISO_WUMS
ReportingType | 2015 | 2020 | 2025 | 2030 | 2035 | 2040
BM | 0 | 0 | 0 | 0 | 0 | 0
CC | 2724 | 2724 | 2724 | 2724 | 7078.19 | 7078.19
CSP | 0 | 0 | 0 | 0 | 0 | 0
CT | 0 | 4567.29 | 6485.73 | 12598.64 | 16881.67 | 16881.67
Coal | 5185.1 | 4603.7 | 4603.7 | 4603.7 | 4603.7 | 4603.7
Geo | 0 | 0 | 0 | 0 | 0 | 0
H | 336 | 337 | 337 | 337 | 337 | 337
LFG | 71 | 71 | 294.33 | 294.33 | 294.33 | 294.33
Nuc | 1817 | 1817 | 1817 | 1817 | 0.1 | 0.1
PS | 0 | 0 | 0 | 0 | 0 | 0
PV | 0 | 0 | 0 | 0 | 0 | 0
PeakG | 3230 | 3230 | 3230 | 3230 | 3230 | 3230
PeakO | 490 | 490 | 490 | 490 | 490 | 490
ST | 0 | 0 | 0 | 0 | 0 | 0
STOG | 300.5 | 300.5 | 300.5 | 300.5 | 300.5 | 300.5
STWD | 105 | 105 | 105 | 105 | 105 | 105
WT | 1528.9 | 1528.9 | 1528.9 | 1528.9 | 1528.9 | 1528.9
IGCC | 0 | 0 | 0 | 0 | 0 | 0
DemandResponse | 193.34 | 453.12 | 737.75 | 762.42 | 787.92 | 814.26
IGCC-CCS | 0 | 0 | 0 | 0 | 0 | 0
WT_off | 0 | 0 | 0 | 0 | 0 | 0
PseudoUnit | 0 | 0 | 0 | 0 | 0 | 0
FixedInterchange | 0 | 0 | 0 | 0 | 0 | 0
Total Installed Capacity by Reporting Type: Nebraska
ReportingType | 2015 | 2020 | 2025 | 2030 | 2035 | 2040
BM | 0 | 0 | 0 | 0 | 0 | 0
CC | 358 | 358 | 358 | 358 | 358 | 358
CSP | 0 | 0 | 0 | 0 | 0 | 0
CT | 0 | 0 | 0 | 0 | 0 | 0
Coal | 4110.1 | 4110.1 | 4110.1 | 4110.1 | 4110.1 | 5575.72
Geo | 0 | 0 | 0 | 0 | 0 | 0
H | 167 | 167 | 167 | 167 | 167 | 167
LFG | 6 | 6 | 6 | 77.67 | 77.67 | 77.67
Nuc | 1252 | 1252 | 1252 | 1252 | 0.2 | 0.2
PS | 0 | 0 | 0 | 0 | 0 | 0
PV | 0 | 0 | 0 | 0 | 0 | 0
PeakG | 1305 | 1305 | 1305 | 1305 | 1305 | 1305
PeakO | 326 | 326 | 326 | 326 | 326 | 326
ST | 0 | 0 | 0 | 0 | 0 | 0
STOG | 270 | 270 | 270 | 270 | 270 | 270
STWD | 0 | 0 | 0 | 0 | 0 | 0
WT | 344.9 | 2440.95 | 2440.95 | 2440.95 | 2440.95 | 2440.95
IGCC | 0 | 0 | 0 | 0 | 0 | 0
DemandResponse | 624.42 | 756.13 | 918.4 | 954.78 | 992.6 | 1031.92
IGCC-CCS | 0 | 0 | 0 | 0 | 0 | 0
WT_off | 0 | 0 | 0 | 0 | 0 | 0
PseudoUnit | 0 | 0 | 0 | 0 | 0 | 0
FixedInterchange | 0 | 0 | 0 | 0 | 0 | 0
Total Installed Capacity by Reporting Type: NEISO
ReportingType | 2015 | 2020 | 2025 | 2030 | 2035 | 2040
BM | 252.2 | 252.2 | 252.2 | 252.2 | 252.2 | 252.2
CC | 11492.29 | 11492.29 | 11492.29 | 11492.29 | 11492.29 | 11492.29
CSP | 0 | 0 | 0 | 0 | 0 | 0
CT | 334 | 334 | 334 | 334 | 749.36 | 1978.28
Coal | 320 | 0 | 0 | 0 | 0 | 0
Geo | 0 | 0 | 0 | 0 | 0 | 0
H | 3257.7 | 3257.7 | 3257.7 | 3257.7 | 3260.7 | 3260.7
LFG | 581.26 | 581.26 | 651 | 651 | 651 | 651
Nuc | 4645 | 4645 | 4645 | 4645 | 3356 | 2479.08
PS | 1674 | 1674 | 1674 | 1674 | 1674 | 1674
PV | 2 | 325.36 | 325.36 | 325.36 | 325.36 | 326.9
PeakG | 1200 | 1200 | 1200 | 1200 | 1200 | 1200
PeakO | 1183 | 1183 | 1183 | 1183 | 1183 | 1183
ST | 0 | 0 | 0 | 0 | 0 | 0
STOG | 0 | 0 | 0 | 0 | 0 | 0
STWD | 610 | 610 | 610 | 610 | 610 | 610
WT | 434.2 | 1441.23 | 3612.84 | 4473.08 | 5041 | 5041
IGCC | 0 | 0 | 0 | 0 | 0 | 0
DemandResponse | 3092.4 | 3627.72 | 4230.66 | 4257.78 | 4282.5 | 4307.35
IGCC-CCS | 0 | 0 | 0 | 0 | 0 | 0
WT_off | 468 | 468 | 468 | 468 | 0 | 0
PseudoUnit | 0 | 0 | 0 | 0 | 0 | 0
FixedInterchange | 0 | 0 | 0 | 0 | 0 | 0
Total Installed Capacity by Reporting Type: NonRTO_Midwest
ReportingType | 2015 | 2020 | 2025 | 2030 | 2035 | 2040
BM | 0 | 0 | 0 | 0 | 0 | 0
CC | 0 | 388.63 | 388.63 | 388.63 | 388.63 | 639.79
CSP | 0 | 0 | 0 | 0 | 0 | 0
CT | 0 | 0 | 0 | 0 | 0 | 0
Coal | 8840.55 | 8840.55 | 8840.55 | 8840.55 | 8840.55 | 8840.55
Geo | 0 | 0 | 0 | 0 | 0 | 0
H | 143 | 143 | 889 | 889 | 889 | 889
LFG | 14 | 14 | 174.25 | 174.25 | 174.25 | 174.25
Nuc | 0.1 | 0.1 | 0.1 | 0.1 | 0.1 | 0.1
PS | 0 | 0 | 0 | 0 | 0 | 0
PV | 0 | 0 | 0 | 0 | 0 | 0
PeakG | 3353 | 3353 | 3353 | 3353 | 3353 | 3353
PeakO | 12 | 12 | 12 | 12 | 12 | 12
ST | 0 | 0 | 0 | 0 | 0 | 0
STOG | 0 | 0 | 0 | 0 | 0 | 0
STWD | 0 | 0 | 0 | 0 | 0 | 0
WT | 66 | 66 | 66 | 66 | 66 | 66
IGCC | 0 | 0 | 0 | 0 | 0 | 0
DemandResponse | 193.98 | 453.37 | 727.88 | 745.89 | 764.35 | 783.26
IGCC-CCS | 0 | 0 | 0 | 0 | 0 | 0
WT_off | 0 | 0 | 0 | 0 | 0 | 0
PseudoUnit | 0 | 0 | 0 | 0 | 0 | 0
FixedInterchange | 0 | 0 | 0 | 0 | 0 | 0
Total Installed Capacity by Reporting Type: NYISO_A-F
ReportingType | 2015 | 2020 | 2025 | 2030 | 2035 | 2040
BM | 0 | 0 | 0 | 0 | 0 | 0
CC | 4233 | 4233 | 4233 | 4233 | 4233 | 4233
CSP | 0 | 0 | 0 | 0 | 0 | 0
CT | 0 | 0 | 0 | 0 | 0 | 0
Coal | 0 | 0 | 0 | 0 | 0 | 0
Geo | 0 | 0 | 0 | 0 | 0 | 0
H | 4395 | 4395 | 4395 | 4395 | 4395 | 4395
LFG | 172.4 | 172.4 | 172.4 | 240.33 | 240.33 | 240.33
Nuc | 3365 | 3365 | 3365 | 2743.8 | 2163.3 | 1311.1
PS | 1412 | 1412 | 1412 | 1412 | 1412 | 1412
PV | 0 | 0 | 0 | 0 | 0 | 0
PeakG | 221 | 221 | 221 | 221 | 221 | 221
PeakO | 39 | 39 | 39 | 39 | 39 | 39
ST | 0 | 0 | 0 | 0 | 0 | 0
STOG | 0 | 0 | 0 | 0 | 0 | 0
STWD | 86 | 86 | 86 | 86 | 86 | 86
WT | 3759.3 | 4469.1 | 4469.1 | 4469.1 | 2640.8 | 2123
IGCC | 0 | 0 | 0 | 0 | 0 | 0
DemandResponse | 907.2 | 1018.15 | 1143.28 | 1172.73 | 1202.95 | 1233.94
IGCC-CCS | 0 | 0 | 0 | 0 | 0 | 0
WT_off | 0 | 0 | 0 | 0 | 0 | 0
PseudoUnit | 0 | 0 | 0 | 0 | 0 | 0
FixedInterchange | 0 | 0 | 0 | 0 | 0 | 0
Total Installed Capacity by Reporting Type: NYISO_G-I
ReportingType | 2015 | 2020 | 2025 | 2030 | 2035 | 2040
BM | 0 | 0 | 0 | 0 | 0 | 0
CC | 1157 | 1157 | 1157 | 1157 | 2889.16 | 6491.65
CSP | 0 | 0 | 0 | 0 | 0 | 0
CT | 0 | 0 | 0 | 0 | 0 | 0
Coal | 0 | 0 | 0 | 0 | 0 | 0
Geo | 0 | 0 | 0 | 0 | 0 | 0
H | 32 | 32 | 32 | 32 | 32 | 32
LFG | 64 | 64 | 64 | 138.33 | 138.33 | 138.33
Nuc | 2045 | 2045 | 2045 | 2045 | 1025.4 | 0.4
PS | 0 | 0 | 0 | 0 | 0 | 0
PV | 0 | 0 | 0 | 0 | 0 | 0
PeakG | 65 | 65 | 65 | 65 | 65 | 65
PeakO | 87 | 87 | 87 | 87 | 87 | 87
ST | 0 | 0 | 0 | 0 | 0 | 0
STOG | 0 | 0 | 0 | 0 | 0 | 0
STWD | 0 | 0 | 0 | 0 | 0 | 0
WT | 0 | 60 | 60 | 60 | 60 | 60
IGCC | 0 | 0 | 0 | 0 | 0 | 0
DemandResponse | 339.56 | 380.32 | 434.34 | 453.11 | 472.7 | 493.13
IGCC-CCS | 0 | 0 | 0 | 0 | 0 | 0
WT_off | 0 | 0 | 0 | 0 | 0 | 0
PseudoUnit | 0 | 0 | 0 | 0 | 0 | 0
FixedInterchange | 0 | 0 | 0 | 0 | 0 | 0
Total Installed Capacity by Reporting Type: NYISO_J-K
ReportingType | 2015 | 2020 | 2025 | 2030 | 2035 | 2040
BM | 0 | 0 | 0 | 0 | 0 | 0
CC | 4833.4 | 4833.4 | 4833.4 | 4833.4 | 4833.4 | 4833.4
CSP | 0 | 0 | 0 | 0 | 0 | 0
CT | 0 | 0 | 328.61 | 1577.53 | 3296.19 | 3296.19
Coal | 0 | 0 | 0 | 0 | 0 | 0
Geo | 0 | 0 | 0 | 0 | 0 | 0
H | 0 | 0 | 0 | 0 | 0 | 0
LFG | 124 | 124 | 124 | 198.33 | 198.33 | 198.33
Nuc | 0.1 | 0.1 | 0.1 | 0.1 | 0.1 | 0.1
PS | 0 | 0 | 0 | 0 | 0 | 0
PV | 32 | 32 | 32 | 32 | 0 | 0
PeakG | 2778 | 2778 | 2778 | 2778 | 2778 | 2778
PeakO | 2169 | 2169 | 2169 | 2169 | 2169 | 2169
ST | 0 | 0 | 0 | 0 | 0 | 0
STOG | 4373.72 | 4373.72 | 4373.72 | 4373.72 | 4373.72 | 4373.72
STWD | 0 | 0 | 0 | 0 | 0 | 0
WT | 0 | 0 | 0 | 0 | 0 | 0
IGCC | 0 | 0 | 0 | 0 | 0 | 0
DemandResponse | 1319.07 | 1502.66 | 1718.62 | 1795.58 | 1875.99 | 1960
IGCC-CCS | 0 | 0 | 0 | 0 | 0 | 0
WT_off | 0 | 0 | 0 | 0 | 0 | 0
PseudoUnit | 0 | 0 | 0 | 0 | 0 | 0
FixedInterchange | 0 | 0 | 0 | 0 | 0 | 0
Total Installed Capacity by Reporting Type: PJM_E
ReportingType | 2015 | 2020 | 2025 | 2030 | 2035 | 2040
BM | 30 | 30 | 30 | 30 | 30 | 30
CC | 12283.3 | 12283.3 | 12283.3 | 12283.3 | 12283.3 | 12283.3
CSP | 0 | 0 | 0 | 0 | 0 | 0
CT | 26.2 | 26.2 | 26.2 | 26.2 | 26.2 | 26.2
Coal | 595 | 27 | 27 | 27 | 27 | 27
Geo | 0 | 0 | 0 | 0 | 0 | 0
H | 269.99 | 269.99 | 269.99 | 269.99 | 269.99 | 269.99
LFG | 471.1 | 604 | 604 | 604 | 604 | 604
Nuc | 8510 | 7895.5 | 7895.5 | 7895.5 | 5671.5 | 4497.5
PS | 400 | 400 | 400 | 400 | 400 | 400
PV | 47.45 | 47.45 | 47.45 | 47.45 | 47.45 | 47.45
PeakG | 3877.5 | 3877.5 | 3877.5 | 3877.5 | 3877.5 | 3877.5
PeakO | 2749.3 | 2749.3 | 2749.3 | 2749.3 | 2749.3 | 2749.3
ST | 0 | 0 | 0 | 0 | 0 | 0
STOG | 1996.12 | 1996.12 | 1996.12 | 1996.12 | 1996.12 | 1996.12
STWD | 0 | 0 | 0 | 0 | 0 | 0
WT | 1160 | 1180 | 1180 | 1180 | 1180 | 2972.13
IGCC | 0 | 0 | 0 | 0 | 0 | 0
DemandResponse | 1256.73 | 1718.17 | 2388.62 | 2469.72 | 2553.57 | 2640.27
IGCC-CCS | 0 | 0 | 0 | 0 | 0 | 0
WT_off | 0 | 0 | 5868.01 | 9452.93 | 9452.93 | 9600
PseudoUnit | 0 | 0 | 0 | 0 | 0 | 0
FixedInterchange | 0 | 0 | 0 | 0 | 0 | 0
Total Installed Capacity by Reporting Type: PJM_ROM
ReportingType | 2015 | 2020 | 2025 | 2030 | 2035 | 2040
BM | 18 | 34.84 | 34.84 | 1553.4 | 1964.98 | 1964.98
CC | 5664.5 | 5664.5 | 5664.5 | 5664.5 | 5664.5 | 16624.4
CSP | 0 | 0 | 0 | 0 | 0 | 0
CT | 16 | 16 | 16 | 16 | 16 | 16
Coal | 7123.5 | 5889.5 | 5889.5 | 5889.5 | 5889.5 | 5889.5
Geo | 0 | 0 | 0 | 0 | 0 | 0
H | 1392 | 2070 | 2070 | 2070 | 2070 | 2070
LFG | 356.9 | 622 | 622 | 622 | 622 | 622
Nuc | 5036 | 5036 | 5036 | 5036 | 3304 | 2405
PS | 1513 | 1513 | 1513 | 1513 | 1513 | 1513
PV | 4 | 1413.56 | 2302.2 | 2542.94 | 2638.19 | 2752.12
PeakG | 1719 | 1719 | 1719 | 1719 | 1719 | 1719
PeakO | 1566 | 1566 | 1566 | 1566 | 1566 | 1566
ST | 0 | 0 | 0 | 0 | 0 | 0
STOG | 3529 | 3529 | 3529 | 3529 | 3529 | 3529
STWD | 70 | 70 | 70 | 70 | 70 | 70
WT | 1210.8 | 7771 | 7771 | 7771 | 7771 | 7771
IGCC | 0 | 0 | 0 | 0 | 0 | 0
DemandResponse | 2307.31 | 2787.75 | 3373.93 | 3488.48 | 3606.92 | 3729.38
IGCC-CCS | 0 | 0 | 0 | 0 | 0 | 0
WT_off | 0 | 0 | 0 | 0 | 0 | 0
PseudoUnit | 0 | 0 | 0 | 0 | 0 | 0
FixedInterchange | 0 | 0 | 0 | 0 | 0 | 0
Total Installed Capacity by Reporting Type: PJM_ROR
ReportingType | 2015 | 2020 | 2025 | 2030 | 2035 | 2040
BM | 385 | 385 | 385 | 1251.42 | 2084.59 | 2810.09
CC | 13618 | 13738 | 13738 | 13738 | 15387.86 | 16238.54
CSP | 0 | 0 | 0 | 0 | 0 | 0
CT | 29 | 29 | 29 | 29 | 4469.12 | 4823.36
Coal | 49410.99 | 37390.8 | 37390.8 | 37390.8 | 37390.8 | 37390.8
Geo | 0 | 0 | 0 | 0 | 0 | 0
H | 1837.4 | 2340.4 | 2340.4 | 2340.4 | 2340.4 | 2340.4
LFG | 539.4 | 1053.11 | 1053.11 | 1053.11 | 1053.11 | 1053.11
Nuc | 20038 | 20038 | 20038 | 19171 | 14896 | 10012.84
PS | 3081 | 3081 | 3081 | 3081 | 3081 | 3081
PV | 24 | 24 | 24 | 24 | 24 | 24
PeakG | 19311 | 19311 | 19311 | 19311 | 19311 | 19311
PeakO | 1742 | 1742 | 1742 | 1742 | 1742 | 1742
ST | 0 | 0 | 0 | 0 | 0 | 0
STOG | 2087 | 2087 | 2087 | 2087 | 2087 | 2087
STWD | 194 | 194 | 194 | 194 | 194 | 194
WT | 10922.7 | 24224.81 | 42365.49 | 56197 | 56197 | 56197
IGCC | 0 | 0 | 0 | 0 | 0 | 0
DemandResponse | 3324.65 | 6282.21 | 9765.55 | 10067.05 | 10377.87 | 10698.28
IGCC-CCS | 0 | 0 | 0 | 0 | 0 | 0
WT_off | 0 | 0 | 0 | 0 | 0 | 0
PseudoUnit | 0 | 0 | 0 | 0 | 0 | 0
FixedInterchange | 0 | 0 | 0 | 0 | 0 | 0
Total Installed Capacity by Reporting Type: SOCO
ReportingType | 2015 | 2020 | 2025 | 2030 | 2035 | 2040
BM | 55 | 1450.31 | 6215.2 | 6555.24 | 6555.24 | 6555.24
CC | 19706.35 | 19893.35 | 19839.9 | 19839.9 | 19839.9 | 19839.9
CSP | 0 | 0 | 0 | 0 | 0 | 0
CT | 0 | 0 | 0 | 0 | 0 | 0
Coal | 14931.43 | 13842 | 13842 | 13842 | 13842 | 20552.21
Geo | 0 | 0 | 0 | 0 | 0 | 0
H | 4194 | 4194 | 4194 | 4194 | 4194 | 5061
LFG | 37 | 144.4 | 144.4 | 144.4 | 144.4 | 144.4
Nuc | 5841 | 8041 | 8041 | 8041 | 8041 | 5395.95
PS | 1675 | 1675 | 1675 | 1675 | 1675 | 1675
PV | 0 | 0 | 0 | 0 | 0 | 0
PeakG | 10713 | 10713 | 6108.96 | 6108.96 | 6108.96 | 6108.96
PeakO | 0 | 0 | 0 | 0 | 0 | 0
ST | 0 | 0 | 0 | 0 | 0 | 0
STOG | 0 | 0 | 0 | 0 | 0 | 0
STWD | 668 | 668 | 668 | 668 | 668 | 668
WT | 0 | 100 | 100 | 100 | 100 | 100
IGCC | 0 | 0 | 0 | 0 | 0 | 0
DemandResponse | 2570.49 | 4773.97 | 7215.46 | 7512.46 | 7821.68 | 8143.63
IGCC-CCS | 0 | 0 | 0 | 0 | 0 | 0
WT_off | 0 | 0 | 0 | 0 | 0 | 0
PseudoUnit | 0 | 0 | 0 | 0 | 0 | 0
FixedInterchange | 0 | 0 | 0 | 0 | 0 | 0
Total Installed Capacity by Reporting Type: SPP_N
ReportingType | 2015 | 2020 | 2025 | 2030 | 2035 | 2040
BM | 0 | 0 | 0 | 0 | 0 | 0
CC | 1386 | 1386 | 1386 | 1386 | 1386 | 1386
CSP | 0 | 0 | 0 | 0 | 0 | 0
CT | 0 | 146.67 | 146.67 | 146.67 | 6048.85 | 6048.85
Coal | 8347.54 | 7972.64 | 7634.48 | 7634.48 | 7634.48 | 7634.48
Geo | 0 | 0 | 0 | 0 | 0 | 0
H | 21 | 21 | 21 | 21 | 21 | 21
LFG | 7 | 7 | 7 | 102 | 102 | 102
Nuc | 1160 | 1160 | 1160 | 1160 | 1160 | 1160
PS | 0 | 0 | 0 | 0 | 0 | 0
PV | 0 | 0 | 0 | 0 | 0 | 0
PeakG | 4397 | 4397 | 4397 | 4397 | 4397 | 4397
PeakO | 1199 | 1199 | 1199 | 1199 | 1199 | 1199
ST | 0 | 0 | 0 | 0 | 0 | 0
STOG | 1695 | 1695 | 1695 | 1695 | 1695 | 1695
STWD | 0 | 0 | 0 | 0 | 0 | 0
WT | 1227 | 2673.12 | 5833.04 | 11849.72 | 12156.1 | 12156.1
IGCC | 0 | 0 | 0 | 0 | 0 | 0
DemandResponse | 446.68 | 920.58 | 1432.75 | 1499.14 | 1568.6 | 1641.28
IGCC-CCS | 0 | 0 | 0 | 0 | 0 | 0
WT_off | 0 | 0 | 0 | 0 | 0 | 0
PseudoUnit | 0 | 0 | 0 | 0 | 0 | 0
FixedInterchange | 0 | 0 | 0 | 0 | 0 | 0
Total Installed Capacity by Reporting Type: SPP_S
ReportingType | 2015 | 2020 | 2025 | 2030 | 2035 | 2040
BM | 0 | 0 | 0 | 0 | 0 | 0
CC | 10917 | 10917 | 10917 | 10917 | 10917 | 10917
CSP | 0 | 0 | 0 | 0 | 0 | 0
CT | 412.99 | 712.99 | 712.99 | 712.99 | 713.01 | 713.01
Coal | 13069.93 | 13069.93 | 12541.93 | 12541.93 | 12541.93 | 12541.93
Geo | 0 | 0 | 0 | 0 | 0 | 0
H | 2108 | 2108 | 2108 | 2108 | 2108 | 2108
LFG | 19 | 19 | 19 | 114 | 114 | 114
Nuc | 0.1 | 0.1 | 0.1 | 0.1 | 0.1 | 0.1
PS | 446 | 446 | 446 | 446 | 446 | 446
PV | 0 | 0 | 0 | 0 | 0 | 0
PeakG | 3443 | 3443 | 3443 | 3443 | 3443 | 3443
PeakO | 122 | 122 | 122 | 122 | 122 | 122
ST | 0 | 0 | 0 | 0 | 0 | 0
STOG | 8834.38 | 8834.38 | 8834.38 | 8834.38 | 8834.38 | 8834.38
STWD | 84 | 84 | 84 | 84 | 84 | 84
WT | 2727 | 12548.96 | 20876.77 | 26522.15 | 27869.26 | 28858.48
IGCC | 0 | 0 | 0 | 0 | 0 | 0
DemandResponse | 61.11 | 1754.28 | 3560.21 | 3675.61 | 3794.74 | 3917.74
IGCC-CCS | 0 | 0 | 0 | 0 | 0 | 0
WT_off | 0 | 0 | 0 | 0 | 0 | 0
PseudoUnit | 0 | 0 | 0 | 0 | 0 | 0
FixedInterchange | 0 | 0 | 0 | 0 | 0 | 0
Total Installed Capacity by Reporting Type: TVA
ReportingType | 2015 | 2020 | 2025 | 2030 | 2035 | 2040
BM | 0 | 3044.6 | 3360.77 | 6402.26 | 7005.23 | 7005.23
CC | 5881 | 5881 | 5881 | 5881 | 5881 | 5881
CSP | 0 | 0 | 0 | 0 | 0 | 0
CT | 0 | 0 | 0 | 0 | 0 | 631.51
Coal | 11548.05 | 9378.75 | 9194.81 | 9194.81 | 9194.81 | 9435.93
Geo | 0 | 0 | 0 | 0 | 0 | 0
H | 5111 | 5138 | 5138 | 5138 | 5138 | 5138
LFG | 13 | 120.4 | 120.4 | 120.4 | 120.4 | 120.4
Nuc | 8394.89 | 8394.89 | 8394.89 | 8394.89 | 5882.56 | 4603.89
PS | 1743 | 1743 | 1743 | 1743 | 1743 | 1743
PV | 0 | 0 | 0 | 0 | 0 | 0
PeakG | 5865 | 5865 | 5865 | 5865 | 5865 | 5865
PeakO | 83 | 83 | 83 | 83 | 83 | 83
ST | 0 | 0 | 0 | 0 | 0 | 0
STOG | 0 | 0 | 0 | 0 | 0 | 0
STWD | 5 | 5 | 5 | 5 | 5 | 5
WT | 29 | 129 | 129 | 129 | 129 | 129
IGCC | 0 | 0 | 0 | 0 | 0 | 0
DemandResponse | 1805 | 2555.95 | 3357.9 | 3440.97 | 3526.11 | 3613.35
IGCC-CCS | 0 | 0 | 0 | 0 | 0 | 0
WT_off | 0 | 0 | 0 | 0 | 0 | 0
PseudoUnit | 0 | 0 | 0 | 0 | 0 | 0
FixedInterchange | 0 | 0 | 0 | 0 | 0 | 0
Total Installed Capacity by Reporting Type: TVA_Transmission
ReportingType | 2015 | 2020 | 2025 | 2030 | 2035 | 2040
BM | 0 | 0 | 0 | 0 | 0 | 0
CC | 0 | 0 | 0 | 0 | 0 | 0
CSP | 0 | 0 | 0 | 0 | 0 | 0
CT | 0 | 0 | 0 | 0 | 0 | 0
Coal | 0 | 0 | 0 | 0 | 0 | 0
Geo | 0 | 0 | 0 | 0 | 0 | 0
H | 0 | 0 | 0 | 0 | 0 | 0
LFG | 0 | 0 | 0 | 0 | 0 | 0
Nuc | 0 | 0 | 0 | 0 | 0 | 0
PS | 0 | 0 | 0 | 0 | 0 | 0
PV | 0 | 0 | 0 | 0 | 0 | 0
PeakG | 0 | 0 | 0 | 0 | 0 | 0
PeakO | 0 | 0 | 0 | 0 | 0 | 0
ST | 0 | 0 | 0 | 0 | 0 | 0
STOG | 0 | 0 | 0 | 0 | 0 | 0
STWD | 0 | 0 | 0 | 0 | 0 | 0
WT | 0 | 0 | 0 | 0 | 0 | 0
IGCC | 0 | 0 | 0 | 0 | 0 | 0
DemandResponse | 0 | 0 | 0 | 0 | 0 | 0
IGCC-CCS | 0 | 0 | 0 | 0 | 0 | 0
WT_off | 0 | 0 | 0 | 0 | 0 | 0
PseudoUnit | 0 | 0 | 0 | 0 | 0 | 0
FixedInterchange | 0 | 0 | 0 | 0 | 0 | 0
Total Installed Capacity by Reporting Type: VACAR
ReportingType | 2015 | 2020 | 2025 | 2030 | 2035 | 2040
BM | 0.92 | 6986.31 | 6986.31 | 6986.31 | 6986.31 | 6986.31
CC | 6493.55 | 6493.55 | 6493.55 | 6493.55 | 6493.55 | 8230.38
CSP | 0 | 0 | 0 | 0 | 0 | 0
CT | 2922.85 | 2922.85 | 2922.85 | 2922.85 | 5262.79 | 7478.11
Coal | 18007 | 12123.96 | 9885.66 | 9885.66 | 9885.66 | 9885.66
Geo | 0 | 0 | 0 | 0 | 0 | 0
H | 2122 | 2122 | 2122 | 2122 | 2174 | 2174
LFG | 63.34 | 170.4 | 170.4 | 170.4 | 170.4 | 170.4
Nuc | 11430 | 13760 | 13760 | 13760 | 10512 | 8654
PS | 2616 | 2616 | 2616 | 2616 | 2616 | 2616
PV | 16 | 154.41 | 160.93 | 164.71 | 176.26 | 185.76
PeakG | 8308 | 8308 | 8308 | 8308 | 8308 | 8308
PeakO | 1268 | 1268 | 1268 | 1268 | 1268 | 1268
ST | 0 | 0 | 0 | 0 | 0 | 0
STOG | 92 | 92 | 92 | 92 | 92 | 92
STWD | 281 | 281 | 281 | 281 | 281 | 281
WT | 0 | 3500 | 3500 | 3500 | 3500 | 3500
IGCC | 0 | 0 | 0 | 0 | 0 | 0
DemandResponse | 2339.28 | 3868.22 | 5651.52 | 5928.05 | 6218.12 | 6522.37
IGCC-CCS | 0 | 0 | 0 | 0 | 0 | 0
WT_off | 1 | 1 | 11274.23 | 28885.89 | 31756.81 | 35992.36
PseudoUnit | 0 | 0 | 0 | 0 | 0 | 0
FixedInterchange | 0 | 0 | 0 | 0 | 0 | 0
Total Installed Capacity by Reporting Type: IESO
ReportingType | 2015 | 2020 | 2025 | 2030 | 2035 | 2040
BM | 326.33 | 326.33 | 326.33 | 326.33 | 326.33 | 326.33
CC | 4098.7 | 4098.7 | 4098.7 | 4098.7 | 4098.7 | 4098.7
CSP | 0 | 0 | 0 | 0 | 0 | 0
CT | 368 | 368 | 368 | 368 | 846.28 | 3373.14
Coal | 0 | 0 | 0 | 0 | 0 | 0
Geo | 0 | 0 | 0 | 0 | 0 | 0
H | 8693.3 | 8693.3 | 8693.3 | 8693.3 | 8693.3 | 8693.3
LFG | 117.5 | 117.5 | 117.5 | 117.5 | 118 | 118
Nuc | 13018 | 13018 | 13018 | 13018 | 11988 | 10448
PS | 123 | 123 | 123 | 123 | 123 | 123
PV | 1097.26 | 1097.26 | 1097.26 | 1097.26 | 30 | 30
PeakG | 584 | 584 | 584 | 584 | 584 | 584
PeakO | 29.35 | 29.35 | 29.35 | 29.35 | 29.35 | 29.35
ST | 0 | 0 | 0 | 0 | 0 | 0
STOG | 0 | 0 | 0 | 0 | 0 | 0
STWD | 0 | 0 | 0 | 0 | 0 | 0
WT | 3385.9 | 3385.9 | 3385.9 | 3385.9 | 1280 | 1280
IGCC | 0 | 0 | 0 | 0 | 0 | 0
DemandResponse | 1958.79 | 2066.83 | 2340.54 | 2421.21 | 2504.65 | 2590.98
IGCC-CCS | 0 | 0 | 0 | 0 | 0 | 0
WT_off | 0 | 0 | 0 | 0 | 0 | 0
PseudoUnit | 0 | 0 | 0 | 0 | 0 | 0
FixedInterchange | 0 | 0 | 0 | 0 | 0 | 0
Total Installed Capacity by Reporting Type: MAPP_CA
ReportingType | 2015 | 2020 | 2025 | 2030 | 2035 | 2040
BM | 0 | 0 | 0 | 0 | 0 | 0
CC | 731 | 731 | 731 | 0 | 0 | 0
CSP | 0 | 0 | 0 | 0 | 0 | 0
CT | 35 | 35 | 35 | 35 | 0 | 0
Coal | 1635.89 | 1635.89 | 0 | 0 | 0 | 0
Geo | 0 | 0 | 0 | 0 | 0 | 0
H | 6475.4 | 6805.3 | 8665.4 | 11125.4 | 11125.4 | 11125.4
LFG | 0 | 0 | 0 | 0 | 0 | 0
Nuc | 0.1 | 0.1 | 0.1 | 0.1 | 0.1 | 0.1
PS | 0 | 0 | 0 | 0 | 0 | 0
PV | 0 | 0 | 0 | 0 | 0 | 0
PeakG | 559 | 559 | 559 | 559 | 559 | 559
PeakO | 4 | 4 | 4 | 4 | 4 | 4
ST | 0 | 0 | 0 | 0 | 0 | 0
STOG | 126 | 126 | 126 | 0 | 0 | 0
STWD | 0 | 0 | 0 | 0 | 0 | 0
WT | 577.4 | 577.4 | 577.4 | 577.4 | 577.4 | 577.4
IGCC | 0 | 0 | 0 | 0 | 0 | 0
DemandResponse | 89.5 | 308.14 | 546.73 | 568.39 | 590.9 | 614.31
IGCC-CCS | 0 | 0 | 0 | 0 | 0 | 0
WT_off | 0 | 0 | 0 | 0 | 0 | 0
PseudoUnit | 0 | 0 | 0 | 0 | 0 | 0
FixedInterchange | 0 | 0 | 0 | 0 | 0 | 0
Total Installed Capacity by Reporting Type: AZ_NM_SNV_Coal
ReportingType | 2015 | 2020 | 2025 | 2030 | 2035 | 2040
BM | 0 | 0 | 0 | 0 | 0 | 0
CC | 0 | 0 | 0 | 0 | 0 | 0
CSP | 0 | 0 | 0 | 0 | 0 | 0
CT | 0 | 0 | 0 | 0 | 0 | 0
Coal | 10466 | 10466 | 10466 | 10466 | 10466 | 18858.32
Geo | 0 | 0 | 0 | 0 | 0 | 0
H | 0 | 0 | 0 | 0 | 0 | 0
LFG | 0 | 0 | 0 | 0 | 0 | 0
Nuc | 0 | 0 | 0 | 0 | 0 | 0
PS | 0 | 0 | 0 | 0 | 0 | 0
PV | 0 | 0 | 0 | 0 | 0 | 0
PeakG | 0 | 0 | 0 | 0 | 0 | 0
PeakO | 0 | 0 | 0 | 0 | 0 | 0
ST | 0 | 0 | 0 | 0 | 0 | 0
STOG | 0 | 0 | 0 | 0 | 0 | 0
STWD | 0 | 0 | 0 | 0 | 0 | 0
WT | 0 | 0 | 0 | 0 | 0 | 0
IGCC | 0 | 0 | 0 | 0 | 0 | 0
DemandResponse | 0 | 0 | 0 | 0 | 0 | 0
IGCC-CCS | 0 | 0 | 0 | 0 | 0 | 0
WT_off | 0 | 0 | 0 | 0 | 0 | 0
PseudoUnit | 0 | 0 | 0 | 0 | 0 | 0
FixedInterchange | 0 | 0 | 0 | 0 | 0 | 0
Total Installed Capacity by Reporting Type: AZ_NM_SNV_Gas
ReportingType | 2015 | 2020 | 2025 | 2030 | 2035 | 2040
BM | 0 | 0 | 0 | 0 | 0 | 0
CC | 15245 | 16706.4 | 16706.4 | 20637.46 | 22647.21 | 22647.21
CSP | 0 | 0 | 0 | 0 | 0 | 0
CT | 736 | 736 | 736 | 736 | 0 | 0
Coal | 0 | 0 | 0 | 0 | 0 | 0
Geo | 0 | 0 | 0 | 0 | 0 | 0
H | 0 | 0 | 0 | 0 | 0 | 0
LFG | 0 | 0 | 0 | 0 | 0 | 0
Nuc | 0 | 0 | 0 | 0 | 0 | 0
PS | 0 | 0 | 0 | 0 | 0 | 0
PV | 0 | 0 | 0 | 0 | 0 | 0
PeakG | 1829.39 | 1829.39 | 1829.39 | 1829.39 | 1829.39 | 0
PeakO | 0 | 0 | 0 | 0 | 0 | 0
ST | 0 | 0 | 0 | 0 | 0 | 0
STOG | 0 | 0 | 0 | 0 | 0 | 0
STWD | 0 | 0 | 0 | 0 | 0 | 0
WT | 0 | 0 | 0 | 0 | 0 | 0
IGCC | 0 | 0 | 0 | 0 | 0 | 0
DemandResponse | 334.55 | 1076.71 | 1928.33 | 2059.84 | 2196.64 | 2344.36
IGCC-CCS | 0 | 0 | 0 | 0 | 0 | 0
WT_off | 0 | 0 | 0 | 0 | 0 | 0
PseudoUnit | 0 | 0 | 0 | 0 | 0 | 0
FixedInterchange | 0 | 0 | 0 | 0 | 0 | 0
Total Installed Capacity by Reporting Type: AZ_NM_SNV_NucRenew
ReportingType | 2015 | 2020 | 2025 | 2030 | 2035 | 2040
BM | 0 | 0 | 0 | 0 | 0 | 0
CC | 0 | 0 | 0 | 0 | 0 | 0
CSP | 0 | 0 | 0 | 0 | 0 | 0
CT | 0 | 0 | 0 | 0 | 0 | 0
Coal | 0 | 0 | 0 | 0 | 0 | 0
Geo | 0 | 0 | 1450 | 1450 | 1450 | 1450
H | 3131 | 3131 | 3131 | 3131 | 3131 | 3131
LFG | 7 | 7 | 67.67 | 67.67 | 67.67 | 67.67
Nuc | 3875 | 3875 | 3875 | 3875 | 3875 | 3875
PS | 216 | 216 | 216 | 216 | 216 | 216
PV | 148.7 | 148.7 | 148.7 | 148.7 | 148.7 | 148.7
PeakG | 0 | 0 | 0 | 0 | 0 | 0
PeakO | 0 | 0 | 0 | 0 | 0 | 0
ST | 280 | 719.41 | 996.05 | 1120.69 | 1120.69 | 1120.69
STOG | 0 | 0 | 0 | 0 | 0 | 0
STWD | 26 | 26 | 26 | 26 | 26 | 26
WT | 525.1 | 525.1 | 852.53 | 1468.7 | 1468.7 | 1468.7
IGCC | 0 | 0 | 0 | 0 | 0 | 0
DemandResponse | 0 | 0 | 0 | 0 | 0 | 0
IGCC-CCS | 0 | 0 | 0 | 0 | 0 | 0
WT_off | 0 | 0 | 0 | 0 | 0 | 0
PseudoUnit | 0 | 0 | 0 | 0 | 0 | 0
FixedInterchange | 0 | 0 | 0 | 0 | 0 | 0
Total Installed Capacity by Reporting Type: ERCOT
ReportingType | 2015 | 2020 | 2025 | 2030 | 2035 | 2040
BM | 145 | 145 | 145 | 1845.88 | 1910.01 | 2026.38
CC | 29150 | 29150 | 29150 | 29150 | 30999.8 | 34530.38
CSP | 0 | 0 | 0 | 0 | 0 | 0
CT | 250 | 250 | 250 | 250 | 250 | 250
Coal | 18515.39 | 18515.39 | 18515.39 | 18515.39 | 18515.39 | 18515.39
Geo | 0 | 0 | 0 | 0 | 0 | 0
H | 565 | 565 | 565 | 1193 | 1193 | 1193
LFG | 75 | 75 | 429 | 429 | 429 | 429
Nuc | 5091 | 5091 | 5091 | 5091 | 5091 | 5091
PS | 0 | 0 | 0 | 0 | 0 | 0
PV | 15 | 15 | 15 | 15 | 1 | 1
PeakG | 4768 | 4768 | 4768 | 4768 | 4768 | 4768
PeakO | 51 | 51 | 51 | 51 | 51 | 51
ST | 0 | 0 | 0 | 0 | 0 | 0
STOG | 17572.18 | 17572.18 | 17572.18 | 17572.18 | 17572.18 | 17572.18
STWD | 0 | 0 | 0 | 0 | 0 | 0
WT | 9280.1 | 17613.53 | 27014.8 | 32864.78 | 33694.94 | 35183.6
IGCC | 0 | 0 | 0 | 0 | 0 | 0
DemandResponse | 740.81 | 3617.73 | 6720.3 | 6926.25 | 7155.61 | 7391.29
IGCC-CCS | 0 | 0 | 0 | 0 | 0 | 0
WT_off | 0 | 0 | 0 | 0 | 0 | 0
PseudoUnit | 0 | 0 | 0 | 0 | 0 | 0
FixedInterchange | 0 | 0 | 0 | 0 | 0 | 0
Total Installed Capacity by Reporting Type: NP15
ReportingType | 2015 | 2020 | 2025 | 2030 | 2035 | 2040
BM | 0 | 0 | 0 | 0 | 0 | 0
CC | 7404 | 7404 | 7404 | 7404 | 7404 | 7404
CSP | 0 | 0 | 0 | 0 | 0 | 0
CT | 220.99 | 2382.34 | 2382.34 | 6345.23 | 10727.07 | 15072.26
Coal | 28.2 | 0 | 0 | 0 | 0 | 0
Geo | 1123 | 1289.22 | 1723 | 1723 | 1723 | 1723
H | 8825 | 8825 | 8825 | 8825 | 8825 | 8825
LFG | 85 | 85 | 650 | 650 | 650 | 650
Nuc | 2300 | 2300 | 2300 | 2300 | 2300 | 2300
PS | 2257 | 2257 | 2257 | 2257 | 2257 | 2257
PV | 59.5 | 59.5 | 59.5 | 59.5 | 53 | 53
PeakG | 3265 | 3265 | 3265 | 3265 | 3265 | 3265
PeakO | 350 | 350 | 350 | 350 | 350 | 350
ST | 29 | 29 | 29 | 29 | 29 | 29
STOG | 3812.6 | 3812.6 | 3812.6 | 3812.6 | 3812.6 | 3812.6
STWD | 442 | 442 | 442 | 442 | 442 | 442
WT | 1193.2 | 2023.55 | 10359.19 | 12766.59 | 12781.92 | 12781.92
IGCC | 0 | 0 | 0 | 0 | 0 | 0
DemandResponse | 1828.06 | 1875.2 | 2034.02 | 2149.8 | 2261.58 | 2376.93
IGCC-CCS | 0 | 0 | 0 | 0 | 0 | 0
WT_off | 0 | 0 | 0 | 0 | 0 | 0
PseudoUnit | 0 | 0 | 0 | 0 | 0 | 0
FixedInterchange | 0 | 0 | 0 | 0 | 0 | 0
Total Installed Capacity by Reporting Type: NWPP_Coal
ReportingType | 2015 | 2020 | 2025 | 2030 | 2035 | 2040
BM | 0 | 0 | 0 | 0 | 0 | 0
CC | 0 | 0 | 0 | 0 | 0 | 0
CSP | 0 | 0 | 0 | 0 | 0 | 0
CT | 0 | 0 | 0 | 0 | 0 | 0
Coal | 13097.62 | 13097.62 | 13097.62 | 13097.62 | 13097.62 | 13097.62
Geo | 0 | 0 | 0 | 0 | 0 | 0
H | 0 | 0 | 0 | 0 | 0 | 0
LFG | 0 | 0 | 0 | 0 | 0 | 0
Nuc | 0 | 0 | 0 | 0 | 0 | 0
PS | 0 | 0 | 0 | 0 | 0 | 0
PV | 0 | 0 | 0 | 0 | 0 | 0
PeakG | 0 | 0 | 0 | 0 | 0 | 0
PeakO | 0 | 0 | 0 | 0 | 0 | 0
ST | 0 | 0 | 0 | 0 | 0 | 0
STOG | 0 | 0 | 0 | 0 | 0 | 0
STWD | 0 | 0 | 0 | 0 | 0 | 0
WT | 0 | 0 | 0 | 0 | 0 | 0
IGCC | 0 | 0 | 0 | 0 | 0 | 0
DemandResponse | 0 | 0 | 0 | 0 | 0 | 0
IGCC-CCS | 0 | 0 | 0 | 0 | 0 | 0
WT_off | 0 | 0 | 0 | 0 | 0 | 0
PseudoUnit | 0 | 0 | 0 | 0 | 0 | 0
FixedInterchange | 0 | 0 | 0 | 0 | 0 | 0
Total Installed Capacity by Reporting Type: NWPP_Gas
ReportingType | 2015 | 2020 | 2025 | 2030 | 2035 | 2040
BM | 0 | 0 | 0 | 0 | 0 | 0
CC | 6627 | 6627 | 6627 | 9535.13 | 14371.23 | 15000.7
CSP | 0 | 0 | 0 | 0 | 0 | 0
CT | 150 | 150 | 150 | 150 | 0 | 0
Coal | 0 | 0 | 0 | 0 | 0 | 426.09
Geo | 0 | 0 | 0 | 0 | 0 | 0
H | 0 | 0 | 0 | 0 | 0 | 0
LFG | 0 | 0 | 0 | 0 | 0 | 0
Nuc | 0 | 0 | 0 | 0 | 0 | 0
PS | 0 | 0 | 0 | 0 | 0 | 0
PV | 0 | 0 | 0 | 0 | 0 | 0
PeakG | 0 | 0 | 0 | 0 | 0 | 0
PeakO | 0 | 0 | 0 | 0 | 0 | 0
ST | 0 | 0 | 0 | 0 | 0 | 0
STOG | 0 | 0 | 0 | 0 | 0 | 0
STWD | 0 | 0 | 0 | 0 | 0 | 0
WT | 0 | 0 | 0 | 0 | 0 | 0
IGCC | 0 | 0 | 0 | 0 | 0 | 0
DemandResponse | 0.01 | 953.34 | 1988.72 | 2091.14 | 2193.74 | 2298.72
IGCC-CCS | 0 | 0 | 0 | 0 | 0 | 0
WT_off | 0 | 0 | 0 | 0 | 0 | 0
PseudoUnit | 0 | 0 | 0 | 0 | 0 | 0
FixedInterchange | 0 | 0 | 0 | 0 | 0 | 0
Total Installed Capacity by Reporting Type: NWPP_NucRenew
ReportingType | 2015 | 2020 | 2025 | 2030 | 2035 | 2040
BM | 32.55 | 32.55 | 32.55 | 32.55 | 32.55 | 32.55
CC | 0 | 0 | 0 | 0 | 0 | 0
CSP | 0 | 0 | 0 | 0 | 0 | 0
CT | 0 | 0 | 0 | 0 | 0 | 0
Coal | 0 | 0 | 0 | 0 | 0 | 0
Geo | 404.2 | 404.2 | 838.2 | 838.2 | 838.2 | 838.2
H | 33736 | 33736 | 33736 | 33736 | 33736 | 33736
LFG | 128.5 | 128.5 | 335.77 | 373 | 373 | 373
Nuc | 1131 | 1131 | 1131 | 1131 | 1131 | 1131
PS | 258 | 258 | 258 | 258 | 258 | 258
PV | 3 | 3 | 3 | 3 | 3 | 3
PeakG | 0 | 0 | 0 | 0 | 0 | 0
PeakO | 0 | 0 | 0 | 0 | 0 | 0
ST | 0 | 0 | 0 | 0 | 0 | 0
STOG | 0 | 0 | 0 | 0 | 0 | 0
STWD | 379.09 | 379.09 | 379.09 | 379.09 | 379.09 | 379.09
WT | 6865.3 | 6865.3 | 6865.3 | 6865.3 | 6865.3 | 6865.3
IGCC | 0 | 0 | 0 | 0 | 0 | 0
DemandResponse | 0 | 0 | 0 | 0 | 0 | 0
IGCC-CCS | 0 | 0 | 0 | 0 | 0 | 0
WT_off | 0 | 0 | 0 | 0 | 0 | 0
PseudoUnit | 0 | 0 | 0 | 0 | 0 | 0
FixedInterchange | 0 | 0 | 0 | 0 | 0 | 0
Total Installed Capacity by Reporting Type: RMPA
ReportingType | 2015 | 2020 | 2025 | 2030 | 2035 | 2040
BM | 0 | 0 | 0 | 0 | 0 | 0
CC | 2686 | 2686 | 2686 | 2686 | 2686 | 2686
CSP | 0 | 0 | 0 | 0 | 0 | 0
CT | 152 | 152 | 152 | 152 | 0 | 0
Coal | 7475.3 | 7304.8 | 6950.08 | 6950.08 | 8231.32 | 9434.64
Geo | 0 | 458.78 | 2545.23 | 2570 | 2570 | 2570
H | 982 | 982 | 982 | 982 | 982 | 982
LFG | 7.4 | 7.4 | 7.4 | 36.33 | 36.33 | 36.33
Nuc | 0.1 | 0.1 | 0.1 | 0.1 | 0.1 | 0.1
PS | 563 | 563 | 563 | 563 | 563 | 563
PV | 21 | 21 | 21 | 21 | 21 | 21
PeakG | 2904 | 2904 | 2904 | 2904 | 2904 | 2904
PeakO | 187 | 187 | 89.59 | 89.59 | 89.59 | 89.59
ST | 3 | 383.25 | 415.52 | 430.78 | 430.78 | 430.78
STOG | 0 | 0 | 0 | 0 | 0 | 0
STWD | 0 | 0 | 0 | 0 | 0 | 0
WT | 2113.4 | 2113.4 | 2113.4 | 2113.4 | 2113.4 | 2113.4
IGCC | 0 | 0 | 0 | 0 | 0 | 0
DemandResponse | 486.05 | 622.89 | 804.5 | 856.88 | 912.57 | 971.91
IGCC-CCS | 0 | 0 | 0 | 0 | 0 | 0
WT_off | 0 | 0 | 0 | 0 | 0 | 0
PseudoUnit | 0 | 0 | 0 | 0 | 0 | 0
FixedInterchange | 0 | 0 | 0 | 0 | 0 | 0
Total Installed Capacity by Reporting Type: SP15
ReportingType | 2015 | 2020 | 2025 | 2030 | 2035 | 2040
BM | 6 | 6 | 6 | 6 | 6 | 6
CC | 10080.5 | 10080.5 | 10080.5 | 10080.5 | 10080.5 | 10080.5
CSP | 0 | 0 | 0 | 0 | 0 | 0
CT | 0 | 0 | 0 | 0 | 0 | 0
Coal | 101.2 | 101.2 | 101.2 | 101.2 | 0 | 0
Geo | 963 | 2413 | 2413 | 2413 | 2413 | 2413
H | 1163 | 1163 | 1163 | 1163 | 1163 | 1163
LFG | 223.2 | 744.63 | 779 | 779 | 779 | 779
Nuc | 2250 | 2250 | 2250 | 2250 | 2250 | 2250
PS | 1440 | 1440 | 1440 | 1440 | 1440 | 1440
PV | 126.8 | 126.8 | 126.8 | 126.8 | 123 | 123
PeakG | 4309 | 4309 | 4309 | 4309 | 4309 | 4309
PeakO | 51 | 51 | 51 | 51 | 51 | 51
ST | 448 | 448 | 448 | 448 | 448 | 448
STOG | 10242 | 10242 | 10242 | 10242 | 10242 | 10242
STWD | 119 | 119 | 119 | 119 | 119 | 119
WT | 2207.8 | 2207.8 | 2207.8 | 2207.8 | 2207.8 | 2207.8
IGCC | 0 | 0 | 0 | 0 | 0 | 0
DemandResponse | 2613.15 | 2728.17 | 2959.23 | 3127.67 | 3290.3 | 3458.12
IGCC-CCS | 0 | 0 | 0 | 0 | 0 | 0
WT_off | 0 | 0 | 0 | 0 | 0 | 0
PseudoUnit | 0 | 0 | 0 | 0 | 0 | 0
FixedInterchange | 0 | 0 | 0 | 0 | 0 | 0
Total Installed Capacity by Reporting Type: ALB
ReportingType | 2015 | 2020 | 2025 | 2030 | 2035 | 2040
BM | 0 | 0 | 0 | 0 | 0 | 0
CC | 2609.19 | 3144.81 | 3938.02 | 4536.37 | 5743.15 | 6822.62
CSP | 0 | 0 | 0 | 0 | 0 | 0
CT | 201.5 | 201.5 | 201.5 | 201.5 | 0 | 0
Coal | 6240.83 | 6240.83 | 6240.83 | 6240.83 | 6240.83 | 6240.83
Geo | 0 | 0 | 0 | 0 | 0 | 0
H | 912 | 912 | 912 | 912 | 912 | 912
LFG | 10 | 10 | 10 | 10 | 10 | 10
Nuc | 0.1 | 0.1 | 0.1 | 0.1 | 0.1 | 0.1
PS | 0 | 0 | 0 | 0 | 0 | 0
PV | 0 | 0 | 0 | 0 | 0 | 0
PeakG | 1487.71 | 1451.79 | 1451.79 | 1451.79 | 1451.79 | 1451.79
PeakO | 0 | 0 | 0 | 0 | 0 | 0
ST | 0 | 0 | 0 | 0 | 0 | 0
STOG | 0 | 0 | 0 | 0 | 0 | 0
STWD | 0 | 0 | 0 | 0 | 0 | 0
WT | 672 | 672 | 672 | 672 | 672 | 672
IGCC | 0 | 0 | 0 | 0 | 0 | 0
DemandResponse | 105.16 | 361.08 | 660.83 | 708.64 | 759.9 | 814.88
IGCC-CCS | 0 | 0 | 0 | 0 | 0 | 0
WT_off | 0 | 0 | 0 | 0 | 0 | 0
PseudoUnit | 0 | 0 | 0 | 0 | 0 | 0
FixedInterchange | 0 | 0 | 0 | 0 | 0 | 0
Total Installed Capacity by Reporting Type: BC
ReportingType | 2015 | 2020 | 2025 | 2030 | 2035 | 2040
BM | 0 | 0 | 0 | 0 | 0 | 0
CC | 1376.72 | 1549.95 | 2062.87 | 2734.86 | 3535.33 | 4213.75
CSP | 0 | 0 | 0 | 0 | 0 | 0
CT | 0 | 0 | 0 | 0 | 0 | 162.15
Coal | 0 | 0 | 0 | 0 | 0 | 0
Geo | 0 | 0 | 0 | 0 | 0 | 0
H | 12161 | 12161 | 12161 | 12161 | 12161 | 12161
LFG | 24 | 24 | 24 | 24 | 24 | 24
Nuc | 0.1 | 0.1 | 0.1 | 0.1 | 0.1 | 0.1
PS | 0 | 0 | 0 | 0 | 0 | 0
PV | 0 | 0 | 0 | 0 | 0 | 0
PeakG | 141 | 141 | 141 | 141 | 141 | 141
PeakO | 44 | 44 | 44 | 44 | 44 | 44
ST | 0 | 0 | 0 | 0 | 0 | 0
STOG | 0 | 0 | 0 | 0 | 0 | 0
STWD | 510 | 510 | 510 | 510 | 510 | 510
WT | 246 | 246 | 246 | 246 | 246 | 246
IGCC | 0 | 0 | 0 | 0 | 0 | 0
DemandResponse | 0.01 | 264.69 | 555.31 | 582.51 | 611.05 | 640.98
IGCC-CCS | 0 | 0 | 0 | 0 | 0 | 0
WT_off | 0 | 0 | 0 | 0 | 0 | 0
PseudoUnit | 0 | 0 | 0 | 0 | 0 | 0
FixedInterchange | 0 | 0 | 0 | 0 | 0 | 0
Total Installed Capacity by Reporting Type: HQ_IESO
ReportingType | 2015 | 2020 | 2025 | 2030 | 2035 | 2040
BM | 0 | 0 | 0 | 0 | 0 | 0
CC | 0 | 0 | 0 | 0 | 0 | 0
CSP | 0 | 0 | 0 | 0 | 0 | 0
CT | 0 | 0 | 0 | 0 | 0 | 0
Coal | 0 | 0 | 0 | 0 | 0 | 0
Geo | 0 | 0 | 0 | 0 | 0 | 0
H | 0 | 0 | 0 | 0 | 0 | 0
LFG | 0 | 0 | 0 | 0 | 0 | 0
Nuc | 0.1 | 0.1 | 0.1 | 0.1 | 0.1 | 0.1
PS | 0 | 0 | 0 | 0 | 0 | 0
PV | 0 | 0 | 0 | 0 | 0 | 0
PeakG | 0 | 0 | 0 | 0 | 0 | 0
PeakO | 0 | 0 | 0 | 0 | 0 | 0
ST | 0 | 0 | 0 | 0 | 0 | 0
STOG | 0 | 0 | 0 | 0 | 0 | 0
STWD | 0 | 0 | 0 | 0 | 0 | 0
WT | 0 | 0 | 0 | 0 | 0 | 0
IGCC | 0 | 0 | 0 | 0 | 0 | 0
DemandResponse | 0 | 0 | 0 | 0 | 0 | 0
IGCC-CCS | 0 | 0 | 0 | 0 | 0 | 0
WT_off | 0 | 0 | 0 | 0 | 0 | 0
PseudoUnit | 0 | 0 | 0 | 0 | 0 | 0
FixedInterchange | 3000 | 3000 | 3000 | 3000 | 3000 | 3000
Total Installed Capacity by Reporting Type: HQ_NEISO
ReportingType | 2015 | 2020 | 2025 | 2030 | 2035 | 2040
BM | 0 | 0 | 0 | 0 | 0 | 0
CC | 0 | 0 | 0 | 0 | 0 | 0
CSP | 0 | 0 | 0 | 0 | 0 | 0
CT | 0 | 0 | 0 | 0 | 0 | 0
Coal | 0 | 0 | 0 | 0 | 0 | 0
Geo | 0 | 0 | 0 | 0 | 0 | 0
H | 0 | 0 | 0 | 0 | 0 | 0
LFG | 0 | 0 | 0 | 0 | 0 | 0
Nuc | 0.1 | 0.1 | 0.1 | 0.1 | 0.1 | 0.1
PS | 0 | 0 | 0 | 0 | 0 | 0
PV | 0 | 0 | 0 | 0 | 0 | 0
PeakG | 0 | 0 | 0 | 0 | 0 | 0
PeakO | 0 | 0 | 0 | 0 | 0 | 0
ST | 0 | 0 | 0 | 0 | 0 | 0
STOG | 0 | 0 | 0 | 0 | 0 | 0
STWD | 0 | 0 | 0 | 0 | 0 | 0
WT | 0 | 0 | 0 | 0 | 0 | 0
IGCC | 0 | 0 | 0 | 0 | 0 | 0
DemandResponse | 0 | 0 | 0 | 0 | 0 | 0
IGCC-CCS | 0 | 0 | 0 | 0 | 0 | 0
WT_off | 0 | 0 | 0 | 0 | 0 | 0
PseudoUnit | 0 | 0 | 0 | 0 | 0 | 0
FixedInterchange | 2920 | 2920 | 2920 | 2920 | 2920 | 2920
Total Installed Capacity by Reporting Type: HQ_NY
ReportingType | 2015 | 2020 | 2025 | 2030 | 2035 | 2040
BM | 0 | 0 | 0 | 0 | 0 | 0
CC | 0 | 0 | 0 | 0 | 0 | 0
CSP | 0 | 0 | 0 | 0 | 0 | 0
CT | 0 | 0 | 0 | 0 | 0 | 0
Coal | 0 | 0 | 0 | 0 | 0 | 0
Geo | 0 | 0 | 0 | 0 | 0 | 0
H | 0 | 0 | 0 | 0 | 0 | 0
LFG | 0 | 0 | 0 | 0 | 0 | 0
Nuc | 0.1 | 0.1 | 0.1 | 0.1 | 0.1 | 0.1
PS | 0 | 0 | 0 | 0 | 0 | 0
PV | 0 | 0 | 0 | 0 | 0 | 0
PeakG | 0 | 0 | 0 | 0 | 0 | 0
PeakO | 0 | 0 | 0 | 0 | 0 | 0
ST | 0 | 0 | 0 | 0 | 0 | 0
STOG | 0 | 0 | 0 | 0 | 0 | 0
STWD | 0 | 0 | 0 | 0 | 0 | 0
WT | 0 | 0 | 0 | 0 | 0 | 0
IGCC | 0 | 0 | 0 | 0 | 0 | 0
DemandResponse | 0 | 0 | 0 | 0 | 0 | 0
IGCC-CCS | 0 | 0 | 0 | 0 | 0 | 0
WT_off | 0 | 0 | 0 | 0 | 0 | 0
PseudoUnit | 0 | 0 | 0 | 0 | 0 | 0
FixedInterchange | 1500 | 1500 | 1500 | 1500 | 1500 | 1500
Total Installed Capacity by Reporting Type: MARITIMES
ReportingType | 2015 | 2020 | 2025 | 2030 | 2035 | 2040
BM | 0 | 0 | 0 | 0 | 0 | 0
CC | 0 | 0 | 0 | 0 | 0 | 0
CSP | 0 | 0 | 0 | 0 | 0 | 0
CT | 0 | 0 | 0 | 0 | 0 | 0
Coal | 0 | 0 | 0 | 0 | 0 | 0
Geo | 0 | 0 | 0 | 0 | 0 | 0
H | 0 | 0 | 0 | 0 | 0 | 0
LFG | 0 | 0 | 0 | 0 | 0 | 0
Nuc | 0.1 | 0.1 | 0.1 | 0.1 | 0.1 | 0.1
PS | 0 | 0 | 0 | 0 | 0 | 0
PV | 0 | 0 | 0 | 0 | 0 | 0
PeakG | 0 | 0 | 0 | 0 | 0 | 0
PeakO | 0 | 0 | 0 | 0 | 0 | 0
ST | 0 | 0 | 0 | 0 | 0 | 0
STOG | 0 | 0 | 0 | 0 | 0 | 0
STWD | 0 | 0 | 0 | 0 | 0 | 0
WT | 0 | 0 | 0 | 0 | 0 | 0
IGCC | 0 | 0 | 0 | 0 | 0 | 0
DemandResponse | 0 | 0 | 0 | 0 | 0 | 0
IGCC-CCS | 0 | 0 | 0 | 0 | 0 | 0
WT_off | 0 | 0 | 0 | 0 | 0 | 0
PseudoUnit | 0 | 500 | 500 | 500 | 500 | 500
FixedInterchange | 1400 | 1400 | 1400 | 1400 | 1400 | 1400
Total Installed Capacity by Reporting Type: All
ReportingType | 2015 | 2020 | 2025 | 2030 | 2035 | 2040
BM | 1251 | 13670.79 | 19776.13 | 27243.52 | 29155.37 | 29997.24
CC | 228047.41 | 232892.96 | 234145.64 | 243219.82 | 273432.28 | 303458.82
CSP | 0 | 0 | 0 | 0 | 0 | 0
CT | 8642.83 | 15818.15 | 18065.19 | 29389.92 | 52386.84 | 64043.98
Coal | 267527.95 | 238290.2 | 233011.19 | 233011.19 | 234191.22 | 256922
Geo | 2534.2 | 4609.2 | 9013.43 | 9038.2 | 9038.2 | 9038.2
H | 106079.79 | 107618.69 | 110532.79 | 113620.79 | 113675.79 | 114542.79
LFG | 4136 | 6089 | 8299 | 9022.5 | 9023 | 9023
Nuc | 117236.86 | 121152.36 | 121152.36 | 119664.16 | 93088.46 | 73382.46
PS | 21788 | 21788 | 21788 | 21788 | 21788 | 21788
PV | 1647.99 | 3820.31 | 4898.15 | 5146.07 | 4144.76 | 4285.82
PeakG | 117291.6 | 117255.67 | 112651.64 | 112651.64 | 112651.64 | 110822.25
PeakO | 20078.62 | 20078.62 | 19981.21 | 19981.21 | 19981.21 | 19981.21
ST | 760 | 1579.66 | 1888.57 | 2028.47 | 2028.47 | 2028.47
STOG | 67237.88 | 67237.88 | 66232.26 | 66106.26 | 66106.26 | 66106.26
STWD | 4456.09 | 4456.09 | 4456.09 | 4456.09 | 4456.09 | 4456.09
WT | 64004.8 | 113361.66 | 167603.06 | 217023.24 | 219317.99 | 225258.96
IGCC | 618 | 618 | 618 | 618 | 618 | 618
DemandResponse | 37863.74 | 60093.26 | 85862.57 | 89210.8 | 92685.8 | 96304.58
IGCC-CCS | 0 | 0 | 0 | 0 | 0 | 0
WT_off | 469 | 469 | 17610.23 | 38806.82 | 41209.74 | 45592.36
PseudoUnit | 0 | 500 | 500 | 500 | 500 | 500
FixedInterchange | 8820 | 8820 | 8820 | 8820 | 8820 | 8820
Total Installed Capacity by Reporting Type: EI_US
ReportingType | 2015 | 2020 | 2025 | 2030 | 2035 | 2040
BM | 741.12 | 13160.91 | 19266.24 | 25032.75 | 26880.48 | 27605.97
CC | 148039.3 | 150714.6 | 150661.14 | 152356.81 | 171866.37 | 195974.96
CSP | 0 | 0 | 0 | 0 | 0 | 0
CT | 6529.34 | 11543.31 | 13790.35 | 21152.19 | 40563.49 | 45186.44
Coal | 209967.52 | 180928.47 | 177640.07 | 177640.07 | 177640.07 | 190349.11
Geo | 44 | 44 | 44 | 44 | 44 | 44
H | 29436.09 | 30645.09 | 31699.09 | 31699.09 | 31754.09 | 32621.09
LFG | 3458.4 | 4889.97 | 5878.67 | 6536 | 6536 | 6536
Nuc | 89571.36 | 93486.86 | 93486.86 | 91998.66 | 66452.96 | 48286.96
PS | 16931 | 16931 | 16931 | 16931 | 16931 | 16931
PV | 176.73 | 2349.05 | 3426.89 | 3674.82 | 3765.06 | 3906.12
PeakG | 97444.5 | 97444.5 | 92840.46 | 92840.46 | 92840.46 | 92840.46
PeakO | 19362.27 | 19362.27 | 19362.27 | 19362.27 | 19362.27 | 19362.27
ST | 0 | 0 | 0 | 0 | 0 | 0
STOG | 35485.09 | 35485.09 | 34479.48 | 34479.48 | 34479.48 | 34479.48
STWD | 2980 | 2980 | 2980 | 2980 | 2980 | 2980
WT | 36938.6 | 77131.68 | 113308.75 | 153855.37 | 157410.53 | 161862.84
IGCC | 618 | 618 | 618 | 618 | 618 | 618
DemandResponse | 29707.66 | 46218.47 | 65324.07 | 67718.5 | 70208.86 | 72802.09
IGCC-CCS | 0 | 0 | 0 | 0 | 0 | 0
WT_off | 469 | 469 | 17610.23 | 38806.82 | 41209.74 | 45592.36
PseudoUnit | 0 | 500 | 500 | 500 | 500 | 500
FixedInterchange | 5820 | 5820 | 5820 | 5820 | 5820 | 5820
Total Installed Capacity by Reporting Type: EI_Canada
ReportingType | 2015 | 2020 | 2025 | 2030 | 2035 | 2040
BM | 326.33 | 326.33 | 326.33 | 326.33 | 326.33 | 326.33
CC | 4829.7 | 4829.7 | 4829.7 | 4098.7 | 4098.7 | 4098.7
CSP | 0 | 0 | 0 | 0 | 0 | 0
CT | 403 | 403 | 403 | 403 | 846.28 | 3373.14
Coal | 1635.89 | 1635.89 | 0 | 0 | 0 | 0
Geo | 0 | 0 | 0 | 0 | 0 | 0
H | 15168.7 | 15498.6 | 17358.7 | 19818.7 | 19818.7 | 19818.7
LFG | 117.5 | 117.5 | 117.5 | 117.5 | 118 | 118
Nuc | 13018.2 | 13018.2 | 13018.2 | 13018.2 | 11988.2 | 10448.2
PS | 123 | 123 | 123 | 123 | 123 | 123
PV | 1097.26 | 1097.26 | 1097.26 | 1097.26 | 30 | 30
PeakG | 1143 | 1143 | 1143 | 1143 | 1143 | 1143
PeakO | 33.35 | 33.35 | 33.35 | 33.35 | 33.35 | 33.35
ST | 0 | 0 | 0 | 0 | 0 | 0
STOG | 126 | 126 | 126 | 0 | 0 | 0
STWD | 0 | 0 | 0 | 0 | 0 | 0
WT | 3963.3 | 3963.3 | 3963.3 | 3963.3 | 1857.4 | 1857.4
IGCC | 0 | 0 | 0 | 0 | 0 | 0
DemandResponse | 2048.29 | 2374.97 | 2887.27 | 2989.59 | 3095.56 | 3205.29
IGCC-CCS | 0 | 0 | 0 | 0 | 0 | 0
WT_off | 0 | 0 | 0 | 0 | 0 | 0
PseudoUnit | 0 | 0 | 0 | 0 | 0 | 0
FixedInterchange | 3000 | 3000 | 3000 | 3000 | 3000 | 3000
Total Installed Capacity by Reporting Type: EI
ReportingType | 2015 | 2020 | 2025 | 2030 | 2035 | 2040
BM | 1067.45 | 13487.24 | 19592.58 | 25359.09 | 27206.81 | 27932.3
CC | 152868.99 | 155544.29 | 155490.84 | 156455.51 | 175965.06 | 200073.66
CSP | 0 | 0 | 0 | 0 | 0 | 0
CT | 6932.34 | 11946.3 | 14193.35 | 21555.19 | 41409.77 | 48559.57
Coal | 211603.41 | 182564.36 | 177640.07 | 177640.07 | 177640.07 | 190349.11
Geo | 44 | 44 | 44 | 44 | 44 | 44
H | 44604.79 | 46143.69 | 49057.79 | 51517.79 | 51572.79 | 52439.79
LFG | 3575.9 | 5007.47 | 5996.17 | 6653.5 | 6654 | 6654
Nuc | 102589.56 | 106505.06 | 106505.06 | 105016.86 | 78441.16 | 58735.16
PS | 17054 | 17054 | 17054 | 17054 | 17054 | 17054
PV | 1273.99 | 3446.31 | 4524.15 | 4772.07 | 3795.06 | 3936.12
PeakG | 98587.5 | 98587.5 | 93983.46 | 93983.46 | 93983.46 | 93983.46
PeakO | 19395.62 | 19395.62 | 19395.62 | 19395.62 | 19395.62 | 19395.62
ST | 0 | 0 | 0 | 0 | 0 | 0
STOG | 35611.09 | 35611.09 | 34605.48 | 34479.48 | 34479.48 | 34479.48
STWD | 2980 | 2980 | 2980 | 2980 | 2980 | 2980
WT | 40901.9 | 81094.98 | 117272.05 | 157818.67 | 159267.93 | 163720.24
IGCC | 618 | 618 | 618 | 618 | 618 | 618
DemandResponse | 31755.95 | 48593.44 | 68211.33 | 70708.09 | 73304.41 | 76007.38
IGCC-CCS | 0 | 0 | 0 | 0 | 0 | 0
WT_off | 469 | 469 | 17610.23 | 38806.82 | 41209.74 | 45592.36
PseudoUnit | 0 | 500 | 500 | 500 | 500 | 500
FixedInterchange | 8820 | 8820 | 8820 | 8820 | 8820 | 8820
Total Installed Capacity by Reporting Type: Outside_EI
ReportingType | 2015 | 2020 | 2025 | 2030 | 2035 | 2040
BM | 183.55 | 183.55 | 183.55 | 1884.43 | 1948.56 | 2064.93
CC | 75178.41 | 77348.67 | 78654.8 | 86764.32 | 97467.21 | 103385.16
CSP | 0 | 0 | 0 | 0 | 0 | 0
CT | 1710.49 | 3871.84 | 3871.84 | 7834.73 | 10977.07 | 15484.41
Coal | 55924.54 | 55725.84 | 55371.12 | 55371.12 | 56551.16 | 66572.89
Geo | 2490.2 | 4565.2 | 8969.43 | 8994.2 | 8994.2 | 8994.2
H | 61475 | 61475 | 61475 | 62103 | 62103 | 62103
LFG | 560.1 | 1081.53 | 2302.83 | 2369 | 2369 | 2369
Nuc | 14647.3 | 14647.3 | 14647.3 | 14647.3 | 14647.3 | 14647.3
PS | 4734 | 4734 | 4734 | 4734 | 4734 | 4734
PV | 374 | 374 | 374 | 374 | 349.7 | 349.7
PeakG | 18704.1 | 18668.17 | 18668.17 | 18668.17 | 18668.17 | 16838.79
PeakO | 683 | 683 | 585.59 | 585.59 | 585.59 | 585.59
ST | 760 | 1579.66 | 1888.57 | 2028.47 | 2028.47 | 2028.47
STOG | 31626.78 | 31626.78 | 31626.78 | 31626.78 | 31626.78 | 31626.78
STWD | 1476.09 | 1476.09 | 1476.09 | 1476.09 | 1476.09 | 1476.09
WT | 23102.9 | 32266.68 | 50331.01 | 59204.57 | 60050.06 | 61538.72
IGCC | 0 | 0 | 0 | 0 | 0 | 0
DemandResponse | 6107.8 | 11499.81 | 17651.23 | 18502.71 | 19381.39 | 20297.2
IGCC-CCS | 0 | 0 | 0 | 0 | 0 | 0
WT_off | 0 | 0 | 0 | 0 | 0 | 0
PseudoUnit | 0 | 0 | 0 | 0 | 0 | 0
FixedInterchange | 0 | 0 | 0 | 0 | 0 | 0
#6 | Retrofit Capacity (MW)
Retrofit Capacity by Reporting Type: Entergy
ReportingType | 2015 | 2020 | 2025 | 2030 | 2035 | 2040
FGD | 0 | 7356 | 7356 | 7356 | 7356 | 7356
SNCR | 0 | 0 | 0 | 0 | 0 | 0
SCR | 0 | 0 | 0 | 0 | 0 | 0
ACI90 | 0 | 0 | 0 | 0 | 0 | 0
RPJ90 | 0 | 7416 | 7416 | 7416 | 7416 | 7416
PCSEQ | 0 | 0 | 0 | 0 | 0 | 0
Retrofit Capacity by Reporting Type: FRCC
ReportingType | 2015 | 2020 | 2025 | 2030 | 2035 | 2040
FGD | 0 | 235 | 235 | 235 | 235 | 235
SNCR | 0 | 0 | 0 | 0 | 0 | 0
SCR | 3796 | 1898 | 1898 | 1898 | 1898 | 1898
ACI90 | 0 | 0 | 0 | 0 | 0 | 0
RPJ90 | 0.01 | 7900.01 | 7900.02 | 7900.02 | 7900.02 | 7900.03
PCSEQ | 0 | 0 | 0 | 0 | 0 | 0
Retrofit Capacity by Reporting Type: MAPP_US
ReportingType | 2015 | 2020 | 2025 | 2030 | 2035 | 2040
FGD | 221 | 0 | 0 | 0 | 0 | 0
SNCR | 0 | 0 | 0 | 0 | 0 | 0
SCR | 0 | 0 | 0 | 0 | 0 | 0
ACI90 | 0 | 0 | 0 | 0 | 0 | 0
RPJ90 | 0 | 2360 | 2360 | 2360 | 2360 | 2360
PCSEQ | 0 | 0 | 0 | 0 | 0 | 0
Retrofit Capacity by Reporting Type: MISO_IN
ReportingType | 2015 | 2020 | 2025 | 2030 | 2035 | 2040
FGD | 0 | 2276 | 2276 | 2276 | 2276 | 2276
SNCR | 0 | 0 | 0 | 0 | 0 | 0
SCR | 0 | 0 | 0 | 0 | 0 | 0
ACI90 | 0 | 0 | 0 | 0 | 0 | 0
RPJ90 | 0.01 | 13115.81 | 13115.82 | 13115.82 | 13115.83 | 13115.83
PCSEQ | 0 | 0 | 0 | 0 | 0 | 0
Retrofit Capacity by Reporting Type: MISO_MI
ReportingType | 2015 | 2020 | 2025 | 2030 | 2035 | 2040
FGD | 0 | 5477.2 | 5477.2 | 5477.2 | 5477.2 | 5477.2
SNCR | 0 | 0 | 0 | 0 | 0 | 0
SCR | 355 | 0 | 0 | 0 | 0 | 0
ACI90 | 0 | 0 | 0 | 0 | 0 | 0
RPJ90 | 0 | 7279 | 7279 | 7279 | 7279 | 7279
PCSEQ | 0 | 0 | 0 | 0 | 0 | 0
Retrofit Capacity by Reporting Type: MISO_MO-IL
ReportingType | 2015 | 2020 | 2025 | 2030 | 2035 | 2040
FGD | 0 | 7744.31 | 7744.31 | 7744.31 | 7744.31 | 7744.31
SNCR | 0 | 0 | 0 | 0 | 0 | 0
SCR | 400 | 200 | 200 | 200 | 200 | 200
ACI90 | 0 | 0 | 0 | 0 | 0 | 0
RPJ90 | 2490.01 | 11394.33 | 11394.33 | 11394.34 | 11394.34 | 11394.35
PCSEQ | 0 | 0 | 0 | 0 | 0 | 0
Retrofit Capacity by Reporting Type: MISO_W
ReportingType | 2015 | 2020 | 2025 | 2030 | 2035 | 2040
FGD | 0 | 5555.5 | 5555.5 | 5555.5 | 5555.5 | 5555.5
SNCR | 0 | 0 | 0 | 0 | 0 | 0
SCR | 1225.26 | 612.63 | 612.63 | 612.63 | 612.63 | 612.63
ACI90 | 0 | 0 | 0 | 0 | 0 | 0
RPJ90 | 2652.36 | 11006.03 | 11006.03 | 11006.03 | 11006.03 | 11006.03
PCSEQ | 0 | 0 | 0 | 0 | 0 | 0
Retrofit Capacity by Reporting Type: MISO_WUMS
ReportingType | 2015 | 2020 | 2025 | 2030 | 2035 | 2040
FGD | 1135 | 1620.7 | 1620.7 | 1620.7 | 1620.7 | 1620.7
SNCR | 0 | 0 | 0 | 0 | 0 | 0
SCR | 2778.6 | 1902.6 | 1902.6 | 1902.6 | 1902.6 | 1902.6
ACI90 | 0 | 0 | 0 | 0 | 0 | 0
RPJ90 | 1740.2 | 3373.71 | 3373.71 | 3373.72 | 3373.72 | 3373.72
PCSEQ | 0 | 0 | 0 | 0 | 0 | 0
Retrofit Capacity by Reporting Type: Nebraska
ReportingType | 2015 | 2020 | 2025 | 2030 | 2035 | 2040
FGD | 0 | 3195.8 | 3195.8 | 3195.8 | 3195.8 | 3195.8
SNCR | 0 | 0 | 0 | 0 | 0 | 0
SCR | 0 | 0 | 0 | 0 | 0 | 0
ACI90 | 0 | 0 | 0 | 0 | 0 | 0
RPJ90 | 1364.4 | 3878 | 3878 | 3878 | 3878 | 3878
PCSEQ | 0 | 0 | 0 | 0 | 0 | 0
Retrofit Capacity by Reporting Type: NEISO
ReportingType | 2015 | 2020 | 2025 | 2030 | 2035 | 2040
FGD | 320 | 0 | 0 | 0 | 0 | 0
SNCR | 0 | 0 | 0 | 0 | 0 | 0
SCR | 0 | 0 | 0 | 0 | 0 | 0
ACI90 | 0 | 0 | 0 | 0 | 0 | 0
RPJ90 | 870.93 | 0 | 0 | 0 | 0 | 0
PCSEQ | 0 | 0 | 0 | 0 | 0 | 0
Retrofit Capacity by Reporting Type: NonRTO_Midwest
ReportingType | 2015 | 2020 | 2025 | 2030 | 2035 | 2040
FGD | 1403 | 2301.25 | 2301.25 | 2301.25 | 2301.25 | 2301.25
SNCR | 0 | 0 | 0 | 0 | 0 | 0
SCR | 1463.8 | 731.9 | 731.9 | 731.9 | 731.9 | 731.9
ACI90 | 0 | 0 | 0 | 0 | 0 | 0
RPJ90 | 0.01 | 8108.67 | 8108.68 | 8108.68 | 8108.69 | 8108.7
PCSEQ | 0 | 0 | 0 | 0 | 0 | 0
Retrofit Capacity by Reporting Type: NYISO_A-F
ReportingType | 2015 | 2020 | 2025 | 2030 | 2035 | 2040
FGD | 0 | 0 | 0 | 0 | 0 | 0
SNCR | 0 | 0 | 0 | 0 | 0 | 0
SCR | 0 | 0 | 0 | 0 | 0 | 0
ACI90 | 0 | 0 | 0 | 0 | 0 | 0
RPJ90 | 486.3 | 0 | 0 | 0 | 0 | 0
PCSEQ | 0 | 0 | 0 | 0 | 0 | 0
Retrofit Capacity by Reporting Type: NYISO_G-I
ReportingType | 2015 | 2020 | 2025 | 2030 | 2035 | 2040
FGD | 0 | 0 | 0 | 0 | 0 | 0
SNCR | 0 | 0 | 0 | 0 | 0 | 0
SCR | 0 | 0 | 0 | 0 | 0 | 0
ACI90 | 0 | 0 | 0 | 0 | 0 | 0
RPJ90 | 0 | 0 | 0 | 0 | 0 | 0
PCSEQ | 0 | 0 | 0 | 0 | 0 | 0
Retrofit Capacity by Reporting Type: NYISO_J-K
ReportingType | 2015 | 2020 | 2025 | 2030 | 2035 | 2040
FGD | 0 | 0 | 0 | 0 | 0 | 0
SNCR | 0 | 0 | 0 | 0 | 0 | 0
SCR | 0 | 0 | 0 | 0 | 0 | 0
ACI90 | 0 | 0 | 0 | 0 | 0 | 0
RPJ90 | 0 | 0 | 0 | 0 | 0 | 0
PCSEQ | 0 | 0 | 0 | 0 | 0 | 0
Retrofit Capacity by Reporting Type: PJM_E
ReportingType | 2015 | 2020 | 2025 | 2030 | 2035 | 2040
FGD | 0 | 0 | 0 | 0 | 0 | 0
SNCR | 0 | 0 | 0 | 0 | 0 | 0
SCR | 568 | 0 | 0 | 0 | 0 | 0
ACI90 | 0 | 0 | 0 | 0 | 0 | 0
RPJ90 | 1784 | 0 | 0 | 0 | 0 | 0
PCSEQ | 0 | 0 | 0 | 0 | 0 | 0
Retrofit Capacity by Reporting Type: PJM_ROM
ReportingType | 2015 | 2020 | 2025 | 2030 | 2035 | 2040
FGD | 0 | 0 | 0 | 0 | 0 | 0
SNCR | 0 | 0 | 0 | 0 | 0 | 0
SCR | 341 | 0 | 0 | 0 | 0 | 0
ACI90 | 0 | 0 | 0 | 0 | 0 | 0
RPJ90 | 2572 | 5857 | 5857 | 5857 | 5857 | 5857
PCSEQ | 0 | 0 | 0 | 0 | 0 | 0
Retrofit Capacity by Reporting Type: PJM_ROR
ReportingType | 2015 | 2020 | 2025 | 2030 | 2035 | 2040
FGD | 0 | 5738 | 5738 | 5738 | 5738 | 5738
SNCR | 0 | 0 | 0 | 0 | 0 | 0
SCR | 2400 | 1200 | 1200 | 1200 | 1200 | 1200
ACI90 | 0 | 0 | 0 | 0 | 0 | 0
RPJ90 | 0.01 | 34989.01 | 34989.01 | 34989.02 | 34989.02 | 34989.03
PCSEQ | 0 | 0 | 0 | 0 | 0 | 0
Retrofit Capacity by Reporting Type: SOCO
ReportingType | 2015 | 2020 | 2025 | 2030 | 2035 | 2040
FGD | 4088.7 | 5358.2 | 5358.2 | 5358.2 | 5358.2 | 5358.2
SNCR | 0 | 0 | 0 | 0 | 0 | 0
SCR | 3404.7 | 3404.7 | 3404.7 | 3404.7 | 3404.7 | 3404.7
ACI90 | 0 | 0 | 0 | 0 | 0 | 0
RPJ90 | 6809.4 | 13842 | 13842 | 13842 | 13842 | 13842
PCSEQ | 0 | 0 | 0 | 0 | 0 | 0
Retrofit Capacity by Reporting Type: SPP_N
ReportingType | 2015 | 2020 | 2025 | 2030 | 2035 | 2040
FGD | 0 | 2009.6 | 1671.44 | 1671.44 | 1671.44 | 1671.44
SNCR | 0 | 0 | 0 | 0 | 0 | 0
SCR | 0 | 0 | 0 | 0 | 0 | 0
ACI90 | 0 | 0 | 0 | 0 | 0 | 0
RPJ90 | 1302.01 | 6944.61 | 6606.46 | 6606.46 | 6606.47 | 6606.47
PCSEQ | 0 | 0 | 0 | 0 | 0 | 0
Retrofit Capacity by Reporting Type: SPP_S
ReportingType | 2015 | 2020 | 2025 | 2030 | 2035 | 2040
FGD | 0 | 8675.8 | 8147.8 | 8147.8 | 8147.8 | 8147.8
SNCR | 0 | 0 | 0 | 0 | 0 | 0
SCR | 0 | 0 | 0 | 0 | 0 | 0
ACI90 | 0 | 0 | 0 | 0 | 0 | 0
RPJ90 | 0 | 12081.93 | 11553.93 | 11553.93 | 11553.93 | 11553.93
PCSEQ | 0 | 0 | 0 | 0 | 0 | 0
Retrofit Capacity by Reporting Type: TVA
ReportingType | 2015 | 2020 | 2025 | 2030 | 2035 | 2040
FGD | 0 | 3637.7 | 3453.76 | 3453.76 | 3453.76 | 3453.76
SNCR | 0 | 0 | 0 | 0 | 0 | 0
SCR | 0 | 0 | 0 | 0 | 0 | 0
ACI90 | 0 | 0 | 0 | 0 | 0 | 0
RPJ90 | 0 | 9378.75 | 9194.81 | 9194.81 | 9194.81 | 9194.81
PCSEQ | 0 | 0 | 0 | 0 | 0 | 0
Retrofit Capacity by Reporting Type: TVA_Transmission
ReportingType | 2015 | 2020 | 2025 | 2030 | 2035 | 2040
FGD | 0 | 0 | 0 | 0 | 0 | 0
SNCR | 0 | 0 | 0 | 0 | 0 | 0
SCR | 0 | 0 | 0 | 0 | 0 | 0
ACI90 | 0 | 0 | 0 | 0 | 0 | 0
RPJ90 | 0 | 0 | 0 | 0 | 0 | 0
PCSEQ | 0 | 0 | 0 | 0 | 0 | 0
Retrofit Capacity by Reporting Type: VACAR
ReportingType | 2015 | 2020 | 2025 | 2030 | 2035 | 2040
FGD | 0 | 0 | 0 | 0 | 0 | 0
SNCR | 0 | 0 | 0 | 0 | 0 | 0
SCR | 0 | 0 | 0 | 0 | 0 | 0
ACI90 | 0 | 0 | 0 | 0 | 0 | 0
RPJ90 | 0.02 | 10179 | 8290.7 | 8290.71 | 8290.72 | 8290.73
PCSEQ | 0 | 0 | 0 | 0 | 0 | 0
Retrofit Capacity by Reporting Type: IESO
ReportingType | 2015 | 2020 | 2025 | 2030 | 2035 | 2040
FGD | 0 | 0 | 0 | 0 | 0 | 0
SNCR | 0 | 0 | 0 | 0 | 0 | 0
SCR | 0 | 0 | 0 | 0 | 0 | 0
ACI90 | 0 | 0 | 0 | 0 | 0 | 0
RPJ90 | 0 | 0 | 0 | 0 | 0 | 0
PCSEQ | 0 | 0 | 0 | 0 | 0 | 0
Retrofit Capacity by Reporting Type: MAPP_CA
ReportingType | 2015 | 2020 | 2025 | 2030 | 2035 | 2040
FGD | 0 | 0 | 0 | 0 | 0 | 0
SNCR | 0 | 0 | 0 | 0 | 0 | 0
SCR | 0 | 0 | 0 | 0 | 0 | 0
ACI90 | 0 | 0 | 0 | 0 | 0 | 0
RPJ90 | 0 | 0 | 0 | 0 | 0 | 0
PCSEQ | 0 | 0 | 0 | 0 | 0 | 0
Retrofit Capacity by Reporting Type: AZ_NM_SNV_Coal
ReportingType | 2015 | 2020 | 2025 | 2030 | 2035 | 2040
FGD | 384 | 540 | 540 | 540 | 540 | 540
SNCR | 0 | 0 | 0 | 0 | 0 | 0
SCR | 800 | 400 | 400 | 400 | 400 | 400
ACI90 | 0 | 0 | 0 | 0 | 0 | 0
RPJ90 | 3286 | 10066 | 10066.01 | 10066.01 | 10066.01 | 10066.02
PCSEQ | 0 | 0 | 0 | 0 | 0 | 0
Retrofit Capacity by Reporting Type: AZ_NM_SNV_Gas
ReportingType | 2015 | 2020 | 2025 | 2030 | 2035 | 2040
FGD | 0 | 0 | 0 | 0 | 0 | 0
SNCR | 0 | 0 | 0 | 0 | 0 | 0
SCR | 0 | 0 | 0 | 0 | 0 | 0
ACI90 | 0 | 0 | 0 | 0 | 0 | 0
RPJ90 | 0 | 0 | 0 | 0 | 0 | 0
PCSEQ | 0 | 0 | 0 | 0 | 0 | 0
Retrofit Capacity by Reporting Type: AZ_NM_SNV_NucRenew
ReportingType | 2015 | 2020 | 2025 | 2030 | 2035 | 2040
FGD | 0 | 0 | 0 | 0 | 0 | 0
SNCR | 0 | 0 | 0 | 0 | 0 | 0
SCR | 0 | 0 | 0 | 0 | 0 | 0
ACI90 | 0 | 0 | 0 | 0 | 0 | 0
RPJ90 | 0 | 0 | 0 | 0 | 0 | 0
PCSEQ | 0 | 0 | 0 | 0 | 0 | 0
Retrofit Capacity by Reporting Type: ERCOT
ReportingType | 2015 | 2020 | 2025 | 2030 | 2035 | 2040
FGD | 0 | 5125 | 5125 | 5125 | 5125 | 5125
SNCR | 0 | 0 | 0 | 0 | 0 | 0
SCR | 4370 | 2185 | 2185 | 2185 | 2185 | 2185
ACI90 | 0 | 0 | 0 | 0 | 0 | 0
RPJ90 | 9196.01 | 15895.41 | 15895.41 | 15895.41 | 15895.42 | 15895.42
PCSEQ | 0 | 0 | 0 | 0 | 0 | 0
Retrofit Capacity by Reporting Type: NP15
ReportingType | 2015 | 2020 | 2025 | 2030 | 2035 | 2040
FGD | 0 | 0 | 0 | 0 | 0 | 0
SNCR | 0 | 0 | 0 | 0 | 0 | 0
SCR | 0 | 0 | 0 | 0 | 0 | 0
ACI90 | 0 | 0 | 0 | 0 | 0 | 0
RPJ90 | 0 | 0 | 0 | 0 | 0 | 0
PCSEQ | 0 | 0 | 0 | 0 | 0 | 0
Retrofit Capacity by Reporting Type: NWPP_Coal
ReportingType | 2015 | 2020 | 2025 | 2030 | 2035 | 2040
FGD | 0 | 1601.2 | 1601.2 | 1601.2 | 1601.2 | 1601.2
SNCR | 0 | 0 | 0 | 0 | 0 | 0
SCR | 0 | 0 | 0 | 0 | 0 | 0
ACI90 | 0 | 0 | 0 | 0 | 0 | 0
RPJ90 | 453.6 | 13097.62 | 13097.62 | 13097.62 | 13097.62 | 13097.62
PCSEQ | 0 | 0 | 0 | 0 | 0 | 0
Retrofit Capacity by Reporting Type: NWPP_Gas
ReportingType | 2015 | 2020 | 2025 | 2030 | 2035 | 2040
FGD | 0 | 0 | 0 | 0 | 0 | 0
SNCR | 0 | 0 | 0 | 0 | 0 | 0
SCR | 0 | 0 | 0 | 0 | 0 | 0
ACI90 | 0 | 0 | 0 | 0 | 0 | 0
RPJ90 | 0 | 0 | 0 | 0 | 0 | 0
PCSEQ | 0 | 0 | 0 | 0 | 0 | 0
Retrofit Capacity by Reporting Type: NWPP_NucRenew
ReportingType | 2015 | 2020 | 2025 | 2030 | 2035 | 2040
FGD | 0 | 0 | 0 | 0 | 0 | 0
SNCR | 0 | 0 | 0 | 0 | 0 | 0
SCR | 0 | 0 | 0 | 0 | 0 | 0
ACI90 | 0 | 0 | 0 | 0 | 0 | 0
RPJ90 | 0 | 0 | 0 | 0 | 0 | 0
PCSEQ | 0 | 0 | 0 | 0 | 0 | 0
Retrofit Capacity by Reporting Type: RMPA
ReportingType | 2015 | 2020 | 2025 | 2030 | 2035 | 2040
FGD | 0 | 1282 | 1282 | 1282 | 1282 | 1282
SNCR | 0 | 0 | 0 | 0 | 0 | 0
SCR | 1554.6 | 777.3 | 777.3 | 777.3 | 777.3 | 777.3
ACI90 | 0 | 0 | 0 | 0 | 0 | 0
RPJ90 | 2874.6 | 6914.8 | 6560.08 | 6560.08 | 6560.08 | 6315.8
PCSEQ | 0 | 0 | 0 | 0 | 0 | 0
Retrofit Capacity by Reporting Type: SP15
ReportingType | 2015 | 2020 | 2025 | 2030 | 2035 | 2040
FGD | 0 | 0 | 0 | 0 | 0 | 0
SNCR | 0 | 0 | 0 | 0 | 0 | 0
SCR | 0 | 0 | 0 | 0 | 0 | 0
ACI90 | 0 | 0 | 0 | 0 | 0 | 0
RPJ90 | 0 | 101.2 | 101.2 | 101.2 | 0 | 0
PCSEQ | 0 | 0 | 0 | 0 | 0 | 0
Retrofit Capacity by Reporting Type: ALB
ReportingType | 2015 | 2020 | 2025 | 2030 | 2035 | 2040
FGD | 0 | 0 | 0 | 0 | 0 | 0
SNCR | 0 | 0 | 0 | 0 | 0 | 0
SCR | 0 | 0 | 0 | 0 | 0 | 0
ACI90 | 0 | 0 | 0 | 0 | 0 | 0
RPJ90 | 0 | 0 | 0 | 0 | 0 | 0
PCSEQ | 0 | 0 | 0 | 0 | 0 | 0
Retrofit Capacity by Reporting Type: BC
ReportingType | 2015 | 2020 | 2025 | 2030 | 2035 | 2040
FGD | 0 | 0 | 0 | 0 | 0 | 0
SNCR | 0 | 0 | 0 | 0 | 0 | 0
SCR | 0 | 0 | 0 | 0 | 0 | 0
ACI90 | 0 | 0 | 0 | 0 | 0 | 0
RPJ90 | 0 | 0 | 0 | 0 | 0 | 0
PCSEQ | 0 | 0 | 0 | 0 | 0 | 0
Retrofit Capacity by Reporting Type: HQ_IESO
ReportingType | 2015 | 2020 | 2025 | 2030 | 2035 | 2040
FGD | 0 | 0 | 0 | 0 | 0 | 0
SNCR | 0 | 0 | 0 | 0 | 0 | 0
SCR | 0 | 0 | 0 | 0 | 0 | 0
ACI90 | 0 | 0 | 0 | 0 | 0 | 0
RPJ90 | 0 | 0 | 0 | 0 | 0 | 0
PCSEQ | 0 | 0 | 0 | 0 | 0 | 0
Retrofit Capacity by Reporting Type: HQ_NEISO
ReportingType | 2015 | 2020 | 2025 | 2030 | 2035 | 2040
FGD | 0 | 0 | 0 | 0 | 0 | 0
SNCR | 0 | 0 | 0 | 0 | 0 | 0
SCR | 0 | 0 | 0 | 0 | 0 | 0
ACI90 | 0 | 0 | 0 | 0 | 0 | 0
RPJ90 | 0 | 0 | 0 | 0 | 0 | 0
PCSEQ | 0 | 0 | 0 | 0 | 0 | 0
Retrofit Capacity by Reporting Type: HQ_NY
ReportingType | 2015 | 2020 | 2025 | 2030 | 2035 | 2040
FGD | 0 | 0 | 0 | 0 | 0 | 0
SNCR | 0 | 0 | 0 | 0 | 0 | 0
SCR | 0 | 0 | 0 | 0 | 0 | 0
ACI90 | 0 | 0 | 0 | 0 | 0 | 0
RPJ90 | 0 | 0 | 0 | 0 | 0 | 0
PCSEQ | 0 | 0 | 0 | 0 | 0 | 0
Retrofit Capacity by Reporting Type: MARITIMES
ReportingType | 2015 | 2020 | 2025 | 2030 | 2035 | 2040
FGD | 0 | 0 | 0 | 0 | 0 | 0
SNCR | 0 | 0 | 0 | 0 | 0 | 0
SCR | 0 | 0 | 0 | 0 | 0 | 0
ACI90 | 0 | 0 | 0 | 0 | 0 | 0
RPJ90 | 0 | 0 | 0 | 0 | 0 | 0
PCSEQ | 0 | 0 | 0 | 0 | 0 | 0
Retrofit Capacity by Reporting Type: All
ReportingType | 2015 | 2020 | 2025 | 2030 | 2035 | 2040
FGD | 7551.7 | 69729.26 | 68679.17 | 68679.17 | 68679.17 | 68679.17
SNCR | 0 | 0 | 0 | 0 | 0 | 0
SCR | 23456.96 | 13312.13 | 13312.13 | 13312.13 | 13312.13 | 13312.13
ACI90 | 0 | 0 | 0 | 0 | 0 | 0
RPJ90 | 37881.87 | 215178.89 | 211885.82 | 211885.87 | 211784.72 | 211540.48
PCSEQ | 0 | 0 | 0 | 0 | 0 | 0
Retrofit Capacity by Reporting Type: EI_US
ReportingType | 2015 | 2020 | 2025 | 2030 | 2035 | 2040
FGD | 7167.7 | 61181.06 | 60130.97 | 60130.97 | 60130.97 | 60130.97
SNCR | 0 | 0 | 0 | 0 | 0 | 0
SCR | 16732.36 | 9949.83 | 9949.83 | 9949.83 | 9949.83 | 9949.83
ACI90 | 0 | 0 | 0 | 0 | 0 | 0
RPJ90 | 22071.66 | 169103.86 | 166165.5 | 166165.54 | 166165.59 | 166165.62
PCSEQ | 0 | 0 | 0 | 0 | 0 | 0
Retrofit Capacity by Reporting Type: EI_Canada
ReportingType | 2015 | 2020 | 2025 | 2030 | 2035 | 2040
FGD | 0 | 0 | 0 | 0 | 0 | 0
SNCR | 0 | 0 | 0 | 0 | 0 | 0
SCR | 0 | 0 | 0 | 0 | 0 | 0
ACI90 | 0 | 0 | 0 | 0 | 0 | 0
RPJ90 | 0 | 0 | 0 | 0 | 0 | 0
PCSEQ | 0 | 0 | 0 | 0 | 0 | 0
Retrofit Capacity by Reporting Type: EI
ReportingType | 2015 | 2020 | 2025 | 2030 | 2035 | 2040
FGD | 7167.7 | 61181.06 | 60130.97 | 60130.97 | 60130.97 | 60130.97
SNCR | 0 | 0 | 0 | 0 | 0 | 0
SCR | 16732.36 | 9949.83 | 9949.83 | 9949.83 | 9949.83 | 9949.83
ACI90 | 0 | 0 | 0 | 0 | 0 | 0
RPJ90 | 22071.66 | 169103.86 | 166165.5 | 166165.54 | 166165.59 | 166165.62
PCSEQ | 0 | 0 | 0 | 0 | 0 | 0
Retrofit Capacity by Reporting Type: Outside_EI
ReportingType | 2015 | 2020 | 2025 | 2030 | 2035 | 2040
FGD | 384 | 8548.2 | 8548.2 | 8548.2 | 8548.2 | 8548.2
SNCR | 0 | 0 | 0 | 0 | 0 | 0
SCR | 6724.6 | 3362.3 | 3362.3 | 3362.3 | 3362.3 | 3362.3
ACI90 | 0 | 0 | 0 | 0 | 0 | 0
RPJ90 | 15810.21 | 46075.03 | 45720.32 | 45720.33 | 45619.13 | 45374.86
PCSEQ | 0 | 0 | 0 | 0 | 0 | 0
#7 | Reserve Margin (MW)
Reserve Margin Data: ALB
| 2015 | 2020 | 2025 | 2030 | 2035 | 2040
a. Peak Demand | 9916.01 | 10447.08 | 11261.72 | 12030.19 | 12925.57 | 13886.96
b. Peak Demand + Reserve Margin | 11700.89 | 12327.55 | 13288.83 | 14195.62 | 15252.17 | 16386.61
c. DR MW | 105.16 | 361.08 | 660.83 | 708.64 | 759.9 | 814.88
d. Capacity Credit | 11700.89 | 12456.5 | 13549.47 | 14195.62 | 15252.17 | 16386.61
Reserve Margin Data: BC
| 2015 | 2020 | 2025 | 2030 | 2035 | 2040
a. Peak Demand | 12123.75 | 12494.86 | 13175.83 | 13768.36 | 14470.91 | 15208.63
b. Peak Demand + Reserve Margin | 14306.03 | 14743.94 | 15547.48 | 16246.67 | 17075.68 | 17946.18
c. DR MW | 0.01 | 264.69 | 555.31 | 582.51 | 611.05 | 640.98
d. Capacity Credit | 14306.03 | 14743.94 | 15547.48 | 16246.67 | 17075.68 | 17946.18
Reserve Margin Data: ENT
| 2015 | 2020 | 2025 | 2030 | 2035 | 2040
a. Peak Demand | 31307.38 | 32329.04 | 32660.25 | 33862.28 | 33334.91 | 33970.92
b. Peak Demand + Reserve Margin | 35690.41 | 36855.11 | 37232.68 | 38603 | 38001.79 | 38726.84
c. DR MW | 301.55 | 1538.95 | 2854.33 | 2930.78 | 3009.27 | 3089.87
d. Capacity Credit | 35690.41 | 36855.11 | 37232.68 | 38603 | 38001.79 | 38726.84
Reserve Margin Data: ERCOT
| 2015 | 2020 | 2025 | 2030 | 2035 | 2040
a. Peak Demand | 69122.76 | 72300.72 | 75751.09 | 78846.5 | 80814.33 | 84384.65
b. Peak Demand + Reserve Margin | 77763.1 | 81338.31 | 85219.97 | 88702.31 | 90916.12 | 94932.73
c. DR MW | 740.81 | 3617.73 | 6720.3 | 6926.25 | 7155.61 | 7391.29
d. Capacity Credit | 77763.1 | 81338.31 | 85640.99 | 88702.31 | 90916.12 | 94932.73
Reserve Margin Data: FRCC
| 2015 | 2020 | 2025 | 2030 | 2035 | 2040
a. Peak Demand | 49629.34 | 52657.84 | 54864.62 | 55607.32 | 62366.88 | 65820.37
b. Peak Demand + Reserve Margin | 57570.04 | 61083.09 | 63642.96 | 64504.49 | 72345.58 | 76351.63
c. DR MW | 2734.45 | 3962.85 | 5527.63 | 5878.95 | 6252.59 | 6649.99
d. Capacity Credit | 57570.04 | 61083.09 | 63642.96 | 64504.49 | 72345.58 | 76351.63
Reserve Margin Data: IESO
| 2015 | 2020 | 2025 | 2030 | 2035 | 2040
a. Peak Demand | 23324.15 | 22671.05 | 23575.58 | 24294.68 | 25180.78 | 26098.03
b. Peak Demand + Reserve Margin | 27289.26 | 26525.13 | 27583.43 | 28424.78 | 29461.52 | 30534.69
c. DR MW | 1958.79 | 2066.83 | 2340.54 | 2421.21 | 2504.65 | 2590.98
d. Capacity Credit | 30018.7 | 30126.74 | 30400.44 | 30481.11 | 29461.52 | 30534.69
Reserve Margin Data: MAPP_CA
| 2015 | 2020 | 2025 | 2030 | 2035 | 2040
a. Peak Demand | 8678.03 | 9167.8 | 9581.02 | 9922.39 | 10335.46 | 10765.25
b. Peak Demand + Reserve Margin | 9719.4 | 10267.94 | 10730.74 | 11113.07 | 11575.72 | 12057.08
c. DR MW | 89.5 | 308.14 | 546.73 | 568.39 | 590.9 | 614.31
d. Capacity Credit | 9719.4 | 10267.94 | 10730.74 | 12355.4 | 12342.92 | 12366.33
Reserve Margin Data: MAPP_US
| 2015 | 2020 | 2025 | 2030 | 2035 | 2040
a. Peak Demand | 5385.39 | 5812.84 | 5895.92 | 6523.72 | 7302.83 | 7737.89
b. Peak Demand + Reserve Margin | 6139.34 | 6626.64 | 6721.35 | 7437.04 | 8325.23 | 8821.19
c. DR MW | 59 | 199.4 | 353.8 | 367.81 | 382.38 | 397.53
d. Capacity Credit | 6835.02 | 6626.64 | 6781.03 | 7547.73 | 8325.23 | 8821.19
Reserve Margin Data: NEISO
| 2015 | 2020 | 2025 | 2030 | 2035 | 2040
a. Peak Demand | 28587.47 | 29161.77 | 29515.48 | 29325.69 | 29642.25 | 29967.52
b. Peak Demand + Reserve Margin | 33161.46 | 33827.66 | 34237.95 | 34017.8 | 34385.01 | 34762.32
c. DR MW | 3092.4 | 3627.72 | 4230.66 | 4257.78 | 4282.5 | 4307.35
d. Capacity Credit | 33161.46 | 34131.57 | 35129.98 | 35286.15 | 34385.01 | 34762.32
Reserve Margin Data: NonRTO_Midwest
| 2015 | 2020 | 2025 | 2030 | 2035 | 2040
a. Peak Demand | 10997.43 | 11557.26 | 12593.01 | 12608.81 | 12625.01 | 12861.91
b. Peak Demand + Reserve Margin | 12537.07 | 13175.28 | 14356.04 | 14374.05 | 14392.51 | 14662.58
c. DR MW | 193.98 | 453.37 | 727.88 | 745.89 | 764.35 | 783.26
d. Capacity Credit | 12537.07 | 13175.28 | 14356.04 | 14374.05 | 14392.5 | 14662.58
Reserve Margin Data: NYISO_J-K
| 2015 | 2020 | 2025 | 2030 | 2035 | 2040
a. Peak Demand | 15335.64 | 16134.02 | 16622.39 | 17125.87 | 18273.19 | 19284.32
b. Peak Demand + Reserve Margin | 14108.79 | 14843.3 | 15292.59 | 15755.8 | 16811.33 | 17741.58
c. DR MW | 1319.07 | 1502.66 | 1718.62 | 1795.58 | 1875.99 | 1960
d. Capacity Credit | 15606.89 | 15790.48 | 16335.05 | 17735.27 | 19524.73 | 19608.74
Reserve Margin Data: PJM_E
| 2015 | 2020 | 2025 | 2030 | 2035 | 2040
a. Peak Demand | 30496.29 | 28002.68 | 29080 | 30280.37 | 31378.03 | 33213.54
b. Peak Demand + Reserve Margin | 29825.38 | 27386.62 | 28440.24 | 29614.2 | 30687.71 | 32482.84
c. DR MW | 1256.73 | 1718.17 | 2388.62 | 2469.72 | 2553.57 | 2640.27
d. Capacity Credit | 32630.27 | 32044.71 | 34475.57 | 35632.15 | 33492 | 32681.8
Reserve Margin Data: RMPA
| 2015 | 2020 | 2025 | 2030 | 2035 | 2040
a. Peak Demand | 12771.87 | 14295.76 | 15449.08 | 15994.24 | 17033.64 | 18141.24
b. Peak Demand + Reserve Margin | 14559.93 | 16297.16 | 17611.95 | 18233.43 | 19418.35 | 20681.01
c. DR MW | 486.05 | 622.89 | 804.5 | 856.88 | 912.57 | 971.91
d. Capacity Credit | 15767.06 | 16297.16 | 18122.77 | 18233.43 | 19418.35 | 20681.01
Reserve Margin Data: SOCO
| 2015 | 2020 | 2025 | 2030 | 2035 | 2040
a. Peak Demand | 52899.48 | 57291.95 | 59527.82 | 59788.36 | 60357.87 | 64966.75
b. Peak Demand + Reserve Margin | 60305.41 | 65312.82 | 67861.72 | 68158.73 | 68807.98 | 74062.09
c. DR MW | 2570.49 | 4773.97 | 7215.46 | 7512.46 | 7821.68 | 8143.63
d. Capacity Credit | 60305.41 | 65312.82 | 67861.72 | 68498.75 | 68807.98 | 74062.09
Reserve Margin Data: TVA
| 2015 | 2020 | 2025 | 2030 | 2035 | 2040
a. Peak Demand | 35176.02 | 36694.21 | 37508.46 | 40225.47 | 38639.19 | 38361.97
b. Peak Demand + Reserve Margin | 40452.42 | 42198.34 | 43134.72 | 46259.29 | 44435.07 | 44116.27
c. DR MW | 1805 | 2555.95 | 3357.9 | 3440.97 | 3526.11 | 3613.35
d. Capacity Credit | 40452.42 | 42198.34 | 43134.72 | 46259.29 | 44435.07 | 44116.27
Reserve Margin Data: VACAR
| 2015 | 2020 | 2025 | 2030 | 2035 | 2040
a. Peak Demand | 49078.1 | 54020.98 | 56590.21 | 57815.03 | 61730.48 | 64951.46
b. Peak Demand + Reserve Margin | 55949.03 | 61583.92 | 64512.84 | 65909.13 | 70372.75 | 74044.66
c. DR MW | 2339.28 | 3868.22 | 5651.52 | 5928.05 | 6218.12 | 6522.37
d. Capacity Credit | 55949.03 | 61583.92 | 64512.84 | 70074.01 | 70372.75 | 74044.66
Reserve Margin Data: AZ_NM_SNV
| 2015 | 2020 | 2025 | 2030 | 2035 | 2040
a. Peak Demand | 27349.04 | 29366.57 | 31522.49 | 35145.98 | 36365.12 | 39594.58
b. Peak Demand + Reserve Margin | 31642.84 | 33977.12 | 36471.52 | 40663.89 | 42074.45 | 45810.93
c. DR MW | 334.55 | 1076.71 | 1928.33 | 2059.84 | 2196.64 | 2344.36
d. Capacity Credit | 31642.84 | 33977.12 | 36471.51 | 40663.89 | 42074.45 | 48810.95
Reserve Margin Data: CA
| 2015 | 2020 | 2025 | 2030 | 2035 | 2040
a. Peak Demand | 62412.94 | 66392.56 | 69400.23 | 73558.84 | 77466.05 | 81413.33
b. Peak Demand + Reserve Margin | 72773.49 | 77413.73 | 80920.67 | 85769.61 | 90325.42 | 94927.94
c. DR MW | 4441.2 | 4603.38 | 4993.26 | 5277.46 | 5551.88 | 5835.06
d. Capacity Credit | 72773.49 | 77413.73 | 80920.67 | 85769.61 | 90325.42 | 94927.94
Reserve Margin Data: MISO
| 2015 | 2020 | 2025 | 2030 | 2035 | 2040
a. Peak Demand | 98208.02 | 100388.56 | 105677.55 | 112467.34 | 118143.39 | 122028.12
b. Peak Demand + Reserve Margin | 115296.22 | 117856.17 | 124065.44 | 132036.66 | 138700.34 | 143261.02
c. DR MW | 6024.78 | 8117.79 | 10669.2 | 11079.6 | 11505.92 | 11948.8
d. Capacity Credit | 115296.22 | 117856.17 | 124065.44 | 132036.66 | 138700.34 | 143261.02
Reserve Margin Data: NWPP
| 2015 | 2020 | 2025 | 2030 | 2035 | 2040
a. Peak Demand | 39511.72 | 41955.71 | 44393.08 | 47103.17 | 49869.02 | 51906.44
b. Peak Demand + Reserve Margin | 46623.83 | 49507.74 | 52383.83 | 55581.74 | 58845.44 | 61249.6
c. DR MW | 0.01 | 953.34 | 1988.72 | 2091.14 | 2193.74 | 2298.72
d. Capacity Credit | 55174.72 | 56113.86 | 57790.51 | 60838.29 | 65626.99 | 66787.54
Reserve Margin Data: NYISO
| 2015 | 2020 | 2025 | 2030 | 2035 | 2040
a. Peak Demand | 29814.63 | 31280.53 | 31901.74 | 32733.94 | 34190.67 | 35721.18
b. Peak Demand + Reserve Margin | 34734.04 | 36441.82 | 37165.53 | 38135.04 | 39832.13 | 41615.18
c. DR MW | 2565.83 | 2901.13 | 3296.24 | 3421.43 | 3551.63 | 3687.07
d. Capacity Credit | 35991.04 | 36441.82 | 37165.53 | 38135.04 | 39832.13 | 41615.18
Reserve Margin Data: NYISO_G-I_J-K
| 2015 | 2020 | 2025 | 2030 | 2035 | 2040
a. Peak Demand | 19283.69 | 20219.07 | 20819.81 | 21405.75 | 22758.54 | 23986.77
b. Peak Demand + Reserve Margin | 18319.5 | 19208.12 | 19778.82 | 20335.46 | 21620.61 | 22787.43
c. DR MW | 1658.63 | 1882.98 | 2152.95 | 2248.69 | 2348.69 | 2453.13
d. Capacity Credit | 19396.45 | 19629.8 | 20228.38 | 21721.71 | 24243.33 | 26925.26
Reserve Margin Data: PJM
| 2015 | 2020 | 2025 | 2030 | 2035 | 2040
a. Peak Demand | 156222.62 | 151560.11 | 156252 | 157487.91 | 163469.57 | 169345.54
b. Peak Demand + Reserve Margin | 180124.68 | 174748.8 | 180158.56 | 181583.56 | 188480.41 | 195255.41
c. DR MW | 6888.69 | 10788.12 | 15528.1 | 16025.26 | 16538.36 | 17067.93
d. Capacity Credit | 180124.68 | 174748.8 | 183874.06 | 188835 | 188480.41 | 195255.41
Reserve Margin Data: SPP
| 2015 | 2020 | 2025 | 2030 | 2035 | 2040
a. Peak Demand | 59190.21 | 62914.88 | 65383.9 | 67824.13 | 72335.43 | 73963.08
b. Peak Demand + Reserve Margin | 67240.08 | 71471.3 | 74276.11 | 77048.21 | 82173.05 | 84022.06
c. DR MW | 1132.21 | 3430.99 | 5911.36 | 6129.52 | 6355.94 | 6590.94
d. Capacity Credit | 67240.08 | 71471.3 | 74819.07 | 77048.21 | 82173.05 | 84022.06

## Transmission
$/MW
[8 empty] | Transfer |  | $/MWh | $/MWh | Wheel+ | $/MWh
Year | Line | From | To | EI Internal/External | Season | Block | Duration | Limit | MW flow | From price | To price | Friction | Shadow Price
2015 | ENT_2_SOCO | ENT | SOCO | Internal | Shoulder | B11 | 25 | 2000 | 0 | 55.32 | 63.03 | 8 | 0
2015 | ENT_2_SOCO | ENT | SOCO | Internal | Shoulder | B12 | 200 | 2000 | 0 | 39.32 | 42.94 | 8 | 0
2015 | ENT_2_SOCO | ENT | SOCO | Internal | Shoulder | B13 | 600 | 2000 | 0 | 39.32 | 40 | 8 | 0
2015 | ENT_2_SOCO | ENT | SOCO | Internal | Shoulder | B14 | 900 | 2000 | 0 | 39.04 | 40 | 8 | 0
2015 | ENT_2_SOCO | ENT | SOCO | Internal | Shoulder | B15 | 1203 | 2000 | 0 | 37.77 | 40 | 8 | 0
2015 | ENT_2_SOCO | ENT | SOCO | Internal | Summer | B1 | 10 | 2000 | 0 | 60.79 | 66.43 | 8 | 0
2015 | ENT_2_SOCO | ENT | SOCO | Internal | Summer | B2 | 25 | 2000 | 0 | 59.29 | 66.43 | 8 | 0
2015 | ENT_2_SOCO | ENT | SOCO | Internal | Summer | B3 | 75 | 2000 | 1889.62 | 58.43 | 66.43 | 8 | 0
2015 | ENT_2_SOCO | ENT | SOCO | Internal | Summer | B4 | 100 | 2000 | 2000 | 57.64 | 66.43 | 8 | 0.79
2015 | ENT_2_SOCO | ENT | SOCO | Internal | Summer | B5 | 200 | 2000 | 2000 | 53.58 | 62.02 | 8 | 0.44
2015 | ENT_2_SOCO | ENT | SOCO | Internal | Summer | B6 | 300 | 2000 | 443.85 | 46.15 | 54.15 | 8 | 0
2015 | ENT_2_SOCO | ENT | SOCO | Internal | Summer | B7 | 400 | 2000 | 1318.42 | 43.72 | 51.72 | 8 | 0
2015 | ENT_2_SOCO | ENT | SOCO | Internal | Summer | B8 | 500 | 2000 | 0 | 38.1 | 43.39 | 8 | 0
2015 | ENT_2_SOCO | ENT | SOCO | Internal | Summer | B9 | 800 | 2000 | 0 | 37.83 | 38.83 | 8 | 0
2015 | ENT_2_SOCO | ENT | SOCO | Internal | Summer | B10 | 1262 | 2000 | 0 | 36.6 | 38.83 | 8 | 0
2015 | ENT_2_SOCO | ENT | SOCO | Internal | Winter | B16 | 25 | 2000 | 1906.05 | 53.57 | 61.57 | 8 | 0
2015 | ENT_2_SOCO | ENT | SOCO | Internal | Winter | B17 | 100 | 2000 | 0 | 41.76 | 43.89 | 8 | 0
2015 | ENT_2_SOCO | ENT | SOCO | Internal | Winter | B18 | 400 | 2000 | 0 | 41.46 | 42.39 | 8 | 0
2015 | ENT_2_SOCO | ENT | SOCO | Internal | Winter | B19 | 700 | 2000 | 0 | 41.46 | 42.39 | 8 | 0
2015 | ENT_2_SOCO | ENT | SOCO | Internal | Winter | B20 | 935 | 2000 | 0 | 40.11 | 42.39 | 8 | 0
2015 | ENT_2_TVA_Transmission | ENT | TVA_Transmission | Internal | Shoulder | B11 | 25 | 2100 | 0 | 55.32 | 54.03 | 8 | 0
2015 | ENT_2_TVA_Transmission | ENT | TVA_Transmission | Internal | Shoulder | B12 | 200 | 2100 | 0 | 39.32 | 44.39 | 8 | 0
2015 | ENT_2_TVA_Transmission | ENT | TVA_Transmission | Internal | Shoulder | B13 | 600 | 2100 | 0 | 39.32 | 42.25 | 8 | 0
2015 | ENT_2_TVA_Transmission | ENT | TVA_Transmission | Internal | Shoulder | B14 | 900 | 2100 | 0 | 39.04 | 40.81 | 8 | 0
2015 | ENT_2_TVA_Transmission | ENT | TVA_Transmission | Internal | Shoulder | B15 | 1203 | 2100 | 0 | 37.77 | 39.9 | 8 | 0
2015 | ENT_2_TVA_Transmission | ENT | TVA_Transmission | Internal | Summer | B1 | 10 | 2100 | 685.9 | 60.79 | 68.79 | 8 | 0
2015 | ENT_2_TVA_Transmission | ENT | TVA_Transmission | Internal | Summer | B2 | 25 | 2100 | 1106.25 | 59.29 | 67.29 | 8 | 0
2015 | ENT_2_TVA_Transmission | ENT | TVA_Transmission | Internal | Summer | B3 | 75 | 2100 | 0 | 58.43 | 64.29 | 8 | 0
2015 | ENT_2_TVA_Transmission | ENT | TVA_Transmission | Internal | Summer | B4 | 100 | 2100 | 0 | 57.64 | 63.55 | 8 | 0
2015 | ENT_2_TVA_Transmission | ENT | TVA_Transmission | Internal | Summer | B5 | 200 | 2100 | 0 | 53.58 | 54.46 | 8 | 0
2015 | ENT_2_TVA_Transmission | ENT | TVA_Transmission | Internal | Summer | B6 | 300 | 2100 | 0 | 46.15 | 48.11 | 8 | 0
2015 | ENT_2_TVA_Transmission | ENT | TVA_Transmission | Internal | Summer | B7 | 400 | 2100 | 0 | 43.72 | 43.06 | 8 | 0
2015 | ENT_2_TVA_Transmission | ENT | TVA_Transmission | Internal | Summer | B8 | 500 | 2100 | 0 | 38.1 | 39.65 | 8 | 0
2015 | ENT_2_TVA_Transmission | ENT | TVA_Transmission | Internal | Summer | B9 | 800 | 2100 | 0 | 37.83 | 39.03 | 8 | 0
2015 | ENT_2_TVA_Transmission | ENT | TVA_Transmission | Internal | Summer | B10 | 1262 | 2100 | 0 | 36.6 | 36.42 | 8 | 0
2015 | ENT_2_TVA_Transmission | ENT | TVA_Transmission | Internal | Winter | B16 | 25 | 2100 | 0 | 53.57 | 56.54 | 8 | 0
2015 | ENT_2_TVA_Transmission | ENT | TVA_Transmission | Internal | Winter | B17 | 100 | 2100 | 0 | 41.76 | 47.27 | 8 | 0
2015 | ENT_2_TVA_Transmission | ENT | TVA_Transmission | Internal | Winter | B18 | 400 | 2100 | 0 | 41.46 | 42.98 | 8 | 0
2015 | ENT_2_TVA_Transmission | ENT | TVA_Transmission | Internal | Winter | B19 | 700 | 2100 | 0 | 41.46 | 41.16 | 8 | 0
2015 | ENT_2_TVA_Transmission | ENT | TVA_Transmission | Internal | Winter | B20 | 935 | 2100 | 0 | 40.11 | 39.55 | 8 | 0
2015 | HQ_NEISO_2_NEISO | HQ_NEISO | NEISO | Internal | Shoulder | B11 | 25 | 99999 | 2920 | 36.89 | 36.9 | 0.01 | 0
2015 | HQ_NEISO_2_NEISO | HQ_NEISO | NEISO | Internal | Shoulder | B12 | 200 | 99999 | 2920 | 36.89 | 36.9 | 0.01 | 0
2015 | HQ_NEISO_2_NEISO | HQ_NEISO | NEISO | Internal | Shoulder | B13 | 600 | 99999 | 2920 | 36.89 | 36.9 | 0.01 | 0
2015 | HQ_NEISO_2_NEISO | HQ_NEISO | NEISO | Internal | Shoulder | B14 | 900 | 99999 | 2920 | 36.89 | 36.9 | 0.01 | 0
2015 | HQ_NEISO_2_NEISO | HQ_NEISO | NEISO | Internal | Shoulder | B15 | 1203 | 99999 | 2564.65 | 36.89 | 36.9 | 0.01 | 0
2015 | HQ_NEISO_2_NEISO | HQ_NEISO | NEISO | Internal | Summer | B1 | 10 | 99999 | 2920 | 65.81 | 65.82 | 0.01 | 0
2015 | HQ_NEISO_2_NEISO | HQ_NEISO | NEISO | Internal | Summer | B2 | 25 | 99999 | 2920 | 53.82 | 53.84 | 0.01 | 0
2015 | HQ_NEISO_2_NEISO | HQ_NEISO | NEISO | Internal | Summer | B3 | 75 | 99999 | 2920 | 47.97 | 47.98 | 0.01 | 0
2015 | HQ_NEISO_2_NEISO | HQ_NEISO | NEISO | Internal | Summer | B4 | 100 | 99999 | 2920 | 39.52 | 39.53 | 0.01 | 0
2015 | HQ_NEISO_2_NEISO | HQ_NEISO | NEISO | Internal | Summer | B5 | 200 | 99999 | 2920 | 34.19 | 34.2 | 0.01 | 0
2015 | HQ_NEISO_2_NEISO | HQ_NEISO | NEISO | Internal | Summer | B6 | 300 | 99999 | 2920 | 34.19 | 34.2 | 0.01 | 0
2015 | HQ_NEISO_2_NEISO | HQ_NEISO | NEISO | Internal | Summer | B7 | 400 | 99999 | 2920 | 34.19 | 34.2 | 0.01 | 0
2015 | HQ_NEISO_2_NEISO | HQ_NEISO | NEISO | Internal | Summer | B8 | 500 | 99999 | 2920 | 34.19 | 34.2 | 0.01 | 0
2015 | HQ_NEISO_2_NEISO | HQ_NEISO | NEISO | Internal | Summer | B9 | 800 | 99999 | 2920 | 34.19 | 34.2 | 0.01 | 0
2015 | HQ_NEISO_2_NEISO | HQ_NEISO | NEISO | Internal | Summer | B10 | 1262 | 99999 | 2495.19 | 34.19 | 34.2 | 0.01 | 0
2015 | HQ_NEISO_2_NEISO | HQ_NEISO | NEISO | Internal | Winter | B16 | 25 | 99999 | 2920 | 45.28 | 45.29 | 0.01 | 0
2015 | HQ_NEISO_2_NEISO | HQ_NEISO | NEISO | Internal | Winter | B17 | 100 | 99999 | 2920 | 45.28 | 45.29 | 0.01 | 0
2015 | HQ_NEISO_2_NEISO | HQ_NEISO | NEISO | Internal | Winter | B18 | 400 | 99999 | 2920 | 45.28 | 45.29 | 0.01 | 0
2015 | HQ_NEISO_2_NEISO | HQ_NEISO | NEISO | Internal | Winter | B19 | 700 | 99999 | 2920 | 45.28 | 45.29 | 0.01 | 0
2015 | HQ_NEISO_2_NEISO | HQ_NEISO | NEISO | Internal | Winter | B20 | 935 | 99999 | 2582.72 | 45.28 | 45.29 | 0.01 | 0
2015 | HQ_NY_2_NYISO_A-F | HQ_NY | NYISO_A-F | Internal | Shoulder | B11 | 25 | 99999 | 1500 | 40.03 | 40.04 | 0.01 | 0
2015 | HQ_NY_2_NYISO_A-F | HQ_NY | NYISO_A-F | Internal | Shoulder | B12 | 200 | 99999 | 1500 | 39.86 | 39.87 | 0.01 | 0
2015 | HQ_NY_2_NYISO_A-F | HQ_NY | NYISO_A-F | Internal | Shoulder | B13 | 600 | 99999 | 1500 | 37.35 | 37.36 | 0.01 | 0
2015 | HQ_NY_2_NYISO_A-F | HQ_NY | NYISO_A-F | Internal | Shoulder | B14 | 900 | 99999 | 1500 | 37.35 | 37.36 | 0.01 | 0
2015 | HQ_NY_2_NYISO_A-F | HQ_NY | NYISO_A-F | Internal | Shoulder | B15 | 1203 | 99999 | 1317.46 | 37.35 | 37.36 | 0.01 | 0
2015 | HQ_NY_2_NYISO_A-F | HQ_NY | NYISO_A-F | Internal | Summer | B1 | 10 | 99999 | 1500 | 50.78 | 50.79 | 0.01 | 0
2015 | HQ_NY_2_NYISO_A-F | HQ_NY | NYISO_A-F | Internal | Summer | B2 | 25 | 99999 | 1500 | 50.78 | 50.79 | 0.01 | 0
2015 | HQ_NY_2_NYISO_A-F | HQ_NY | NYISO_A-F | Internal | Summer | B3 | 75 | 99999 | 1500 | 46.04 | 46.05 | 0.01 | 0
2015 | HQ_NY_2_NYISO_A-F | HQ_NY | NYISO_A-F | Internal | Summer | B4 | 100 | 99999 | 1500 | 42.52 | 42.53 | 0.01 | 0
2015 | HQ_NY_2_NYISO_A-F | HQ_NY | NYISO_A-F | Internal | Summer | B5 | 200 | 99999 | 1500 | 41.92 | 41.93 | 0.01 | 0
2015 | HQ_NY_2_NYISO_A-F | HQ_NY | NYISO_A-F | Internal | Summer | B6 | 300 | 99999 | 1500 | 38.79 | 38.8 | 0.01 | 0
2015 | HQ_NY_2_NYISO_A-F | HQ_NY | NYISO_A-F | Internal | Summer | B7 | 400 | 99999 | 1500 | 37.26 | 37.27 | 0.01 | 0
2015 | HQ_NY_2_NYISO_A-F | HQ_NY | NYISO_A-F | Internal | Summer | B8 | 500 | 99999 | 1500 | 37.18 | 37.19 | 0.01 | 0
2015 | HQ_NY_2_NYISO_A-F | HQ_NY | NYISO_A-F | Internal | Summer | B9 | 800 | 99999 | 1500 | 36.3 | 36.31 | 0.01 | 0
2015 | HQ_NY_2_NYISO_A-F | HQ_NY | NYISO_A-F | Internal | Summer | B10 | 1262 | 99999 | 1281.77 | 36.3 | 36.31 | 0.01 | 0
2015 | HQ_NY_2_NYISO_A-F | HQ_NY | NYISO_A-F | Internal | Winter | B16 | 25 | 99999 | 1500 | 42.54 | 42.55 | 0.01 | 0
2015 | HQ_NY_2_NYISO_A-F | HQ_NY | NYISO_A-F | Internal | Winter | B17 | 100 | 99999 | 1500 | 42.28 | 42.29 | 0.01 | 0
2015 | HQ_NY_2_NYISO_A-F | HQ_NY | NYISO_A-F | Internal | Winter | B18 | 400 | 99999 | 1500 | 42.28 | 42.29 | 0.01 | 0
2015 | HQ_NY_2_NYISO_A-F | HQ_NY | NYISO_A-F | Internal | Winter | B19 | 700 | 99999 | 1500 | 42.28 | 42.29 | 0.01 | 0
2015 | HQ_NY_2_NYISO_A-F | HQ_NY | NYISO_A-F | Internal | Winter | B20 | 935 | 99999 | 1326.74 | 42.28 | 42.29 | 0.01 | 0
2015 | HQ_IESO_2_IESO | HQ_IESO | IESO | Internal | Shoulder | B11 | 25 | 99999 | 3000 | 10.79 | 10.8 | 0.01 | 0
2015 | HQ_IESO_2_IESO | HQ_IESO | IESO | Internal | Shoulder | B12 | 200 | 99999 | 3000 | 10.79 | 10.8 | 0.01 | 0
2015 | HQ_IESO_2_IESO | HQ_IESO | IESO | Internal | Shoulder | B13 | 600 | 99999 | 3000 | 10.79 | 10.8 | 0.01 | 0
2015 | HQ_IESO_2_IESO | HQ_IESO | IESO | Internal | Shoulder | B14 | 900 | 99999 | 3000 | 10.79 | 10.8 | 0.01 | 0
2015 | HQ_IESO_2_IESO | HQ_IESO | IESO | Internal | Shoulder | B15 | 1203 | 99999 | 2634.91 | 10.79 | 10.8 | 0.01 | 0
2015 | HQ_IESO_2_IESO | HQ_IESO | IESO | Internal | Summer | B1 | 10 | 99999 | 3000 | 35.32 | 35.33 | 0.01 | 0
2015 | HQ_IESO_2_IESO | HQ_IESO | IESO | Internal | Summer | B2 | 25 | 99999 | 3000 | 35.32 | 35.33 | 0.01 | 0
2015 | HQ_IESO_2_IESO | HQ_IESO | IESO | Internal | Summer | B3 | 75 | 99999 | 3000 | 10.79 | 10.8 | 0.01 | 0
2015 | HQ_IESO_2_IESO | HQ_IESO | IESO | Internal | Summer | B4 | 100 | 99999 | 3000 | 10.79 | 10.8 | 0.01 | 0
2015 | HQ_IESO_2_IESO | HQ_IESO | IESO | Internal | Summer | B5 | 200 | 99999 | 3000 | 10.79 | 10.8 | 0.01 | 0
2015 | HQ_IESO_2_IESO | HQ_IESO | IESO | Internal | Summer | B6 | 300 | 99999 | 3000 | 10.79 | 10.8 | 0.01 | 0
2015 | HQ_IESO_2_IESO | HQ_IESO | IESO | Internal | Summer | B7 | 400 | 99999 | 3000 | 10.79 | 10.8 | 0.01 | 0
2015 | HQ_IESO_2_IESO | HQ_IESO | IESO | Internal | Summer | B8 | 500 | 99999 | 3000 | 10.79 | 10.8 | 0.01 | 0
2015 | HQ_IESO_2_IESO | HQ_IESO | IESO | Internal | Summer | B9 | 800 | 99999 | 3000 | 10.79 | 10.8 | 0.01 | 0
2015 | HQ_IESO_2_IESO | HQ_IESO | IESO | Internal | Summer | B10 | 1262 | 99999 | 2563.55 | 10.79 | 10.8 | 0.01 | 0
2015 | HQ_IESO_2_IESO | HQ_IESO | IESO | Internal | Winter | B16 | 25 | 99999 | 3000 | 10.79 | 10.8 | 0.01 | 0
2015 | HQ_IESO_2_IESO | HQ_IESO | IESO | Internal | Winter | B17 | 100 | 99999 | 3000 | 10.79 | 10.8 | 0.01 | 0
2015 | HQ_IESO_2_IESO | HQ_IESO | IESO | Internal | Winter | B18 | 400 | 99999 | 3000 | 10.79 | 10.8 | 0.01 | 0
2015 | HQ_IESO_2_IESO | HQ_IESO | IESO | Internal | Winter | B19 | 700 | 99999 | 3000 | 10.79 | 10.8 | 0.01 | 0
2015 | HQ_IESO_2_IESO | HQ_IESO | IESO | Internal | Winter | B20 | 935 | 99999 | 2653.48 | 10.79 | 10.8 | 0.01 | 0
2015 | IESO_2_MAPP_CA | IESO | MAPP_CA | Internal | Shoulder | B11 | 25 | 262 | 262 | 10.8 | 47.92 | 7 | 30.12
2015 | IESO_2_MAPP_CA | IESO | MAPP_CA | Internal | Shoulder | B12 | 200 | 262 | 262 | 10.8 | 40.59 | 7 | 22.79
2015 | IESO_2_MAPP_CA | IESO | MAPP_CA | Internal | Shoulder | B13 | 600 | 262 | 262 | 10.8 | 37.64 | 7 | 19.85
2015 | IESO_2_MAPP_CA | IESO | MAPP_CA | Internal | Shoulder | B14 | 900 | 262 | 262 | 10.8 | 37.64 | 7 | 19.85
2015 | IESO_2_MAPP_CA | IESO | MAPP_CA | Internal | Shoulder | B15 | 1203 | 262 | 262 | 10.8 | 37.64 | 7 | 19.85
2015 | IESO_2_MAPP_CA | IESO | MAPP_CA | Internal | Summer | B1 | 10 | 262 | 262 | 35.33 | 47.92 | 7 | 5.59
2015 | IESO_2_MAPP_CA | IESO | MAPP_CA | Internal | Summer | B2 | 25 | 262 | 262 | 35.33 | 47.92 | 7 | 5.59
2015 | IESO_2_MAPP_CA | IESO | MAPP_CA | Internal | Summer | B3 | 75 | 262 | 262 | 10.8 | 52.92 | 7 | 35.12
2015 | IESO_2_MAPP_CA | IESO | MAPP_CA | Internal | Summer | B4 | 100 | 262 | 262 | 10.8 | 47.92 | 7 | 30.12
2015 | IESO_2_MAPP_CA | IESO | MAPP_CA | Internal | Summer | B5 | 200 | 262 | 262 | 10.8 | 47.92 | 7 | 30.12
2015 | IESO_2_MAPP_CA | IESO | MAPP_CA | Internal | Summer | B6 | 300 | 262 | 262 | 10.8 | 43.72 | 7 | 25.93
2015 | IESO_2_MAPP_CA | IESO | MAPP_CA | Internal | Summer | B7 | 400 | 262 | 262 | 10.8 | 35.72 | 7 | 17.92
2015 | IESO_2_MAPP_CA | IESO | MAPP_CA | Internal | Summer | B8 | 500 | 262 | 262 | 10.8 | 34.52 | 7 | 16.73
2015 | IESO_2_MAPP_CA | IESO | MAPP_CA | Internal | Summer | B9 | 800 | 262 | 262 | 10.8 | 34.52 | 7 | 16.73
2015 | IESO_2_MAPP_CA | IESO | MAPP_CA | Internal | Summer | B10 | 1262 | 262 | 262 | 10.8 | 34.52 | 7 | 16.73
2015 | IESO_2_MAPP_CA | IESO | MAPP_CA | Internal | Winter | B16 | 25 | 262 | 262 | 10.8 | 48.52 | 7 | 30.72
2015 | IESO_2_MAPP_CA | IESO | MAPP_CA | Internal | Winter | B17 | 100 | 262 | 262 | 10.8 | 44.07 | 7 | 26.27
2015 | IESO_2_MAPP_CA | IESO | MAPP_CA | Internal | Winter | B18 | 400 | 262 | 262 | 10.8 | 41.92 | 7 | 24.12
2015 | IESO_2_MAPP_CA | IESO | MAPP_CA | Internal | Winter | B19 | 700 | 262 | 262 | 10.8 | 41.92 | 7 | 24.12
2015 | IESO_2_MAPP_CA | IESO | MAPP_CA | Internal | Winter | B20 | 935 | 262 | 262 | 10.8 | 41.92 | 7 | 24.12
2015 | IESO_2_MISO_MI | IESO | MISO_MI | Internal | Shoulder | B11 | 25 | 1840 | 1840 | 10.8 | 46.74 | 7 | 28.94
2015 | IESO_2_MISO_MI | IESO | MISO_MI | Internal | Shoulder | B12 | 200 | 1840 | 1840 | 10.8 | 40.6 | 7 | 22.81
2015 | IESO_2_MISO_MI | IESO | MISO_MI | Internal | Shoulder | B13 | 600 | 1840 | 1840 | 10.8 | 37.66 | 7 | 19.86
2015 | IESO_2_MISO_MI | IESO | MISO_MI | Internal | Shoulder | B14 | 900 | 1840 | 1840 | 10.8 | 35.51 | 7 | 17.71
2015 | IESO_2_MISO_MI | IESO | MISO_MI | Internal | Shoulder | B15 | 1203 | 1840 | 1840 | 10.8 | 33.27 | 7 | 15.48
2015 | IESO_2_MISO_MI | IESO | MISO_MI | Internal | Summer | B1 | 10 | 1840 | 1840 | 35.33 | 59.43 | 7 | 17.09
2015 | IESO_2_MISO_MI | IESO | MISO_MI | Internal | Summer | B2 | 25 | 1840 | 1840 | 35.33 | 59.29 | 7 | 16.96
2015 | IESO_2_MISO_MI | IESO | MISO_MI | Internal | Summer | B3 | 75 | 1840 | 1840 | 10.8 | 56.29 | 7 | 38.49
2015 | IESO_2_MISO_MI | IESO | MISO_MI | Internal | Summer | B4 | 100 | 1840 | 1840 | 10.8 | 54.01 | 7 | 36.22
2015 | IESO_2_MISO_MI | IESO | MISO_MI | Internal | Summer | B5 | 200 | 1840 | 1840 | 10.8 | 47.9 | 7 | 30.11
2015 | IESO_2_MISO_MI | IESO | MISO_MI | Internal | Summer | B6 | 300 | 1840 | 1840 | 10.8 | 42.97 | 7 | 25.18
2015 | IESO_2_MISO_MI | IESO | MISO_MI | Internal | Summer | B7 | 400 | 1840 | 1840 | 10.8 | 35.73 | 7 | 17.93
2015 | IESO_2_MISO_MI | IESO | MISO_MI | Internal | Summer | B8 | 500 | 1840 | 1840 | 10.8 | 34.4 | 7 | 16.61
2015 | IESO_2_MISO_MI | IESO | MISO_MI | Internal | Summer | B9 | 800 | 1840 | 1840 | 10.8 | 33.2 | 7 | 15.4
2015 | IESO_2_MISO_MI | IESO | MISO_MI | Internal | Summer | B10 | 1262 | 1840 | 1840 | 10.8 | 31.52 | 7 | 13.72
2015 | IESO_2_MISO_MI | IESO | MISO_MI | Internal | Winter | B16 | 25 | 1840 | 1840 | 10.8 | 48.53 | 7 | 30.73
2015 | IESO_2_MISO_MI | IESO | MISO_MI | Internal | Winter | B17 | 100 | 1840 | 1840 | 10.8 | 44.09 | 7 | 26.29
2015 | IESO_2_MISO_MI | IESO | MISO_MI | Internal | Winter | B18 | 400 | 1840 | 1840 | 10.8 | 38.53 | 7 | 20.73
2015 | IESO_2_MISO_MI | IESO | MISO_MI | Internal | Winter | B19 | 700 | 1840 | 1840 | 10.8 | 36.51 | 7 | 18.71
2015 | IESO_2_MISO_MI | IESO | MISO_MI | Internal | Winter | B20 | 935 | 1840 | 1840 | 10.8 | 32.13 | 7 | 14.33
2015 | IESO_2_MISO_W | IESO | MISO_W | Internal | Shoulder | B11 | 25 | 140 | 140 | 10.8 | 47.93 | 7 | 30.13
2015 | IESO_2_MISO_W | IESO | MISO_W | Internal | Shoulder | B12 | 200 | 140 | 140 | 10.8 | 40.6 | 7 | 22.81
2015 | IESO_2_MISO_W | IESO | MISO_W | Internal | Shoulder | B13 | 600 | 140 | 140 | 10.8 | 37.66 | 7 | 19.86
2015 | IESO_2_MISO_W | IESO | MISO_W | Internal | Shoulder | B14 | 900 | 140 | 140 | 10.8 | 35.75 | 7 | 17.95
2015 | IESO_2_MISO_W | IESO | MISO_W | Internal | Shoulder | B15 | 1203 | 140 | 140 | 10.8 | 33.28 | 7 | 15.48
2015 | IESO_2_MISO_W | IESO | MISO_W | Internal | Summer | B1 | 10 | 140 | 140 | 35.33 | 60.78 | 7 | 18.45
2015 | IESO_2_MISO_W | IESO | MISO_W | Internal | Summer | B2 | 25 | 140 | 140 | 35.33 | 59.29 | 7 | 16.96
2015 | IESO_2_MISO_W | IESO | MISO_W | Internal | Summer | B3 | 75 | 140 | 140 | 10.8 | 58.02 | 7 | 40.22
2015 | IESO_2_MISO_W | IESO | MISO_W | Internal | Summer | B4 | 100 | 140 | 140 | 10.8 | 55.56 | 7 | 37.76
2015 | IESO_2_MISO_W | IESO | MISO_W | Internal | Summer | B5 | 200 | 140 | 140 | 10.8 | 47.93 | 7 | 30.13
2015 | IESO_2_MISO_W | IESO | MISO_W | Internal | Summer | B6 | 300 | 140 | 140 | 10.8 | 43.74 | 7 | 25.94
2015 | IESO_2_MISO_W | IESO | MISO_W | Internal | Summer | B7 | 400 | 140 | 140 | 10.8 | 35.73 | 7 | 17.93
2015 | IESO_2_MISO_W | IESO | MISO_W | Internal | Summer | B8 | 500 | 140 | 140 | 10.8 | 34.4 | 7 | 16.61
2015 | IESO_2_MISO_W | IESO | MISO_W | Internal | Summer | B9 | 800 | 140 | 140 | 10.8 | 33.2 | 7 | 15.4
2015 | IESO_2_MISO_W | IESO | MISO_W | Internal | Summer | B10 | 1262 | 140 | 140 | 10.8 | 29.97 | 7 | 12.17
2015 | IESO_2_MISO_W | IESO | MISO_W | Internal | Winter | B16 | 25 | 140 | 140 | 10.8 | 48.53 | 7 | 30.73
2015 | IESO_2_MISO_W | IESO | MISO_W | Internal | Winter | B17 | 100 | 140 | 140 | 10.8 | 44.08 | 7 | 26.28
2015 | IESO_2_MISO_W | IESO | MISO_W | Internal | Winter | B18 | 400 | 140 | 140 | 10.8 | 38.53 | 7 | 20.73
2015 | IESO_2_MISO_W | IESO | MISO_W | Internal | Winter | B19 | 700 | 140 | 140 | 10.8 | 36.78 | 7 | 18.98
2015 | IESO_2_MISO_W | IESO | MISO_W | Internal | Winter | B20 | 935 | 140 | 140 | 10.8 | 32.12 | 7 | 14.32
2015 | IESO_2_NYISO_A-F | IESO | NYISO_A-F | Internal | Shoulder | B11 | 25 | 1725 | 1725 | 10.8 | 40.04 | 7 | 22.24
2015 | IESO_2_NYISO_A-F | IESO | NYISO_A-F | Internal | Shoulder | B12 | 200 | 1725 | 1725 | 10.8 | 39.87 | 7 | 22.08
2015 | IESO_2_NYISO_A-F | IESO | NYISO_A-F | Internal | Shoulder | B13 | 600 | 1725 | 1725 | 10.8 | 37.36 | 7 | 19.56
2015 | IESO_2_NYISO_A-F | IESO | NYISO_A-F | Internal | Shoulder | B14 | 900 | 1725 | 1725 | 10.8 | 37.36 | 7 | 19.56
2015 | IESO_2_NYISO_A-F | IESO | NYISO_A-F | Internal | Shoulder | B15 | 1203 | 1725 | 1725 | 10.8 | 37.36 | 7 | 19.56
2015 | IESO_2_NYISO_A-F | IESO | NYISO_A-F | Internal | Summer | B1 | 10 | 1725 | 1725 | 35.33 | 50.79 | 7 | 8.46
2015 | IESO_2_NYISO_A-F | IESO | NYISO_A-F | Internal | Summer | B2 | 25 | 1725 | 1725 | 35.33 | 50.79 | 7 | 8.46
2015 | IESO_2_NYISO_A-F | IESO | NYISO_A-F | Internal | Summer | B3 | 75 | 1725 | 1725 | 10.8 | 46.05 | 7 | 28.25
2015 | IESO_2_NYISO_A-F | IESO | NYISO_A-F | Internal | Summer | B4 | 100 | 1725 | 1725 | 10.8 | 42.53 | 7 | 24.73
2015 | IESO_2_NYISO_A-F | IESO | NYISO_A-F | Internal | Summer | B5 | 200 | 1725 | 1725 | 10.8 | 41.93 | 7 | 24.13
2015 | IESO_2_NYISO_A-F | IESO | NYISO_A-F | Internal | Summer | B6 | 300 | 1725 | 1725 | 10.8 | 38.8 | 7 | 21.01
2015 | IESO_2_NYISO_A-F | IESO | NYISO_A-F | Internal | Summer | B7 | 400 | 1725 | 1725 | 10.8 | 37.27 | 7 | 19.47
2015 | IESO_2_NYISO_A-F | IESO | NYISO_A-F | Internal | Summer | B8 | 500 | 1725 | 1725 | 10.8 | 37.19 | 7 | 19.39
2015 | IESO_2_NYISO_A-F | IESO | NYISO_A-F | Internal | Summer | B9 | 800 | 1725 | 1725 | 10.8 | 36.31 | 7 | 18.52
2015 | IESO_2_NYISO_A-F | IESO | NYISO_A-F | Internal | Summer | B10 | 1262 | 1725 | 1725 | 10.8 | 36.31 | 7 | 18.52
2015 | IESO_2_NYISO_A-F | IESO | NYISO_A-F | Internal | Winter | B16 | 25 | 1725 | 1725 | 10.8 | 42.55 | 7 | 24.75
2015 | IESO_2_NYISO_A-F | IESO | NYISO_A-F | Internal | Winter | B17 | 100 | 1725 | 1725 | 10.8 | 42.29 | 7 | 24.49
2015 | IESO_2_NYISO_A-F | IESO | NYISO_A-F | Internal | Winter | B18 | 400 | 1725 | 1725 | 10.8 | 42.29 | 7 | 24.49
2015 | IESO_2_NYISO_A-F | IESO | NYISO_A-F | Internal | Winter | B19 | 700 | 1725 | 1725 | 10.8 | 42.29 | 7 | 24.49
2015 | IESO_2_NYISO_A-F | IESO | NYISO_A-F | Internal | Winter | B20 | 935 | 1725 | 1725 | 10.8 | 42.29 | 7 | 24.49
2015 | MAPP_CA_2_IESO | MAPP_CA | IESO | Internal | Shoulder | B11 | 25 | 330 | 0 | 47.92 | 10.8 | 8 | 0
2015 | MAPP_CA_2_IESO | MAPP_CA | IESO | Internal | Shoulder | B12 | 200 | 330 | 0 | 40.59 | 10.8 | 8 | 0
2015 | MAPP_CA_2_IESO | MAPP_CA | IESO | Internal | Shoulder | B13 | 600 | 330 | 0 | 37.64 | 10.8 | 8 | 0
2015 | MAPP_CA_2_IESO | MAPP_CA | IESO | Internal | Shoulder | B14 | 900 | 330 | 0 | 37.64 | 10.8 | 8 | 0
2015 | MAPP_CA_2_IESO | MAPP_CA | IESO | Internal | Shoulder | B15 | 1203 | 330 | 0 | 37.64 | 10.8 | 8 | 0
2015 | MAPP_CA_2_IESO | MAPP_CA | IESO | Internal | Summer | B1 | 10 | 330 | 0 | 47.92 | 35.33 | 8 | 0
2015 | MAPP_CA_2_IESO | MAPP_CA | IESO | Internal | Summer | B2 | 25 | 330 | 0 | 47.92 | 35.33 | 8 | 0
2015 | MAPP_CA_2_IESO | MAPP_CA | IESO | Internal | Summer | B3 | 75 | 330 | 0 | 52.92 | 10.8 | 8 | 0
2015 | MAPP_CA_2_IESO | MAPP_CA | IESO | Internal | Summer | B4 | 100 | 330 | 0 | 47.92 | 10.8 | 8 | 0
2015 | MAPP_CA_2_IESO | MAPP_CA | IESO | Internal | Summer | B5 | 200 | 330 | 0 | 47.92 | 10.8 | 8 | 0
2015 | MAPP_CA_2_IESO | MAPP_CA | IESO | Internal | Summer | B6 | 300 | 330 | 0 | 43.72 | 10.8 | 8 | 0
2015 | MAPP_CA_2_IESO | MAPP_CA | IESO | Internal | Summer | B7 | 400 | 330 | 0 | 35.72 | 10.8 | 8 | 0
2015 | MAPP_CA_2_IESO | MAPP_CA | IESO | Internal | Summer | B8 | 500 | 330 | 0 | 34.52 | 10.8 | 8 | 0
2015 | MAPP_CA_2_IESO | MAPP_CA | IESO | Internal | Summer | B9 | 800 | 330 | 0 | 34.52 | 10.8 | 8 | 0
2015 | MAPP_CA_2_IESO | MAPP_CA | IESO | Internal | Summer | B10 | 1262 | 330 | 0 | 34.52 | 10.8 | 8 | 0
2015 | MAPP_CA_2_IESO | MAPP_CA | IESO | Internal | Winter | B16 | 25 | 330 | 0 | 48.52 | 10.8 | 8 | 0
2015 | MAPP_CA_2_IESO | MAPP_CA | IESO | Internal | Winter | B17 | 100 | 330 | 0 | 44.07 | 10.8 | 8 | 0
2015 | MAPP_CA_2_IESO | MAPP_CA | IESO | Internal | Winter | B18 | 400 | 330 | 0 | 41.92 | 10.8 | 8 | 0
2015 | MAPP_CA_2_IESO | MAPP_CA | IESO | Internal | Winter | B19 | 700 | 330 | 0 | 41.92 | 10.8 | 8 | 0
2015 | MAPP_CA_2_IESO | MAPP_CA | IESO | Internal | Winter | B20 | 935 | 330 | 0 | 41.92 | 10.8 | 8 | 0
2015 | MAPP_CA_2_MAPP_US | MAPP_CA | MAPP_US | Internal | Shoulder | B11 | 25 | 372 | 0 | 47.92 | 47.92 | 7 | 0
2015 | MAPP_CA_2_MAPP_US | MAPP_CA | MAPP_US | Internal | Shoulder | B12 | 200 | 372 | 0 | 40.59 | 33.6 | 7 | 0
2015 | MAPP_CA_2_MAPP_US | MAPP_CA | MAPP_US | Internal | Shoulder | B13 | 600 | 372 | 0 | 37.64 | 31.92 | 7 | 0
2015 | MAPP_CA_2_MAPP_US | MAPP_CA | MAPP_US | Internal | Shoulder | B14 | 900 | 372 | 0 | 37.64 | 31.91 | 7 | 0
2015 | MAPP_CA_2_MAPP_US | MAPP_CA | MAPP_US | Internal | Shoulder | B15 | 1203 | 372 | 0 | 37.64 | 30.64 | 7 | 0
2015 | MAPP_CA_2_MAPP_US | MAPP_CA | MAPP_US | Internal | Summer | B1 | 10 | 372 | 0 | 47.92 | 53.78 | 7 | 0
2015 | MAPP_CA_2_MAPP_US | MAPP_CA | MAPP_US | Internal | Summer | B2 | 25 | 372 | 0 | 47.92 | 52.76 | 7 | 0
2015 | MAPP_CA_2_MAPP_US | MAPP_CA | MAPP_US | Internal | Summer | B3 | 75 | 372 | 0 | 52.92 | 52.76 | 7 | 0
2015 | MAPP_CA_2_MAPP_US | MAPP_CA | MAPP_US | Internal | Summer | B4 | 100 | 372 | 0 | 47.92 | 48.56 | 7 | 0
2015 | MAPP_CA_2_MAPP_US | MAPP_CA | MAPP_US | Internal | Summer | B5 | 200 | 372 | 0 | 47.92 | 47.92 | 7 | 0
2015 | MAPP_CA_2_MAPP_US | MAPP_CA | MAPP_US | Internal | Summer | B6 | 300 | 372 | 0 | 43.72 | 43.72 | 7 | 0
2015 | MAPP_CA_2_MAPP_US | MAPP_CA | MAPP_US | Internal | Summer | B7 | 400 | 372 | 0 | 35.72 | 34.34 | 7 | 0
2015 | MAPP_CA_2_MAPP_US | MAPP_CA | MAPP_US | Internal | Summer | B8 | 500 | 372 | 0 | 34.52 | 30.24 | 7 | 0
2015 | MAPP_CA_2_MAPP_US | MAPP_CA | MAPP_US | Internal | Summer | B9 | 800 | 372 | 0 | 34.52 | 29.34 | 7 | 0
2015 | MAPP_CA_2_MAPP_US | MAPP_CA | MAPP_US | Internal | Summer | B10 | 1262 | 372 | 0 | 34.52 | 29.11 | 7 | 0
2015 | MAPP_CA_2_MAPP_US | MAPP_CA | MAPP_US | Internal | Winter | B16 | 25 | 372 | 0 | 48.52 | 41.53 | 7 | 0
2015 | MAPP_CA_2_MAPP_US | MAPP_CA | MAPP_US | Internal | Winter | B17 | 100 | 372 | 0 | 44.07 | 37.08 | 7 | 0
2015 | MAPP_CA_2_MAPP_US | MAPP_CA | MAPP_US | Internal | Winter | B18 | 400 | 372 | 0 | 41.92 | 33.08 | 7 | 0
2015 | MAPP_CA_2_MAPP_US | MAPP_CA | MAPP_US | Internal | Winter | B19 | 700 | 372 | 0 | 41.92 | 33.08 | 7 | 0
2015 | MAPP_CA_2_MAPP_US | MAPP_CA | MAPP_US | Internal | Winter | B20 | 935 | 372 | 0 | 41.92 | 32.11 | 7 | 0
2015 | MAPP_CA_2_MISO_W | MAPP_CA | MISO_W | Internal | Shoulder | B11 | 25 | 1988 | 1127.27 | 47.92 | 47.93 | 0.01 | 0
2015 | MAPP_CA_2_MISO_W | MAPP_CA | MISO_W | Internal | Shoulder | B12 | 200 | 1988 | 678.88 | 40.59 | 40.6 | 0.01 | 0
2015 | MAPP_CA_2_MISO_W | MAPP_CA | MISO_W | Internal | Shoulder | B13 | 600 | 1988 | 358.62 | 37.64 | 37.66 | 0.01 | 0
2015 | MAPP_CA_2_MISO_W | MAPP_CA | MISO_W | Internal | Shoulder | B14 | 900 | 1988 | 0 | 37.64 | 35.75 | 0.01 | 0
2015 | MAPP_CA_2_MISO_W | MAPP_CA | MISO_W | Internal | Shoulder | B15 | 1203 | 1988 | 0 | 37.64 | 33.28 | 0.01 | 0
2015 | MAPP_CA_2_MISO_W | MAPP_CA | MISO_W | Internal | Summer | B1 | 10 | 1988 | 1988 | 47.92 | 60.78 | 0.01 | 12.85
2015 | MAPP_CA_2_MISO_W | MAPP_CA | MISO_W | Internal | Summer | B2 | 25 | 1988 | 1988 | 47.92 | 59.29 | 0.01 | 11.36
2015 | MAPP_CA_2_MISO_W | MAPP_CA | MISO_W | Internal | Summer | B3 | 75 | 1988 | 1988 | 52.92 | 58.02 | 0.01 | 5.09
2015 | MAPP_CA_2_MISO_W | MAPP_CA | MISO_W | Internal | Summer | B4 | 100 | 1988 | 1988 | 47.92 | 55.56 | 0.01 | 7.63
2015 | MAPP_CA_2_MISO_W | MAPP_CA | MISO_W | Internal | Summer | B5 | 200 | 1988 | 1279.39 | 47.92 | 47.93 | 0.01 | 0
2015 | MAPP_CA_2_MISO_W | MAPP_CA | MISO_W | Internal | Summer | B6 | 300 | 1988 | 839.41 | 43.72 | 43.74 | 0.01 | 0
2015 | MAPP_CA_2_MISO_W | MAPP_CA | MISO_W | Internal | Summer | B7 | 400 | 1988 | 565.39 | 35.72 | 35.73 | 0.01 | 0
2015 | MAPP_CA_2_MISO_W | MAPP_CA | MISO_W | Internal | Summer | B8 | 500 | 1988 | 0 | 34.52 | 34.4 | 0.01 | 0
2015 | MAPP_CA_2_MISO_W | MAPP_CA | MISO_W | Internal | Summer | B9 | 800 | 1988 | 0 | 34.52 | 33.2 | 0.01 | 0
2015 | MAPP_CA_2_MISO_W | MAPP_CA | MISO_W | Internal | Summer | B10 | 1262 | 1988 | 0 | 34.52 | 29.97 | 0.01 | 0
2015 | MAPP_CA_2_MISO_W | MAPP_CA | MISO_W | Internal | Winter | B16 | 25 | 1988 | 1555.98 | 48.52 | 48.53 | 0.01 | 0
2015 | MAPP_CA_2_MISO_W | MAPP_CA | MISO_W | Internal | Winter | B17 | 100 | 1988 | 19.83 | 44.07 | 44.08 | 0.01 | 0
2015 | MAPP_CA_2_MISO_W | MAPP_CA | MISO_W | Internal | Winter | B18 | 400 | 1988 | 0 | 41.92 | 38.53 | 0.01 | 0
2015 | MAPP_CA_2_MISO_W | MAPP_CA | MISO_W | Internal | Winter | B19 | 700 | 1988 | 0 | 41.92 | 36.78 | 0.01 | 0
2015 | MAPP_CA_2_MISO_W | MAPP_CA | MISO_W | Internal | Winter | B20 | 935 | 1988 | 0 | 41.92 | 32.12 | 0.01 | 0
2015 | MAPP_US_2_MAPP_CA | MAPP_US | MAPP_CA | Internal | Shoulder | B11 | 25 | 165 | 0 | 47.92 | 47.92 | 7 | 0
2015 | MAPP_US_2_MAPP_CA | MAPP_US | MAPP_CA | Internal | Shoulder | B12 | 200 | 165 | 0 | 33.6 | 40.59 | 7 | 0
2015 | MAPP_US_2_MAPP_CA | MAPP_US | MAPP_CA | Internal | Shoulder | B13 | 600 | 165 | 0 | 31.92 | 37.64 | 7 | 0
2015 | MAPP_US_2_MAPP_CA | MAPP_US | MAPP_CA | Internal | Shoulder | B14 | 900 | 165 | 0 | 31.91 | 37.64 | 7 | 0
2015 | MAPP_US_2_MAPP_CA | MAPP_US | MAPP_CA | Internal | Shoulder | B15 | 1203 | 165 | 116.72 | 30.64 | 37.64 | 7 | 0
2015 | MAPP_US_2_MAPP_CA | MAPP_US | MAPP_CA | Internal | Summer | B1 | 10 | 165 | 0 | 53.78 | 47.92 | 7 | 0
2015 | MAPP_US_2_MAPP_CA | MAPP_US | MAPP_CA | Internal | Summer | B2 | 25 | 165 | 0 | 52.76 | 47.92 | 7 | 0
2015 | MAPP_US_2_MAPP_CA | MAPP_US | MAPP_CA | Internal | Summer | B3 | 75 | 165 | 0 | 52.76 | 52.92 | 7 | 0
2015 | MAPP_US_2_MAPP_CA | MAPP_US | MAPP_CA | Internal | Summer | B4 | 100 | 165 | 0 | 48.56 | 47.92 | 7 | 0
2015 | MAPP_US_2_MAPP_CA | MAPP_US | MAPP_CA | Internal | Summer | B5 | 200 | 165 | 0 | 47.92 | 47.92 | 7 | 0
2015 | MAPP_US_2_MAPP_CA | MAPP_US | MAPP_CA | Internal | Summer | B6 | 300 | 165 | 0 | 43.72 | 43.72 | 7 | 0
2015 | MAPP_US_2_MAPP_CA | MAPP_US | MAPP_CA | Internal | Summer | B7 | 400 | 165 | 0 | 34.34 | 35.72 | 7 | 0
2015 | MAPP_US_2_MAPP_CA | MAPP_US | MAPP_CA | Internal | Summer | B8 | 500 | 165 | 0 | 30.24 | 34.52 | 7 | 0
2015 | MAPP_US_2_MAPP_CA | MAPP_US | MAPP_CA | Internal | Summer | B9 | 800 | 165 | 0 | 29.34 | 34.52 | 7 | 0
2015 | MAPP_US_2_MAPP_CA | MAPP_US | MAPP_CA | Internal | Summer | B10 | 1262 | 165 | 0 | 29.11 | 34.52 | 7 | 0
2015 | MAPP_US_2_MAPP_CA | MAPP_US | MAPP_CA | Internal | Winter | B16 | 25 | 165 | 0 | 41.53 | 48.52 | 7 | 0
2015 | MAPP_US_2_MAPP_CA | MAPP_US | MAPP_CA | Internal | Winter | B17 | 100 | 165 | 0 | 37.08 | 44.07 | 7 | 0
2015 | MAPP_US_2_MAPP_CA | MAPP_US | MAPP_CA | Internal | Winter | B18 | 400 | 165 | 165 | 33.08 | 41.92 | 7 | 1.83
2015 | MAPP_US_2_MAPP_CA | MAPP_US | MAPP_CA | Internal | Winter | B19 | 700 | 165 | 165 | 33.08 | 41.92 | 7 | 1.83
2015 | MAPP_US_2_MAPP_CA | MAPP_US | MAPP_CA | Internal | Winter | B20 | 935 | 165 | 165 | 32.11 | 41.92 | 7 | 2.81
2015 | MAPP_US_2_MISO_W | MAPP_US | MISO_W | Internal | Shoulder | B11 | 25 | 2635 | 0 | 47.92 | 47.93 | 7 | 0
2015 | MAPP_US_2_MISO_W | MAPP_US | MISO_W | Internal | Shoulder | B12 | 200 | 2635 | 500.76 | 33.6 | 40.6 | 7 | 0
2015 | MAPP_US_2_MISO_W | MAPP_US | MISO_W | Internal | Shoulder | B13 | 600 | 2635 | 0 | 31.92 | 37.66 | 7 | 0
2015 | MAPP_US_2_MISO_W | MAPP_US | MISO_W | Internal | Shoulder | B14 | 900 | 2635 | 0 | 31.91 | 35.75 | 7 | 0
2015 | MAPP_US_2_MISO_W | MAPP_US | MISO_W | Internal | Shoulder | B15 | 1203 | 2635 | 0 | 30.64 | 33.28 | 7 | 0
2015 | MAPP_US_2_MISO_W | MAPP_US | MISO_W | Internal | Summer | B1 | 10 | 2635 | 223.38 | 53.78 | 60.78 | 7 | 0
2015 | MAPP_US_2_MISO_W | MAPP_US | MISO_W | Internal | Summer | B2 | 25 | 2635 | 0 | 52.76 | 59.29 | 7 | 0
2015 | MAPP_US_2_MISO_W | MAPP_US | MISO_W | Internal | Summer | B3 | 75 | 2635 | 0 | 52.76 | 58.02 | 7 | 0
2015 | MAPP_US_2_MISO_W | MAPP_US | MISO_W | Internal | Summer | B4 | 100 | 2635 | 333.22 | 48.56 | 55.56 | 7 | 0
2015 | MAPP_US_2_MISO_W | MAPP_US | MISO_W | Internal | Summer | B5 | 200 | 2635 | 0 | 47.92 | 47.93 | 7 | 0
2015 | MAPP_US_2_MISO_W | MAPP_US | MISO_W | Internal | Summer | B6 | 300 | 2635 | 0 | 43.72 | 43.74 | 7 | 0
2015 | MAPP_US_2_MISO_W | MAPP_US | MISO_W | Internal | Summer | B7 | 400 | 2635 | 0 | 34.34 | 35.73 | 7 | 0
2015 | MAPP_US_2_MISO_W | MAPP_US | MISO_W | Internal | Summer | B8 | 500 | 2635 | 0 | 30.24 | 34.4 | 7 | 0
2015 | MAPP_US_2_MISO_W | MAPP_US | MISO_W | Internal | Summer | B9 | 800 | 2635 | 0 | 29.34 | 33.2 | 7 | 0
2015 | MAPP_US_2_MISO_W | MAPP_US | MISO_W | Internal | Summer | B10 | 1262 | 2635 | 0 | 29.11 | 29.97 | 7 | 0
2015 | MAPP_US_2_MISO_W | MAPP_US | MISO_W | Internal | Winter | B16 | 25 | 2635 | 235.51 | 41.53 | 48.53 | 7 | 0
2015 | MAPP_US_2_MISO_W | MAPP_US | MISO_W | Internal | Winter | B17 | 100 | 2635 | 1568.19 | 37.08 | 44.08 | 7 | 0
2015 | MAPP_US_2_MISO_W | MAPP_US | MISO_W | Internal | Winter | B18 | 400 | 2635 | 0 | 33.08 | 38.53 | 7 | 0
2015 | MAPP_US_2_MISO_W | MAPP_US | MISO_W | Internal | Winter | B19 | 700 | 2635 | 0 | 33.08 | 36.78 | 7 | 0
2015 | MAPP_US_2_MISO_W | MAPP_US | MISO_W | Internal | Winter | B20 | 935 | 2635 | 0 | 32.11 | 32.12 | 7 | 0
2015 | MAPP_US_2_NE | MAPP_US | NE | Internal | Shoulder | B11 | 25 | 2000 | 1829.26 | 47.92 | 54.92 | 7 | 0
2015 | MAPP_US_2_NE | MAPP_US | NE | Internal | Shoulder | B12 | 200 | 2000 | 783.79 | 33.6 | 40.6 | 7 | 0
2015 | MAPP_US_2_NE | MAPP_US | NE | Internal | Shoulder | B13 | 600 | 2000 | 1172.38 | 31.92 | 38.92 | 7 | 0
2015 | MAPP_US_2_NE | MAPP_US | NE | Internal | Shoulder | B14 | 900 | 2000 | 126.11 | 31.91 | 38.91 | 7 | 0
2015 | MAPP_US_2_NE | MAPP_US | NE | Internal | Shoulder | B15 | 1203 | 2000 | 0 | 30.64 | 37.6 | 7 | 0
2015 | MAPP_US_2_NE | MAPP_US | NE | Internal | Summer | B1 | 10 | 2000 | 1563.17 | 53.78 | 60.78 | 7 | 0
2015 | MAPP_US_2_NE | MAPP_US | NE | Internal | Summer | B2 | 25 | 2000 | 1603.15 | 52.76 | 59.76 | 7 | 0
2015 | MAPP_US_2_NE | MAPP_US | NE | Internal | Summer | B3 | 75 | 2000 | 1572.66 | 52.76 | 59.76 | 7 | 0
2015 | MAPP_US_2_NE | MAPP_US | NE | Internal | Summer | B4 | 100 | 2000 | 1270.9 | 48.56 | 55.56 | 7 | 0
2015 | MAPP_US_2_NE | MAPP_US | NE | Internal | Summer | B5 | 200 | 2000 | 1733.12 | 47.92 | 54.92 | 7 | 0
2015 | MAPP_US_2_NE | MAPP_US | NE | Internal | Summer | B6 | 300 | 2000 | 1815.87 | 43.72 | 50.72 | 7 | 0
2015 | MAPP_US_2_NE | MAPP_US | NE | Internal | Summer | B7 | 400 | 2000 | 2000 | 34.34 | 42.72 | 7 | 1.39
2015 | MAPP_US_2_NE | MAPP_US | NE | Internal | Summer | B8 | 500 | 2000 | 1993.93 | 30.24 | 37.24 | 7 | 0
2015 | MAPP_US_2_NE | MAPP_US | NE | Internal | Summer | B9 | 800 | 2000 | 1238.71 | 29.34 | 36.34 | 7 | 0
2015 | MAPP_US_2_NE | MAPP_US | NE | Internal | Summer | B10 | 1262 | 2000 | 1098.45 | 29.11 | 36.11 | 7 | 0
2015 | MAPP_US_2_NE | MAPP_US | NE | Internal | Winter | B16 | 25 | 2000 | 1752.68 | 41.53 | 48.53 | 7 | 0
2015 | MAPP_US_2_NE | MAPP_US | NE | Internal | Winter | B17 | 100 | 2000 | 0 | 37.08 | 41.48 | 7 | 0
2015 | MAPP_US_2_NE | MAPP_US | NE | Internal | Winter | B18 | 400 | 2000 | 1201.11 | 33.08 | 40.08 | 7 | 0
2015 | MAPP_US_2_NE | MAPP_US | NE | Internal | Winter | B19 | 700 | 2000 | 160.05 | 33.08 | 40.08 | 7 | 0
2015 | MAPP_US_2_NE | MAPP_US | NE | Internal | Winter | B20 | 935 | 2000 | 571.67 | 32.11 | 39.11 | 7 | 0
2015 | MARITIMES_2_NEISO | MARITIMES | NEISO | Internal | Shoulder | B11 | 25 | 99999 | 1400 | 36.89 | 36.9 | 0.01 | 0
2015 | MARITIMES_2_NEISO | MARITIMES | NEISO | Internal | Shoulder | B12 | 200 | 99999 | 1400 | 36.89 | 36.9 | 0.01 | 0
2015 | MARITIMES_2_NEISO | MARITIMES | NEISO | Internal | Shoulder | B13 | 600 | 99999 | 1400 | 36.89 | 36.9 | 0.01 | 0
2015 | MARITIMES_2_NEISO | MARITIMES | NEISO | Internal | Shoulder | B14 | 900 | 99999 | 1400 | 36.89 | 36.9 | 0.01 | 0
2015 | MARITIMES_2_NEISO | MARITIMES | NEISO | Internal | Shoulder | B15 | 1203 | 99999 | 1229.63 | 36.89 | 36.9 | 0.01 | 0
2015 | MARITIMES_2_NEISO | MARITIMES | NEISO | Internal | Summer | B1 | 10 | 99999 | 1400 | 65.81 | 65.82 | 0.01 | 0
2015 | MARITIMES_2_NEISO | MARITIMES | NEISO | Internal | Summer | B2 | 25 | 99999 | 1400 | 53.82 | 53.84 | 0.01 | 0
2015 | MARITIMES_2_NEISO | MARITIMES | NEISO | Internal | Summer | B3 | 75 | 99999 | 1400 | 47.97 | 47.98 | 0.01 | 0
2015 | MARITIMES_2_NEISO | MARITIMES | NEISO | Internal | Summer | B4 | 100 | 99999 | 1400 | 39.52 | 39.53 | 0.01 | 0
2015 | MARITIMES_2_NEISO | MARITIMES | NEISO | Internal | Summer | B5 | 200 | 99999 | 1400 | 34.19 | 34.2 | 0.01 | 0
2015 | MARITIMES_2_NEISO | MARITIMES | NEISO | Internal | Summer | B6 | 300 | 99999 | 1400 | 34.19 | 34.2 | 0.01 | 0
2015 | MARITIMES_2_NEISO | MARITIMES | NEISO | Internal | Summer | B7 | 400 | 99999 | 1400 | 34.19 | 34.2 | 0.01 | 0
2015 | MARITIMES_2_NEISO | MARITIMES | NEISO | Internal | Summer | B8 | 500 | 99999 | 1400 | 34.19 | 34.2 | 0.01 | 0
2015 | MARITIMES_2_NEISO | MARITIMES | NEISO | Internal | Summer | B9 | 800 | 99999 | 1400 | 34.19 | 34.2 | 0.01 | 0
2015 | MARITIMES_2_NEISO | MARITIMES | NEISO | Internal | Summer | B10 | 1262 | 99999 | 1196.32 | 34.19 | 34.2 | 0.01 | 0
2015 | MARITIMES_2_NEISO | MARITIMES | NEISO | Internal | Winter | B16 | 25 | 99999 | 1400 | 45.28 | 45.29 | 0.01 | 0
2015 | MARITIMES_2_NEISO | MARITIMES | NEISO | Internal | Winter | B17 | 100 | 99999 | 1400 | 45.28 | 45.29 | 0.01 | 0
2015 | MARITIMES_2_NEISO | MARITIMES | NEISO | Internal | Winter | B18 | 400 | 99999 | 1400 | 45.28 | 45.29 | 0.01 | 0
2015 | MARITIMES_2_NEISO | MARITIMES | NEISO | Internal | Winter | B19 | 700 | 99999 | 1400 | 45.28 | 45.29 | 0.01 | 0
2015 | MARITIMES_2_NEISO | MARITIMES | NEISO | Internal | Winter | B20 | 935 | 99999 | 1238.29 | 45.28 | 45.29 | 0.01 | 0
2015 | MISO_IN_2_MISO_MI | MISO_IN | MISO_MI | Internal | Shoulder | B11 | 25 | 5000 | 0 | 47.9 | 46.74 | 0.01 | 0
2015 | MISO_IN_2_MISO_MI | MISO_IN | MISO_MI | Internal | Shoulder | B12 | 200 | 5000 | 0 | 40.6 | 40.6 | 0.01 | 0
2015 | MISO_IN_2_MISO_MI | MISO_IN | MISO_MI | Internal | Shoulder | B13 | 600 | 5000 | 0 | 37.66 | 37.66 | 0.01 | 0
2015 | MISO_IN_2_MISO_MI | MISO_IN | MISO_MI | Internal | Shoulder | B14 | 900 | 5000 | 753.72 | 35.49 | 35.51 | 0.01 | 0
2015 | MISO_IN_2_MISO_MI | MISO_IN | MISO_MI | Internal | Shoulder | B15 | 1203 | 5000 | 1559.83 | 33.26 | 33.27 | 0.01 | 0
2015 | MISO_IN_2_MISO_MI | MISO_IN | MISO_MI | Internal | Summer | B1 | 10 | 5000 | 0 | 60.8 | 59.43 | 0.01 | 0
2015 | MISO_IN_2_MISO_MI | MISO_IN | MISO_MI | Internal | Summer | B2 | 25 | 5000 | 0 | 59.3 | 59.29 | 0.01 | 0
2015 | MISO_IN_2_MISO_MI | MISO_IN | MISO_MI | Internal | Summer | B3 | 75 | 5000 | 0 | 57.02 | 56.29 | 0.01 | 0
2015 | MISO_IN_2_MISO_MI | MISO_IN | MISO_MI | Internal | Summer | B4 | 100 | 5000 | 0 | 55.56 | 54.01 | 0.01 | 0
2015 | MISO_IN_2_MISO_MI | MISO_IN | MISO_MI | Internal | Summer | B5 | 200 | 5000 | 0 | 47.92 | 47.9 | 0.01 | 0
2015 | MISO_IN_2_MISO_MI | MISO_IN | MISO_MI | Internal | Summer | B6 | 300 | 5000 | 0 | 42.99 | 42.97 | 0.01 | 0
2015 | MISO_IN_2_MISO_MI | MISO_IN | MISO_MI | Internal | Summer | B7 | 400 | 5000 | 0 | 35.73 | 35.73 | 0.01 | 0
2015 | MISO_IN_2_MISO_MI | MISO_IN | MISO_MI | Internal | Summer | B8 | 500 | 5000 | 522.77 | 34.39 | 34.4 | 0.01 | 0
2015 | MISO_IN_2_MISO_MI | MISO_IN | MISO_MI | Internal | Summer | B9 | 800 | 5000 | 1337.31 | 33.18 | 33.2 | 0.01 | 0
2015 | MISO_IN_2_MISO_MI | MISO_IN | MISO_MI | Internal | Summer | B10 | 1262 | 5000 | 1810.32 | 31.5 | 31.52 | 0.01 | 0
2015 | MISO_IN_2_MISO_MI | MISO_IN | MISO_MI | Internal | Winter | B16 | 25 | 5000 | 0 | 48.55 | 48.53 | 0.01 | 0
2015 | MISO_IN_2_MISO_MI | MISO_IN | MISO_MI | Internal | Winter | B17 | 100 | 5000 | 0 | 44.1 | 44.09 | 0.01 | 0
2015 | MISO_IN_2_MISO_MI | MISO_IN | MISO_MI | Internal | Winter | B18 | 400 | 5000 | 0 | 38.53 | 38.53 | 0.01 | 0
2015 | MISO_IN_2_MISO_MI | MISO_IN | MISO_MI | Internal | Winter | B19 | 700 | 5000 | 0 | 36.51 | 36.51 | 0.01 | 0
2015 | MISO_IN_2_MISO_MI | MISO_IN | MISO_MI | Internal | Winter | B20 | 935 | 5000 | 268.92 | 32.12 | 32.13 | 0.01 | 0
2015 | MISO_IN_2_MISO_MO-IL | MISO_IN | MISO_MO-IL | Internal | Shoulder | B11 | 25 | 5000 | 103.28 | 47.9 | 47.92 | 0.01 | 0
2015 | MISO_IN_2_MISO_MO-IL | MISO_IN | MISO_MO-IL | Internal | Shoulder | B12 | 200 | 5000 | 0 | 40.6 | 40.59 | 0.01 | 0
2015 | MISO_IN_2_MISO_MO-IL | MISO_IN | MISO_MO-IL | Internal | Shoulder | B13 | 600 | 5000 | 0 | 37.66 | 37.64 | 0.01 | 0
2015 | MISO_IN_2_MISO_MO-IL | MISO_IN | MISO_MO-IL | Internal | Shoulder | B14 | 900 | 5000 | 0 | 35.49 | 35.48 | 0.01 | 0
2015 | MISO_IN_2_MISO_MO-IL | MISO_IN | MISO_MO-IL | Internal | Shoulder | B15 | 1203 | 5000 | 0 | 33.26 | 33.25 | 0.01 | 0
2015 | MISO_IN_2_MISO_MO-IL | MISO_IN | MISO_MO-IL | Internal | Summer | B1 | 10 | 5000 | 0 | 60.8 | 60.79 | 0.01 | 0
2015 | MISO_IN_2_MISO_MO-IL | MISO_IN | MISO_MO-IL | Internal | Summer | B2 | 25 | 5000 | 0 | 59.3 | 59.29 | 0.01 | 0
2015 | MISO_IN_2_MISO_MO-IL | MISO_IN | MISO_MO-IL | Internal | Summer | B3 | 75 | 5000 | 0 | 57.02 | 57.01 | 0.01 | 0
2015 | MISO_IN_2_MISO_MO-IL | MISO_IN | MISO_MO-IL | Internal | Summer | B4 | 100 | 5000 | 0 | 55.56 | 55.55 | 0.01 | 0
2015 | MISO_IN_2_MISO_MO-IL | MISO_IN | MISO_MO-IL | Internal | Summer | B5 | 200 | 5000 | 0 | 47.92 | 47.92 | 0.01 | 0
2015 | MISO_IN_2_MISO_MO-IL | MISO_IN | MISO_MO-IL | Internal | Summer | B6 | 300 | 5000 | 0 | 42.99 | 42.97 | 0.01 | 0
2015 | MISO_IN_2_MISO_MO-IL | MISO_IN | MISO_MO-IL | Internal | Summer | B7 | 400 | 5000 | 0 | 35.73 | 35.72 | 0.01 | 0
2015 | MISO_IN_2_MISO_MO-IL | MISO_IN | MISO_MO-IL | Internal | Summer | B8 | 500 | 5000 | 0 | 34.39 | 34.38 | 0.01 | 0
2015 | MISO_IN_2_MISO_MO-IL | MISO_IN | MISO_MO-IL | Internal | Summer | B9 | 800 | 5000 | 0 | 33.18 | 33.17 | 0.01 | 0
2015 | MISO_IN_2_MISO_MO-IL | MISO_IN | MISO_MO-IL | Internal | Summer | B10 | 1262 | 5000 | 0 | 31.5 | 29.96 | 0.01 | 0
2015 | MISO_IN_2_MISO_MO-IL | MISO_IN | MISO_MO-IL | Internal | Winter | B16 | 25 | 5000 | 0 | 48.55 | 48.54 | 0.01 | 0
2015 | MISO_IN_2_MISO_MO-IL | MISO_IN | MISO_MO-IL | Internal | Winter | B17 | 100 | 5000 | 0 | 44.1 | 44.09 | 0.01 | 0
2015 | MISO_IN_2_MISO_MO-IL | MISO_IN | MISO_MO-IL | Internal | Winter | B18 | 400 | 5000 | 0 | 38.53 | 38.52 | 0.01 | 0
2015 | MISO_IN_2_MISO_MO-IL | MISO_IN | MISO_MO-IL | Internal | Winter | B19 | 700 | 5000 | 0 | 36.51 | 36.5 | 0.01 | 0
2015 | MISO_IN_2_MISO_MO-IL | MISO_IN | MISO_MO-IL | Internal | Winter | B20 | 935 | 5000 | 0 | 32.12 | 32.11 | 0.01 | 0
2015 | MISO_IN_2_NonRTO_Midwest | MISO_IN | NonRTO_Midwest | Internal | Shoulder | B11 | 25 | 4800 | 928.24 | 47.9 | 55.9 | 8 | 0
2015 | MISO_IN_2_NonRTO_Midwest | MISO_IN | NonRTO_Midwest | Internal | Shoulder | B12 | 200 | 4800 | 523.97 | 40.6 | 48.6 | 8 | 0
2015 | MISO_IN_2_NonRTO_Midwest | MISO_IN | NonRTO_Midwest | Internal | Shoulder | B13 | 600 | 4800 | 0.34 | 37.66 | 45.66 | 8 | 0
2015 | MISO_IN_2_NonRTO_Midwest | MISO_IN | NonRTO_Midwest | Internal | Shoulder | B14 | 900 | 4800 | 0 | 35.49 | 35.78 | 8 | 0
2015 | MISO_IN_2_NonRTO_Midwest | MISO_IN | NonRTO_Midwest | Internal | Shoulder | B15 | 1203 | 4800 | 0 | 33.26 | 32.84 | 8 | 0
2015 | MISO_IN_2_NonRTO_Midwest | MISO_IN | NonRTO_Midwest | Internal | Summer | B1 | 10 | 4800 | 0 | 60.8 | 65.02 | 8 | 0
2015 | MISO_IN_2_NonRTO_Midwest | MISO_IN | NonRTO_Midwest | Internal | Summer | B2 | 25 | 4800 | 0 | 59.3 | 65.02 | 8 | 0
2015 | MISO_IN_2_NonRTO_Midwest | MISO_IN | NonRTO_Midwest | Internal | Summer | B3 | 75 | 4800 | 41.45 | 57.02 | 65.02 | 8 | 0
2015 | MISO_IN_2_NonRTO_Midwest | MISO_IN | NonRTO_Midwest | Internal | Summer | B4 | 100 | 4800 | 927.47 | 55.56 | 63.56 | 8 | 0
2015 | MISO_IN_2_NonRTO_Midwest | MISO_IN | NonRTO_Midwest | Internal | Summer | B5 | 200 | 4800 | 628.13 | 47.92 | 55.92 | 8 | 0
2015 | MISO_IN_2_NonRTO_Midwest | MISO_IN | NonRTO_Midwest | Internal | Summer | B6 | 300 | 4800 | 64.6 | 42.99 | 50.99 | 8 | 0
2015 | MISO_IN_2_NonRTO_Midwest | MISO_IN | NonRTO_Midwest | Internal | Summer | B7 | 400 | 4800 | 0 | 35.73 | 36 | 8 | 0
2015 | MISO_IN_2_NonRTO_Midwest | MISO_IN | NonRTO_Midwest | Internal | Summer | B8 | 500 | 4800 | 0 | 34.39 | 34.4 | 8 | 0
2015 | MISO_IN_2_NonRTO_Midwest | MISO_IN | NonRTO_Midwest | Internal | Summer | B9 | 800 | 4800 | 0 | 33.18 | 32.84 | 8 | 0
2015 | MISO_IN_2_NonRTO_Midwest | MISO_IN | NonRTO_Midwest | Internal | Summer | B10 | 1262 | 4800 | 0 | 31.5 | 31.99 | 8 | 0
2015 | MISO_IN_2_NonRTO_Midwest | MISO_IN | NonRTO_Midwest | Internal | Winter | B16 | 25 | 4800 | 2407.52 | 48.55 | 56.55 | 8 | 0
2015 | MISO_IN_2_NonRTO_Midwest | MISO_IN | NonRTO_Midwest | Internal | Winter | B17 | 100 | 4800 | 1445.06 | 44.1 | 52.1 | 8 | 0
2015 | MISO_IN_2_NonRTO_Midwest | MISO_IN | NonRTO_Midwest | Internal | Winter | B18 | 400 | 4800 | 629.53 | 38.53 | 46.53 | 8 | 0
2015 | MISO_IN_2_NonRTO_Midwest | MISO_IN | NonRTO_Midwest | Internal | Winter | B19 | 700 | 4800 | 0 | 36.51 | 36.23 | 8 | 0
2015 | MISO_IN_2_NonRTO_Midwest | MISO_IN | NonRTO_Midwest | Internal | Winter | B20 | 935 | 4800 | 0 | 32.12 | 32.85 | 8 | 0
2015 | MISO_IN_2_PJM_ROR | MISO_IN | PJM_ROR | Internal | Shoulder | B11 | 25 | 992 | 0 | 47.9 | 48.03 | 2 | 0
2015 | MISO_IN_2_PJM_ROR | MISO_IN | PJM_ROR | Internal | Shoulder | B12 | 200 | 992 | 0 | 40.6 | 42.6 | 2 | 0
2015 | MISO_IN_2_PJM_ROR | MISO_IN | PJM_ROR | Internal | Shoulder | B13 | 600 | 992 | 779.06 | 37.66 | 39.66 | 2 | 0
2015 | MISO_IN_2_PJM_ROR | MISO_IN | PJM_ROR | Internal | Shoulder | B14 | 900 | 992 | 194.35 | 35.49 | 37.49 | 2 | 0
2015 | MISO_IN_2_PJM_ROR | MISO_IN | PJM_ROR | Internal | Shoulder | B15 | 1203 | 992 | 0 | 33.26 | 35.25 | 2 | 0
2015 | MISO_IN_2_PJM_ROR | MISO_IN | PJM_ROR | Internal | Summer | B1 | 10 | 992 | 0 | 60.8 | 62.79 | 2 | 0
2015 | MISO_IN_2_PJM_ROR | MISO_IN | PJM_ROR | Internal | Summer | B2 | 25 | 992 | 0 | 59.3 | 61.29 | 2 | 0
2015 | MISO_IN_2_PJM_ROR | MISO_IN | PJM_ROR | Internal | Summer | B3 | 75 | 992 | 0 | 57.02 | 58.29 | 2 | 0
2015 | MISO_IN_2_PJM_ROR | MISO_IN | PJM_ROR | Internal | Summer | B4 | 100 | 992 | 0 | 55.56 | 57.55 | 2 | 0
2015 | MISO_IN_2_PJM_ROR | MISO_IN | PJM_ROR | Internal | Summer | B5 | 200 | 992 | 41.55 | 47.92 | 49.92 | 2 | 0
2015 | MISO_IN_2_PJM_ROR | MISO_IN | PJM_ROR | Internal | Summer | B6 | 300 | 992 | 813.35 | 42.99 | 44.99 | 2 | 0
2015 | MISO_IN_2_PJM_ROR | MISO_IN | PJM_ROR | Internal | Summer | B7 | 400 | 992 | 885.89 | 35.73 | 37.73 | 2 | 0
2015 | MISO_IN_2_PJM_ROR | MISO_IN | PJM_ROR | Internal | Summer | B8 | 500 | 992 | 992 | 34.39 | 36.4 | 2 | 0.01
2015 | MISO_IN_2_PJM_ROR | MISO_IN | PJM_ROR | Internal | Summer | B9 | 800 | 992 | 0 | 33.18 | 35.17 | 2 | 0
2015 | MISO_IN_2_PJM_ROR | MISO_IN | PJM_ROR | Internal | Summer | B10 | 1262 | 992 | 0 | 31.5 | 31.96 | 2 | 0
2015 | MISO_IN_2_PJM_ROR | MISO_IN | PJM_ROR | Internal | Winter | B16 | 25 | 992 | 0 | 48.55 | 50.54 | 2 | 0
2015 | MISO_IN_2_PJM_ROR | MISO_IN | PJM_ROR | Internal | Winter | B17 | 100 | 992 | 0 | 44.1 | 46.09 | 2 | 0
2015 | MISO_IN_2_PJM_ROR | MISO_IN | PJM_ROR | Internal | Winter | B18 | 400 | 992 | 121.81 | 38.53 | 40.53 | 2 | 0
2015 | MISO_IN_2_PJM_ROR | MISO_IN | PJM_ROR | Internal | Winter | B19 | 700 | 992 | 205.68 | 36.51 | 38.51 | 2 | 0
2015 | MISO_IN_2_PJM_ROR | MISO_IN | PJM_ROR | Internal | Winter | B20 | 935 | 992 | 0 | 32.12 | 34.07 | 2 | 0
2015 | MISO_MI_2_MISO_IN | MISO_MI | MISO_IN | Internal | Shoulder | B11 | 25 | 2045 | 2045 | 46.74 | 47.9 | 0.01 | 1.15
2015 | MISO_MI_2_MISO_IN | MISO_MI | MISO_IN | Internal | Shoulder | B12 | 200 | 2045 | 0 | 40.6 | 40.6 | 0.01 | 0
2015 | MISO_MI_2_MISO_IN | MISO_MI | MISO_IN | Internal | Shoulder | B13 | 600 | 2045 | 0 | 37.66 | 37.66 | 0.01 | 0
2015 | MISO_MI_2_MISO_IN | MISO_MI | MISO_IN | Internal | Shoulder | B14 | 900 | 2045 | 0 | 35.51 | 35.49 | 0.01 | 0
2015 | MISO_MI_2_MISO_IN | MISO_MI | MISO_IN | Internal | Shoulder | B15 | 1203 | 2045 | 0 | 33.27 | 33.26 | 0.01 | 0
2015 | MISO_MI_2_MISO_IN | MISO_MI | MISO_IN | Internal | Summer | B1 | 10 | 2045 | 2045 | 59.43 | 60.8 | 0.01 | 1.36
2015 | MISO_MI_2_MISO_IN | MISO_MI | MISO_IN | Internal | Summer | B2 | 25 | 2045 | 1336.9 | 59.29 | 59.3 | 0.01 | 0
2015 | MISO_MI_2_MISO_IN | MISO_MI | MISO_IN | Internal | Summer | B3 | 75 | 2045 | 2045 | 56.29 | 57.02 | 0.01 | 0.72
2015 | MISO_MI_2_MISO_IN | MISO_MI | MISO_IN | Internal | Summer | B4 | 100 | 2045 | 2045 | 54.01 | 55.56 | 0.01 | 1.53
2015 | MISO_MI_2_MISO_IN | MISO_MI | MISO_IN | Internal | Summer | B5 | 200 | 2045 | 1598.46 | 47.9 | 47.92 | 0.01 | 0
2015 | MISO_MI_2_MISO_IN | MISO_MI | MISO_IN | Internal | Summer | B6 | 300 | 2045 | 202.12 | 42.97 | 42.99 | 0.01 | 0
2015 | MISO_MI_2_MISO_IN | MISO_MI | MISO_IN | Internal | Summer | B7 | 400 | 2045 | 0 | 35.73 | 35.73 | 0.01 | 0
2015 | MISO_MI_2_MISO_IN | MISO_MI | MISO_IN | Internal | Summer | B8 | 500 | 2045 | 0 | 34.4 | 34.39 | 0.01 | 0
2015 | MISO_MI_2_MISO_IN | MISO_MI | MISO_IN | Internal | Summer | B9 | 800 | 2045 | 0 | 33.2 | 33.18 | 0.01 | 0
2015 | MISO_MI_2_MISO_IN | MISO_MI | MISO_IN | Internal | Summer | B10 | 1262 | 2045 | 0 | 31.52 | 31.5 | 0.01 | 0
2015 | MISO_MI_2_MISO_IN | MISO_MI | MISO_IN | Internal | Winter | B16 | 25 | 2045 | 2045 | 48.53 | 48.55 | 0.01 | 0.01
2015 | MISO_MI_2_MISO_IN | MISO_MI | MISO_IN | Internal | Winter | B17 | 100 | 2045 | 348.45 | 44.09 | 44.1 | 0.01 | 0
2015 | MISO_MI_2_MISO_IN | MISO_MI | MISO_IN | Internal | Winter | B18 | 400 | 2045 | 0 | 38.53 | 38.53 | 0.01 | 0
2015 | MISO_MI_2_MISO_IN | MISO_MI | MISO_IN | Internal | Winter | B19 | 700 | 2045 | 0 | 36.51 | 36.51 | 0.01 | 0
2015 | MISO_MI_2_MISO_IN | MISO_MI | MISO_IN | Internal | Winter | B20 | 935 | 2045 | 0 | 32.13 | 32.12 | 0.01 | 0
2015 | MISO_MI_2_MISO_WUMS | MISO_MI | MISO_WUMS | Internal | Shoulder | B11 | 25 | 947 | 947 | 46.74 | 47.92 | 0.01 | 1.17
2015 | MISO_MI_2_MISO_WUMS | MISO_MI | MISO_WUMS | Internal | Shoulder | B12 | 200 | 947 | 202.64 | 40.6 | 40.62 | 0.01 | 0
2015 | MISO_MI_2_MISO_WUMS | MISO_MI | MISO_WUMS | Internal | Shoulder | B13 | 600 | 947 | 152.11 | 37.66 | 37.67 | 0.01 | 0
2015 | MISO_MI_2_MISO_WUMS | MISO_MI | MISO_WUMS | Internal | Shoulder | B14 | 900 | 947 | 947 | 35.51 | 35.76 | 0.01 | 0.24
2015 | MISO_MI_2_MISO_WUMS | MISO_MI | MISO_WUMS | Internal | Shoulder | B15 | 1203 | 947 | 947 | 33.27 | 33.29 | 0.01 | 0
2015 | MISO_MI_2_MISO_WUMS | MISO_MI | MISO_WUMS | Internal | Summer | B1 | 10 | 947 | 947 | 59.43 | 60.79 | 0.01 | 1.35
2015 | MISO_MI_2_MISO_WUMS | MISO_MI | MISO_WUMS | Internal | Summer | B2 | 25 | 947 | 570.09 | 59.29 | 59.3 | 0.01 | 0
2015 | MISO_MI_2_MISO_WUMS | MISO_MI | MISO_WUMS | Internal | Summer | B3 | 75 | 947 | 947 | 56.29 | 58.03 | 0.01 | 1.73
2015 | MISO_MI_2_MISO_WUMS | MISO_MI | MISO_WUMS | Internal | Summer | B4 | 100 | 947 | 947 | 54.01 | 55.55 | 0.01 | 1.52
2015 | MISO_MI_2_MISO_WUMS | MISO_MI | MISO_WUMS | Internal | Summer | B5 | 200 | 947 | 658.73 | 47.9 | 47.92 | 0.01 | 0
2015 | MISO_MI_2_MISO_WUMS | MISO_MI | MISO_WUMS | Internal | Summer | B6 | 300 | 947 | 947 | 42.97 | 43.72 | 0.01 | 0.74
2015 | MISO_MI_2_MISO_WUMS | MISO_MI | MISO_WUMS | Internal | Summer | B7 | 400 | 947 | 294.56 | 35.73 | 35.74 | 0.01 | 0
2015 | MISO_MI_2_MISO_WUMS | MISO_MI | MISO_WUMS | Internal | Summer | B8 | 500 | 947 | 632.56 | 34.4 | 34.42 | 0.01 | 0
2015 | MISO_MI_2_MISO_WUMS | MISO_MI | MISO_WUMS | Internal | Summer | B9 | 800 | 947 | 461.25 | 33.2 | 33.21 | 0.01 | 0
2015 | MISO_MI_2_MISO_WUMS | MISO_MI | MISO_WUMS | Internal | Summer | B10 | 1262 | 947 | 947 | 31.52 | 31.82 | 0.01 | 0.29
2015 | MISO_MI_2_MISO_WUMS | MISO_MI | MISO_WUMS | Internal | Winter | B16 | 25 | 947 | 595.62 | 48.53 | 48.54 | 0.01 | 0
2015 | MISO_MI_2_MISO_WUMS | MISO_MI | MISO_WUMS | Internal | Winter | B17 | 100 | 947 | 0 | 44.09 | 44.09 | 0.01 | 0
2015 | MISO_MI_2_MISO_WUMS | MISO_MI | MISO_WUMS | Internal | Winter | B18 | 400 | 947 | 284.29 | 38.53 | 38.54 | 0.01 | 0
2015 | MISO_MI_2_MISO_WUMS | MISO_MI | MISO_WUMS | Internal | Winter | B19 | 700 | 947 | 947 | 36.51 | 36.77 | 0.01 | 0.24
2015 | MISO_MI_2_MISO_WUMS | MISO_MI | MISO_WUMS | Internal | Winter | B20 | 935 | 947 | 772.14 | 32.13 | 32.14 | 0.01 | 0
2015 | MISO_MI_2_PJM_ROR | MISO_MI | PJM_ROR | Internal | Shoulder | B11 | 25 | 1424 | 0 | 46.74 | 48.03 | 2 | 0
2015 | MISO_MI_2_PJM_ROR | MISO_MI | PJM_ROR | Internal | Shoulder | B12 | 200 | 1424 | 120.52 | 40.6 | 42.6 | 2 | 0
2015 | MISO_MI_2_PJM_ROR | MISO_MI | PJM_ROR | Internal | Shoulder | B13 | 600 | 1424 | 425.48 | 37.66 | 39.66 | 2 | 0
2015 | MISO_MI_2_PJM_ROR | MISO_MI | PJM_ROR | Internal | Shoulder | B14 | 900 | 1424 | 0 | 35.51 | 37.49 | 2 | 0
2015 | MISO_MI_2_PJM_ROR | MISO_MI | PJM_ROR | Internal | Shoulder | B15 | 1203 | 1424 | 0 | 33.27 | 35.25 | 2 | 0
2015 | MISO_MI_2_PJM_ROR | MISO_MI | PJM_ROR | Internal | Summer | B1 | 10 | 1424 | 1424 | 59.43 | 62.79 | 2 | 1.36
2015 | MISO_MI_2_PJM_ROR | MISO_MI | PJM_ROR | Internal | Summer | B2 | 25 | 1424 | 950.51 | 59.29 | 61.29 | 2 | 0
2015 | MISO_MI_2_PJM_ROR | MISO_MI | PJM_ROR | Internal | Summer | B3 | 75 | 1424 | 1308.14 | 56.29 | 58.29 | 2 | 0
2015 | MISO_MI_2_PJM_ROR | MISO_MI | PJM_ROR | Internal | Summer | B4 | 100 | 1424 | 1424 | 54.01 | 57.55 | 2 | 1.53
2015 | MISO_MI_2_PJM_ROR | MISO_MI | PJM_ROR | Internal | Summer | B5 | 200 | 1424 | 1424 | 47.9 | 49.92 | 2 | 0.01
2015 | MISO_MI_2_PJM_ROR | MISO_MI | PJM_ROR | Internal | Summer | B6 | 300 | 1424 | 1424 | 42.97 | 44.99 | 2 | 0.01
2015 | MISO_MI_2_PJM_ROR | MISO_MI | PJM_ROR | Internal | Summer | B7 | 400 | 1424 | 941.16 | 35.73 | 37.73 | 2 | 0
2015 | MISO_MI_2_PJM_ROR | MISO_MI | PJM_ROR | Internal | Summer | B8 | 500 | 1424 | 1092.56 | 34.4 | 36.4 | 2 | 0
2015 | MISO_MI_2_PJM_ROR | MISO_MI | PJM_ROR | Internal | Summer | B9 | 800 | 1424 | 0 | 33.2 | 35.17 | 2 | 0
2015 | MISO_MI_2_PJM_ROR | MISO_MI | PJM_ROR | Internal | Summer | B10 | 1262 | 1424 | 0 | 31.52 | 31.96 | 2 | 0
2015 | MISO_MI_2_PJM_ROR | MISO_MI | PJM_ROR | Internal | Winter | B16 | 25 | 1424 | 1424 | 48.53 | 50.54 | 2 | 0.01
2015 | MISO_MI_2_PJM_ROR | MISO_MI | PJM_ROR | Internal | Winter | B17 | 100 | 1424 | 1187.52 | 44.09 | 46.09 | 2 | 0
2015 | MISO_MI_2_PJM_ROR | MISO_MI | PJM_ROR | Internal | Winter | B18 | 400 | 1424 | 1318.85 | 38.53 | 40.53 | 2 | 0
2015 | MISO_MI_2_PJM_ROR | MISO_MI | PJM_ROR | Internal | Winter | B19 | 700 | 1424 | 1202.66 | 36.51 | 38.51 | 2 | 0
2015 | MISO_MI_2_PJM_ROR | MISO_MI | PJM_ROR | Internal | Winter | B20 | 935 | 1424 | 0 | 32.13 | 34.07 | 2 | 0
2015 | MISO_MO-IL_2_ENT | MISO_MO-IL | ENT | Internal | Shoulder | B11 | 25 | 2540 | 0 | 47.92 | 55.32 | 8 | 0
2015 | MISO_MO-IL_2_ENT | MISO_MO-IL | ENT | Internal | Shoulder | B12 | 200 | 2540 | 0 | 40.59 | 39.32 | 8 | 0
2015 | MISO_MO-IL_2_ENT | MISO_MO-IL | ENT | Internal | Shoulder | B13 | 600 | 2540 | 0 | 37.64 | 39.32 | 8 | 0
2015 | MISO_MO-IL_2_ENT | MISO_MO-IL | ENT | Internal | Shoulder | B14 | 900 | 2540 | 0 | 35.48 | 39.04 | 8 | 0
2015 | MISO_MO-IL_2_ENT | MISO_MO-IL | ENT | Internal | Shoulder | B15 | 1203 | 2540 | 0 | 33.25 | 37.77 | 8 | 0
2015 | MISO_MO-IL_2_ENT | MISO_MO-IL | ENT | Internal | Summer | B1 | 10 | 2540 | 0 | 60.79 | 60.79 | 8 | 0
2015 | MISO_MO-IL_2_ENT | MISO_MO-IL | ENT | Internal | Summer | B2 | 25 | 2540 | 0 | 59.29 | 59.29 | 8 | 0
2015 | MISO_MO-IL_2_ENT | MISO_MO-IL | ENT | Internal | Summer | B3 | 75 | 2540 | 0 | 57.01 | 58.43 | 8 | 0
2015 | MISO_MO-IL_2_ENT | MISO_MO-IL | ENT | Internal | Summer | B4 | 100 | 2540 | 0 | 55.55 | 57.64 | 8 | 0
2015 | MISO_MO-IL_2_ENT | MISO_MO-IL | ENT | Internal | Summer | B5 | 200 | 2540 | 0 | 47.92 | 53.58 | 8 | 0
2015 | MISO_MO-IL_2_ENT | MISO_MO-IL | ENT | Internal | Summer | B6 | 300 | 2540 | 0 | 42.97 | 46.15 | 8 | 0
2015 | MISO_MO-IL_2_ENT | MISO_MO-IL | ENT | Internal | Summer | B7 | 400 | 2540 | 0.05 | 35.72 | 43.72 | 8 | 0
2015 | MISO_MO-IL_2_ENT | MISO_MO-IL | ENT | Internal | Summer | B8 | 500 | 2540 | 0 | 34.38 | 38.1 | 8 | 0
2015 | MISO_MO-IL_2_ENT | MISO_MO-IL | ENT | Internal | Summer | B9 | 800 | 2540 | 0 | 33.17 | 37.83 | 8 | 0
2015 | MISO_MO-IL_2_ENT | MISO_MO-IL | ENT | Internal | Summer | B10 | 1262 | 2540 | 0 | 29.96 | 36.6 | 8 | 0
2015 | MISO_MO-IL_2_ENT | MISO_MO-IL | ENT | Internal | Winter | B16 | 25 | 2540 | 0 | 48.54 | 53.57 | 8 | 0
2015 | MISO_MO-IL_2_ENT | MISO_MO-IL | ENT | Internal | Winter | B17 | 100 | 2540 | 0 | 44.09 | 41.76 | 8 | 0
2015 | MISO_MO-IL_2_ENT | MISO_MO-IL | ENT | Internal | Winter | B18 | 400 | 2540 | 0 | 38.52 | 41.46 | 8 | 0
2015 | MISO_MO-IL_2_ENT | MISO_MO-IL | ENT | Internal | Winter | B19 | 700 | 2540 | 0 | 36.5 | 41.46 | 8 | 0
2015 | MISO_MO-IL_2_ENT | MISO_MO-IL | ENT | Internal | Winter | B20 | 935 | 2540 | 383.66 | 32.11 | 40.11 | 8 | 0
2015 | MISO_MO-IL_2_MISO_IN | MISO_MO-IL | MISO_IN | Internal | Shoulder | B11 | 25 | 2100 | 0 | 47.92 | 47.9 | 0.01 | 0
2015 | MISO_MO-IL_2_MISO_IN | MISO_MO-IL | MISO_IN | Internal | Shoulder | B12 | 200 | 2100 | 1217.77 | 40.59 | 40.6 | 0.01 | 0
2015 | MISO_MO-IL_2_MISO_IN | MISO_MO-IL | MISO_IN | Internal | Shoulder | B13 | 600 | 2100 | 1020.87 | 37.64 | 37.66 | 0.01 | 0
2015 | MISO_MO-IL_2_MISO_IN | MISO_MO-IL | MISO_IN | Internal | Shoulder | B14 | 900 | 2100 | 917.1 | 35.48 | 35.49 | 0.01 | 0
2015 | MISO_MO-IL_2_MISO_IN | MISO_MO-IL | MISO_IN | Internal | Shoulder | B15 | 1203 | 2100 | 2100 | 33.25 | 33.26 | 0.01 | 0
2015 | MISO_MO-IL_2_MISO_IN | MISO_MO-IL | MISO_IN | Internal | Summer | B1 | 10 | 2100 | 427.43 | 60.79 | 60.8 | 0.01 | 0
2015 | MISO_MO-IL_2_MISO_IN | MISO_MO-IL | MISO_IN | Internal | Summer | B2 | 25 | 2100 | 1538.64 | 59.29 | 59.3 | 0.01 | 0
2015 | MISO_MO-IL_2_MISO_IN | MISO_MO-IL | MISO_IN | Internal | Summer | B3 | 75 | 2100 | 4.96 | 57.01 | 57.02 | 0.01 | 0
2015 | MISO_MO-IL_2_MISO_IN | MISO_MO-IL | MISO_IN | Internal | Summer | B4 | 100 | 2100 | 85.85 | 55.55 | 55.56 | 0.01 | 0
2015 | MISO_MO-IL_2_MISO_IN | MISO_MO-IL | MISO_IN | Internal | Summer | B5 | 200 | 2100 | 0 | 47.92 | 47.92 | 0.01 | 0
2015 | MISO_MO-IL_2_MISO_IN | MISO_MO-IL | MISO_IN | Internal | Summer | B6 | 300 | 2100 | 682.04 | 42.97 | 42.99 | 0.01 | 0
2015 | MISO_MO-IL_2_MISO_IN | MISO_MO-IL | MISO_IN | Internal | Summer | B7 | 400 | 2100 | 582.33 | 35.72 | 35.73 | 0.01 | 0
2015 | MISO_MO-IL_2_MISO_IN | MISO_MO-IL | MISO_IN | Internal | Summer | B8 | 500 | 2100 | 1412 | 34.38 | 34.39 | 0.01 | 0
2015 | MISO_MO-IL_2_MISO_IN | MISO_MO-IL | MISO_IN | Internal | Summer | B9 | 800 | 2100 | 1286.19 | 33.17 | 33.18 | 0.01 | 0
2015 | MISO_MO-IL_2_MISO_IN | MISO_MO-IL | MISO_IN | Internal | Summer | B10 | 1262 | 2100 | 2100 | 29.96 | 31.5 | 0.01 | 1.53
2015 | MISO_MO-IL_2_MISO_IN | MISO_MO-IL | MISO_IN | Internal | Winter | B16 | 25 | 2100 | 2068.6 | 48.54 | 48.55 | 0.01 | 0
2015 | MISO_MO-IL_2_MISO_IN | MISO_MO-IL | MISO_IN | Internal | Winter | B17 | 100 | 2100 | 2001.55 | 44.09 | 44.1 | 0.01 | 0
2015 | MISO_MO-IL_2_MISO_IN | MISO_MO-IL | MISO_IN | Internal | Winter | B18 | 400 | 2100 | 1587.37 | 38.52 | 38.53 | 0.01 | 0
2015 | MISO_MO-IL_2_MISO_IN | MISO_MO-IL | MISO_IN | Internal | Winter | B19 | 700 | 2100 | 927.8 | 36.5 | 36.51 | 0.01 | 0
2015 | MISO_MO-IL_2_MISO_IN | MISO_MO-IL | MISO_IN | Internal | Winter | B20 | 935 | 2100 | 1963.37 | 32.11 | 32.12 | 0.01 | 0
2015 | MISO_MO-IL_2_MISO_W | MISO_MO-IL | MISO_W | Internal | Shoulder | B11 | 25 | 960 | 590.87 | 47.92 | 47.93 | 0.01 | 0
2015 | MISO_MO-IL_2_MISO_W | MISO_MO-IL | MISO_W | Internal | Shoulder | B12 | 200 | 960 | 0 | 40.59 | 40.6 | 0.01 | 0
2015 | MISO_MO-IL_2_MISO_W | MISO_MO-IL | MISO_W | Internal | Shoulder | B13 | 600 | 960 | 523.25 | 37.64 | 37.66 | 0.01 | 0
2015 | MISO_MO-IL_2_MISO_W | MISO_MO-IL | MISO_W | Internal | Shoulder | B14 | 900 | 960 | 960 | 35.48 | 35.75 | 0.01 | 0.26
2015 | MISO_MO-IL_2_MISO_W | MISO_MO-IL | MISO_W | Internal | Shoulder | B15 | 1203 | 960 | 960 | 33.25 | 33.28 | 0.01 | 0.02
2015 | MISO_MO-IL_2_MISO_W | MISO_MO-IL | MISO_W | Internal | Summer | B1 | 10 | 960 | 0 | 60.79 | 60.78 | 0.01 | 0
2015 | MISO_MO-IL_2_MISO_W | MISO_MO-IL | MISO_W | Internal | Summer | B2 | 25 | 960 | 0 | 59.29 | 59.29 | 0.01 | 0
2015 | MISO_MO-IL_2_MISO_W | MISO_MO-IL | MISO_W | Internal | Summer | B3 | 75 | 960 | 960 | 57.01 | 58.02 | 0.01 | 0.99
2015 | MISO_MO-IL_2_MISO_W | MISO_MO-IL | MISO_W | Internal | Summer | B4 | 100 | 960 | 591.78 | 55.55 | 55.56 | 0.01 | 0
2015 | MISO_MO-IL_2_MISO_W | MISO_MO-IL | MISO_W | Internal | Summer | B5 | 200 | 960 | 888.6 | 47.92 | 47.93 | 0.01 | 0
2015 | MISO_MO-IL_2_MISO_W | MISO_MO-IL | MISO_W | Internal | Summer | B6 | 300 | 960 | 960 | 42.97 | 43.74 | 0.01 | 0.75
2015 | MISO_MO-IL_2_MISO_W | MISO_MO-IL | MISO_W | Internal | Summer | B7 | 400 | 960 | 765.04 | 35.72 | 35.73 | 0.01 | 0
2015 | MISO_MO-IL_2_MISO_W | MISO_MO-IL | MISO_W | Internal | Summer | B8 | 500 | 960 | 960 | 34.38 | 34.4 | 0.01 | 0.01
2015 | MISO_MO-IL_2_MISO_W | MISO_MO-IL | MISO_W | Internal | Summer | B9 | 800 | 960 | 960 | 33.17 | 33.2 | 0.01 | 0.01
2015 | MISO_MO-IL_2_MISO_W | MISO_MO-IL | MISO_W | Internal | Summer | B10 | 1262 | 960 | 199.45 | 29.96 | 29.97 | 0.01 | 0
2015 | MISO_MO-IL_2_MISO_W | MISO_MO-IL | MISO_W | Internal | Winter | B16 | 25 | 960 | 0 | 48.54 | 48.53 | 0.01 | 0
2015 | MISO_MO-IL_2_MISO_W | MISO_MO-IL | MISO_W | Internal | Winter | B17 | 100 | 960 | 0 | 44.09 | 44.08 | 0.01 | 0
2015 | MISO_MO-IL_2_MISO_W | MISO_MO-IL | MISO_W | Internal | Winter | B18 | 400 | 960 | 239.7 | 38.52 | 38.53 | 0.01 | 0
2015 | MISO_MO-IL_2_MISO_W | MISO_MO-IL | MISO_W | Internal | Winter | B19 | 700 | 960 | 960 | 36.5 | 36.78 | 0.01 | 0.27
2015 | MISO_MO-IL_2_MISO_W | MISO_MO-IL | MISO_W | Internal | Winter | B20 | 935 | 960 | 557.32 | 32.11 | 32.12 | 0.01 | 0
2015 | MISO_MO-IL_2_PJM_ROR | MISO_MO-IL | PJM_ROR | Internal | Shoulder | B11 | 25 | 1212 | 0 | 47.92 | 48.03 | 2 | 0
2015 | MISO_MO-IL_2_PJM_ROR | MISO_MO-IL | PJM_ROR | Internal | Shoulder | B12 | 200 | 1212 | 1212 | 40.59 | 42.6 | 2 | 0.01
2015 | MISO_MO-IL_2_PJM_ROR | MISO_MO-IL | PJM_ROR | Internal | Shoulder | B13 | 600 | 1212 | 1212 | 37.64 | 39.66 | 2 | 0.01
2015 | MISO_MO-IL_2_PJM_ROR | MISO_MO-IL | PJM_ROR | Internal | Shoulder | B14 | 900 | 1212 | 1212 | 35.48 | 37.49 | 2 | 0.01
2015 | MISO_MO-IL_2_PJM_ROR | MISO_MO-IL | PJM_ROR | Internal | Shoulder | B15 | 1203 | 1212 | 413.23 | 33.25 | 35.25 | 2 | 0
2015 | MISO_MO-IL_2_PJM_ROR | MISO_MO-IL | PJM_ROR | Internal | Summer | B1 | 10 | 1212 | 1107.71 | 60.79 | 62.79 | 2 | 0
2015 | MISO_MO-IL_2_PJM_ROR | MISO_MO-IL | PJM_ROR | Internal | Summer | B2 | 25 | 1212 | 868.14 | 59.29 | 61.29 | 2 | 0
2015 | MISO_MO-IL_2_PJM_ROR | MISO_MO-IL | PJM_ROR | Internal | Summer | B3 | 75 | 1212 | 0 | 57.01 | 58.29 | 2 | 0
2015 | MISO_MO-IL_2_PJM_ROR | MISO_MO-IL | PJM_ROR | Internal | Summer | B4 | 100 | 1212 | 372.8 | 55.55 | 57.55 | 2 | 0
2015 | MISO_MO-IL_2_PJM_ROR | MISO_MO-IL | PJM_ROR | Internal | Summer | B5 | 200 | 1212 | 941.7 | 47.92 | 49.92 | 2 | 0
2015 | MISO_MO-IL_2_PJM_ROR | MISO_MO-IL | PJM_ROR | Internal | Summer | B6 | 300 | 1212 | 1212 | 42.97 | 44.99 | 2 | 0.01
2015 | MISO_MO-IL_2_PJM_ROR | MISO_MO-IL | PJM_ROR | Internal | Summer | B7 | 400 | 1212 | 1212 | 35.72 | 37.73 | 2 | 0.01
2015 | MISO_MO-IL_2_PJM_ROR | MISO_MO-IL | PJM_ROR | Internal | Summer | B8 | 500 | 1212 | 1212 | 34.38 | 36.4 | 2 | 0.02
2015 | MISO_MO-IL_2_PJM_ROR | MISO_MO-IL | PJM_ROR | Internal | Summer | B9 | 800 | 1212 | 1065.18 | 33.17 | 35.17 | 2 | 0
2015 | MISO_MO-IL_2_PJM_ROR | MISO_MO-IL | PJM_ROR | Internal | Summer | B10 | 1262 | 1212 | 1180.27 | 29.96 | 31.96 | 2 | 0
2015 | MISO_MO-IL_2_PJM_ROR | MISO_MO-IL | PJM_ROR | Internal | Winter | B16 | 25 | 1212 | 505.46 | 48.54 | 50.54 | 2 | 0
2015 | MISO_MO-IL_2_PJM_ROR | MISO_MO-IL | PJM_ROR | Internal | Winter | B17 | 100 | 1212 | 1157.25 | 44.09 | 46.09 | 2 | 0
2015 | MISO_MO-IL_2_PJM_ROR | MISO_MO-IL | PJM_ROR | Internal | Winter | B18 | 400 | 1212 | 1212 | 38.52 | 40.53 | 2 | 0.01
2015 | MISO_MO-IL_2_PJM_ROR | MISO_MO-IL | PJM_ROR | Internal | Winter | B19 | 700 | 1212 | 1212 | 36.5 | 38.51 | 2 | 0.01
2015 | MISO_MO-IL_2_PJM_ROR | MISO_MO-IL | PJM_ROR | Internal | Winter | B20 | 935 | 1212 | 0 | 32.11 | 34.07 | 2 | 0
2015 | MISO_MO-IL_2_SPP_N | MISO_MO-IL | SPP_N | Internal | Shoulder | B11 | 25 | 2000 | 0 | 47.92 | 54.93 | 8 | 0
2015 | MISO_MO-IL_2_SPP_N | MISO_MO-IL | SPP_N | Internal | Shoulder | B12 | 200 | 2000 | 0 | 40.59 | 40.62 | 8 | 0
2015 | MISO_MO-IL_2_SPP_N | MISO_MO-IL | SPP_N | Internal | Shoulder | B13 | 600 | 2000 | 0 | 37.64 | 38.93 | 8 | 0
2015 | MISO_MO-IL_2_SPP_N | MISO_MO-IL | SPP_N | Internal | Shoulder | B14 | 900 | 2000 | 0 | 35.48 | 38.93 | 8 | 0
2015 | MISO_MO-IL_2_SPP_N | MISO_MO-IL | SPP_N | Internal | Shoulder | B15 | 1203 | 2000 | 0 | 33.25 | 37.62 | 8 | 0
2015 | MISO_MO-IL_2_SPP_N | MISO_MO-IL | SPP_N | Internal | Summer | B1 | 10 | 2000 | 0 | 60.79 | 60.79 | 8 | 0
2015 | MISO_MO-IL_2_SPP_N | MISO_MO-IL | SPP_N | Internal | Summer | B2 | 25 | 2000 | 0 | 59.29 | 59.77 | 8 | 0
2015 | MISO_MO-IL_2_SPP_N | MISO_MO-IL | SPP_N | Internal | Summer | B3 | 75 | 2000 | 0 | 57.01 | 59.77 | 8 | 0
2015 | MISO_MO-IL_2_SPP_N | MISO_MO-IL | SPP_N | Internal | Summer | B4 | 100 | 2000 | 0 | 55.55 | 55.57 | 8 | 0
2015 | MISO_MO-IL_2_SPP_N | MISO_MO-IL | SPP_N | Internal | Summer | B5 | 200 | 2000 | 0 | 47.92 | 54.93 | 8 | 0
2015 | MISO_MO-IL_2_SPP_N | MISO_MO-IL | SPP_N | Internal | Summer | B6 | 300 | 2000 | 0 | 42.97 | 50.74 | 8 | 0
2015 | MISO_MO-IL_2_SPP_N | MISO_MO-IL | SPP_N | Internal | Summer | B7 | 400 | 2000 | 0 | 35.72 | 42.73 | 8 | 0
2015 | MISO_MO-IL_2_SPP_N | MISO_MO-IL | SPP_N | Internal | Summer | B8 | 500 | 2000 | 0 | 34.38 | 37.98 | 8 | 0
2015 | MISO_MO-IL_2_SPP_N | MISO_MO-IL | SPP_N | Internal | Summer | B9 | 800 | 2000 | 0 | 33.17 | 36.35 | 8 | 0
2015 | MISO_MO-IL_2_SPP_N | MISO_MO-IL | SPP_N | Internal | Summer | B10 | 1262 | 2000 | 0 | 29.96 | 36.12 | 8 | 0
2015 | MISO_MO-IL_2_SPP_N | MISO_MO-IL | SPP_N | Internal | Winter | B16 | 25 | 2000 | 0 | 48.54 | 48.57 | 8 | 0
2015 | MISO_MO-IL_2_SPP_N | MISO_MO-IL | SPP_N | Internal | Winter | B17 | 100 | 2000 | 0 | 44.09 | 41.5 | 8 | 0
2015 | MISO_MO-IL_2_SPP_N | MISO_MO-IL | SPP_N | Internal | Winter | B18 | 400 | 2000 | 0 | 38.52 | 40.09 | 8 | 0
2015 | MISO_MO-IL_2_SPP_N | MISO_MO-IL | SPP_N | Internal | Winter | B19 | 700 | 2000 | 0 | 36.5 | 40.09 | 8 | 0
2015 | MISO_MO-IL_2_SPP_N | MISO_MO-IL | SPP_N | Internal | Winter | B20 | 935 | 2000 | 0 | 32.11 | 39.12 | 8 | 0
2015 | MISO_MO-IL_2_TVA_Transmission | MISO_MO-IL | TVA_Transmission | Internal | Shoulder | B11 | 25 | 4000 | 0 | 47.92 | 54.03 | 8 | 0
2015 | MISO_MO-IL_2_TVA_Transmission | MISO_MO-IL | TVA_Transmission | Internal | Shoulder | B12 | 200 | 4000 | 0 | 40.59 | 44.39 | 8 | 0
2015 | MISO_MO-IL_2_TVA_Transmission | MISO_MO-IL | TVA_Transmission | Internal | Shoulder | B13 | 600 | 4000 | 0 | 37.64 | 42.25 | 8 | 0
2015 | MISO_MO-IL_2_TVA_Transmission | MISO_MO-IL | TVA_Transmission | Internal | Shoulder | B14 | 900 | 4000 | 0 | 35.48 | 40.81 | 8 | 0
2015 | MISO_MO-IL_2_TVA_Transmission | MISO_MO-IL | TVA_Transmission | Internal | Shoulder | B15 | 1203 | 4000 | 0 | 33.25 | 39.9 | 8 | 0
2015 | MISO_MO-IL_2_TVA_Transmission | MISO_MO-IL | TVA_Transmission | Internal | Summer | B1 | 10 | 4000 | 2720.87 | 60.79 | 68.79 | 8 | 0
2015 | MISO_MO-IL_2_TVA_Transmission | MISO_MO-IL | TVA_Transmission | Internal | Summer | B2 | 25 | 4000 | 1336.91 | 59.29 | 67.29 | 8 | 0
2015 | MISO_MO-IL_2_TVA_Transmission | MISO_MO-IL | TVA_Transmission | Internal | Summer | B3 | 75 | 4000 | 0 | 57.01 | 64.29 | 8 | 0
2015 | MISO_MO-IL_2_TVA_Transmission | MISO_MO-IL | TVA_Transmission | Internal | Summer | B4 | 100 | 4000 | 342.4 | 55.55 | 63.55 | 8 | 0
2015 | MISO_MO-IL_2_TVA_Transmission | MISO_MO-IL | TVA_Transmission | Internal | Summer | B5 | 200 | 4000 | 0 | 47.92 | 54.46 | 8 | 0
2015 | MISO_MO-IL_2_TVA_Transmission | MISO_MO-IL | TVA_Transmission | Internal | Summer | B6 | 300 | 4000 | 0 | 42.97 | 48.11 | 8 | 0
2015 | MISO_MO-IL_2_TVA_Transmission | MISO_MO-IL | TVA_Transmission | Internal | Summer | B7 | 400 | 4000 | 0 | 35.72 | 43.06 | 8 | 0
2015 | MISO_MO-IL_2_TVA_Transmission | MISO_MO-IL | TVA_Transmission | Internal | Summer | B8 | 500 | 4000 | 0 | 34.38 | 39.65 | 8 | 0
2015 | MISO_MO-IL_2_TVA_Transmission | MISO_MO-IL | TVA_Transmission | Internal | Summer | B9 | 800 | 4000 | 0 | 33.17 | 39.03 | 8 | 0
2015 | MISO_MO-IL_2_TVA_Transmission | MISO_MO-IL | TVA_Transmission | Internal | Summer | B10 | 1262 | 4000 | 0 | 29.96 | 36.42 | 8 | 0
2015 | MISO_MO-IL_2_TVA_Transmission | MISO_MO-IL | TVA_Transmission | Internal | Winter | B16 | 25 | 4000 | 383.76 | 48.54 | 56.54 | 8 | 0
2015 | MISO_MO-IL_2_TVA_Transmission | MISO_MO-IL | TVA_Transmission | Internal | Winter | B17 | 100 | 4000 | 0 | 44.09 | 47.27 | 8 | 0
2015 | MISO_MO-IL_2_TVA_Transmission | MISO_MO-IL | TVA_Transmission | Internal | Winter | B18 | 400 | 4000 | 0 | 38.52 | 42.98 | 8 | 0
2015 | MISO_MO-IL_2_TVA_Transmission | MISO_MO-IL | TVA_Transmission | Internal | Winter | B19 | 700 | 4000 | 0 | 36.5 | 41.16 | 8 | 0
2015 | MISO_MO-IL_2_TVA_Transmission | MISO_MO-IL | TVA_Transmission | Internal | Winter | B20 | 935 | 4000 | 0 | 32.11 | 39.55 | 8 | 0
2015 | MISO_W_2_MAPP_CA | MISO_W | MAPP_CA | Internal | Shoulder | B11 | 25 | 718 | 0 | 47.93 | 47.92 | 0.01 | 0
2015 | MISO_W_2_MAPP_CA | MISO_W | MAPP_CA | Internal | Shoulder | B12 | 200 | 718 | 0 | 40.6 | 40.59 | 0.01 | 0
2015 | MISO_W_2_MAPP_CA | MISO_W | MAPP_CA | Internal | Shoulder | B13 | 600 | 718 | 0 | 37.66 | 37.64 | 0.01 | 0
2015 | MISO_W_2_MAPP_CA | MISO_W | MAPP_CA | Internal | Shoulder | B14 | 900 | 718 | 718 | 35.75 | 37.64 | 0.01 | 1.88
2015 | MISO_W_2_MAPP_CA | MISO_W | MAPP_CA | Internal | Shoulder | B15 | 1203 | 718 | 718 | 33.28 | 37.64 | 0.01 | 4.36
2015 | MISO_W_2_MAPP_CA | MISO_W | MAPP_CA | Internal | Summer | B1 | 10 | 718 | 0 | 60.78 | 47.92 | 0.01 | 0
2015 | MISO_W_2_MAPP_CA | MISO_W | MAPP_CA | Internal | Summer | B2 | 25 | 718 | 0 | 59.29 | 47.92 | 0.01 | 0
2015 | MISO_W_2_MAPP_CA | MISO_W | MAPP_CA | Internal | Summer | B3 | 75 | 718 | 0 | 58.02 | 52.92 | 0.01 | 0
2015 | MISO_W_2_MAPP_CA | MISO_W | MAPP_CA | Internal | Summer | B4 | 100 | 718 | 0 | 55.56 | 47.92 | 0.01 | 0
2015 | MISO_W_2_MAPP_CA | MISO_W | MAPP_CA | Internal | Summer | B5 | 200 | 718 | 0 | 47.93 | 47.92 | 0.01 | 0
2015 | MISO_W_2_MAPP_CA | MISO_W | MAPP_CA | Internal | Summer | B6 | 300 | 718 | 0 | 43.74 | 43.72 | 0.01 | 0
2015 | MISO_W_2_MAPP_CA | MISO_W | MAPP_CA | Internal | Summer | B7 | 400 | 718 | 0 | 35.73 | 35.72 | 0.01 | 0
2015 | MISO_W_2_MAPP_CA | MISO_W | MAPP_CA | Internal | Summer | B8 | 500 | 718 | 718 | 34.4 | 34.52 | 0.01 | 0.11
2015 | MISO_W_2_MAPP_CA | MISO_W | MAPP_CA | Internal | Summer | B9 | 800 | 718 | 718 | 33.2 | 34.52 | 0.01 | 1.32
2015 | MISO_W_2_MAPP_CA | MISO_W | MAPP_CA | Internal | Summer | B10 | 1262 | 718 | 718 | 29.97 | 34.52 | 0.01 | 4.54
2015 | MISO_W_2_MAPP_CA | MISO_W | MAPP_CA | Internal | Winter | B16 | 25 | 718 | 0 | 48.53 | 48.52 | 0.01 | 0
2015 | MISO_W_2_MAPP_CA | MISO_W | MAPP_CA | Internal | Winter | B17 | 100 | 718 | 0 | 44.08 | 44.07 | 0.01 | 0
2015 | MISO_W_2_MAPP_CA | MISO_W | MAPP_CA | Internal | Winter | B18 | 400 | 718 | 718 | 38.53 | 41.92 | 0.01 | 3.37
2015 | MISO_W_2_MAPP_CA | MISO_W | MAPP_CA | Internal | Winter | B19 | 700 | 718 | 718 | 36.78 | 41.92 | 0.01 | 5.13
2015 | MISO_W_2_MAPP_CA | MISO_W | MAPP_CA | Internal | Winter | B20 | 935 | 718 | 718 | 32.12 | 41.92 | 0.01 | 9.78
2015 | MISO_W_2_MISO_MO-IL | MISO_W | MISO_MO-IL | Internal | Shoulder | B11 | 25 | 3800 | 0 | 47.93 | 47.92 | 0.01 | 0
2015 | MISO_W_2_MISO_MO-IL | MISO_W | MISO_MO-IL | Internal | Shoulder | B12 | 200 | 3800 | 0 | 40.6 | 40.59 | 0.01 | 0
2015 | MISO_W_2_MISO_MO-IL | MISO_W | MISO_MO-IL | Internal | Shoulder | B13 | 600 | 3800 | 0 | 37.66 | 37.64 | 0.01 | 0
2015 | MISO_W_2_MISO_MO-IL | MISO_W | MISO_MO-IL | Internal | Shoulder | B14 | 900 | 3800 | 0 | 35.75 | 35.48 | 0.01 | 0
2015 | MISO_W_2_MISO_MO-IL | MISO_W | MISO_MO-IL | Internal | Shoulder | B15 | 1203 | 3800 | 0 | 33.28 | 33.25 | 0.01 | 0
2015 | MISO_W_2_MISO_MO-IL | MISO_W | MISO_MO-IL | Internal | Summer | B1 | 10 | 3800 | 1110.17 | 60.78 | 60.79 | 0.01 | 0
2015 | MISO_W_2_MISO_MO-IL | MISO_W | MISO_MO-IL | Internal | Summer | B2 | 25 | 3800 | 0 | 59.29 | 59.29 | 0.01 | 0
2015 | MISO_W_2_MISO_MO-IL | MISO_W | MISO_MO-IL | Internal | Summer | B3 | 75 | 3800 | 0 | 58.02 | 57.01 | 0.01 | 0
2015 | MISO_W_2_MISO_MO-IL | MISO_W | MISO_MO-IL | Internal | Summer | B4 | 100 | 3800 | 0 | 55.56 | 55.55 | 0.01 | 0
2015 | MISO_W_2_MISO_MO-IL | MISO_W | MISO_MO-IL | Internal | Summer | B5 | 200 | 3800 | 0 | 47.93 | 47.92 | 0.01 | 0
2015 | MISO_W_2_MISO_MO-IL | MISO_W | MISO_MO-IL | Internal | Summer | B6 | 300 | 3800 | 0 | 43.74 | 42.97 | 0.01 | 0
2015 | MISO_W_2_MISO_MO-IL | MISO_W | MISO_MO-IL | Internal | Summer | B7 | 400 | 3800 | 0 | 35.73 | 35.72 | 0.01 | 0
2015 | MISO_W_2_MISO_MO-IL | MISO_W | MISO_MO-IL | Internal | Summer | B8 | 500 | 3800 | 0 | 34.4 | 34.38 | 0.01 | 0
2015 | MISO_W_2_MISO_MO-IL | MISO_W | MISO_MO-IL | Internal | Summer | B9 | 800 | 3800 | 0 | 33.2 | 33.17 | 0.01 | 0
2015 | MISO_W_2_MISO_MO-IL | MISO_W | MISO_MO-IL | Internal | Summer | B10 | 1262 | 3800 | 0 | 29.97 | 29.96 | 0.01 | 0
2015 | MISO_W_2_MISO_MO-IL | MISO_W | MISO_MO-IL | Internal | Winter | B16 | 25 | 3800 | 956.12 | 48.53 | 48.54 | 0.01 | 0
2015 | MISO_W_2_MISO_MO-IL | MISO_W | MISO_MO-IL | Internal | Winter | B17 | 100 | 3800 | 575.26 | 44.08 | 44.09 | 0.01 | 0
2015 | MISO_W_2_MISO_MO-IL | MISO_W | MISO_MO-IL | Internal | Winter | B18 | 400 | 3800 | 0 | 38.53 | 38.52 | 0.01 | 0
2015 | MISO_W_2_MISO_MO-IL | MISO_W | MISO_MO-IL | Internal | Winter | B19 | 700 | 3800 | 0 | 36.78 | 36.5 | 0.01 | 0
2015 | MISO_W_2_MISO_MO-IL | MISO_W | MISO_MO-IL | Internal | Winter | B20 | 935 | 3800 | 0 | 32.12 | 32.11 | 0.01 | 0
2015 | MISO_W_2_MISO_WUMS | MISO_W | MISO_WUMS | Internal | Shoulder | B11 | 25 | 1629 | 0 | 47.93 | 47.92 | 0.01 | 0
2015 | MISO_W_2_MISO_WUMS | MISO_W | MISO_WUMS | Internal | Shoulder | B12 | 200 | 1629 | 781.22 | 40.6 | 40.62 | 0.01 | 0
2015 | MISO_W_2_MISO_WUMS | MISO_W | MISO_WUMS | Internal | Shoulder | B13 | 600 | 1629 | 604.79 | 37.66 | 37.67 | 0.01 | 0
2015 | MISO_W_2_MISO_WUMS | MISO_W | MISO_WUMS | Internal | Shoulder | B14 | 900 | 1629 | 0 | 35.75 | 35.76 | 0.01 | 0
2015 | MISO_W_2_MISO_WUMS | MISO_W | MISO_WUMS | Internal | Shoulder | B15 | 1203 | 1629 | 1212.92 | 33.28 | 33.29 | 0.01 | 0
2015 | MISO_W_2_MISO_WUMS | MISO_W | MISO_WUMS | Internal | Summer | B1 | 10 | 1629 | 12.89 | 60.78 | 60.79 | 0.01 | 0
2015 | MISO_W_2_MISO_WUMS | MISO_W | MISO_WUMS | Internal | Summer | B2 | 25 | 1629 | 1297.06 | 59.29 | 59.3 | 0.01 | 0
2015 | MISO_W_2_MISO_WUMS | MISO_W | MISO_WUMS | Internal | Summer | B3 | 75 | 1629 | 698.96 | 58.02 | 58.03 | 0.01 | 0
2015 | MISO_W_2_MISO_WUMS | MISO_W | MISO_WUMS | Internal | Summer | B4 | 100 | 1629 | 0 | 55.56 | 55.55 | 0.01 | 0
2015 | MISO_W_2_MISO_WUMS | MISO_W | MISO_WUMS | Internal | Summer | B5 | 200 | 1629 | 0 | 47.93 | 47.92 | 0.01 | 0
2015 | MISO_W_2_MISO_WUMS | MISO_W | MISO_WUMS | Internal | Summer | B6 | 300 | 1629 | 0 | 43.74 | 43.72 | 0.01 | 0
2015 | MISO_W_2_MISO_WUMS | MISO_W | MISO_WUMS | Internal | Summer | B7 | 400 | 1629 | 527.32 | 35.73 | 35.74 | 0.01 | 0
2015 | MISO_W_2_MISO_WUMS | MISO_W | MISO_WUMS | Internal | Summer | B8 | 500 | 1629 | 79.72 | 34.4 | 34.42 | 0.01 | 0
2015 | MISO_W_2_MISO_WUMS | MISO_W | MISO_WUMS | Internal | Summer | B9 | 800 | 1629 | 947.12 | 33.2 | 33.21 | 0.01 | 0
2015 | MISO_W_2_MISO_WUMS | MISO_W | MISO_WUMS | Internal | Summer | B10 | 1262 | 1629 | 1629 | 29.97 | 31.82 | 0.01 | 1.84
2015 | MISO_W_2_MISO_WUMS | MISO_W | MISO_WUMS | Internal | Winter | B16 | 25 | 1629 | 447.39 | 48.53 | 48.54 | 0.01 | 0
2015 | MISO_W_2_MISO_WUMS | MISO_W | MISO_WUMS | Internal | Winter | B17 | 100 | 1629 | 1400.32 | 44.08 | 44.09 | 0.01 | 0
2015 | MISO_W_2_MISO_WUMS | MISO_W | MISO_WUMS | Internal | Winter | B18 | 400 | 1629 | 63.68 | 38.53 | 38.54 | 0.01 | 0
2015 | MISO_W_2_MISO_WUMS | MISO_W | MISO_WUMS | Internal | Winter | B19 | 700 | 1629 | 0 | 36.78 | 36.77 | 0.01 | 0
2015 | MISO_W_2_MISO_WUMS | MISO_W | MISO_WUMS | Internal | Winter | B20 | 935 | 1629 | 1629 | 32.12 | 32.14 | 0.01 | 0.01
2015 | MISO_W_2_NE | MISO_W | NE | Internal | Shoulder | B11 | 25 | 2800 | 0 | 47.93 | 54.92 | 7 | 0
2015 | MISO_W_2_NE | MISO_W | NE | Internal | Shoulder | B12 | 200 | 2800 | 0 | 40.6 | 40.6 | 7 | 0
2015 | MISO_W_2_NE | MISO_W | NE | Internal | Shoulder | B13 | 600 | 2800 | 0 | 37.66 | 38.92 | 7 | 0
2015 | MISO_W_2_NE | MISO_W | NE | Internal | Shoulder | B14 | 900 | 2800 | 0 | 35.75 | 38.91 | 7 | 0
2015 | MISO_W_2_NE | MISO_W | NE | Internal | Shoulder | B15 | 1203 | 2800 | 0 | 33.28 | 37.6 | 7 | 0
2015 | MISO_W_2_NE | MISO_W | NE | Internal | Summer | B1 | 10 | 2800 | 0 | 60.78 | 60.78 | 7 | 0
2015 | MISO_W_2_NE | MISO_W | NE | Internal | Summer | B2 | 25 | 2800 | 0 | 59.29 | 59.76 | 7 | 0
2015 | MISO_W_2_NE | MISO_W | NE | Internal | Summer | B3 | 75 | 2800 | 0 | 58.02 | 59.76 | 7 | 0
2015 | MISO_W_2_NE | MISO_W | NE | Internal | Summer | B4 | 100 | 2800 | 0 | 55.56 | 55.56 | 7 | 0
2015 | MISO_W_2_NE | MISO_W | NE | Internal | Summer | B5 | 200 | 2800 | 0 | 47.93 | 54.92 | 7 | 0
2015 | MISO_W_2_NE | MISO_W | NE | Internal | Summer | B6 | 300 | 2800 | 0 | 43.74 | 50.72 | 7 | 0
2015 | MISO_W_2_NE | MISO_W | NE | Internal | Summer | B7 | 400 | 2800 | 0 | 35.73 | 42.72 | 7 | 0
2015 | MISO_W_2_NE | MISO_W | NE | Internal | Summer | B8 | 500 | 2800 | 0 | 34.4 | 37.24 | 7 | 0
2015 | MISO_W_2_NE | MISO_W | NE | Internal | Summer | B9 | 800 | 2800 | 0 | 33.2 | 36.34 | 7 | 0
2015 | MISO_W_2_NE | MISO_W | NE | Internal | Summer | B10 | 1262 | 2800 | 0 | 29.97 | 36.11 | 7 | 0
2015 | MISO_W_2_NE | MISO_W | NE | Internal | Winter | B16 | 25 | 2800 | 0 | 48.53 | 48.53 | 7 | 0
2015 | MISO_W_2_NE | MISO_W | NE | Internal | Winter | B17 | 100 | 2800 | 0 | 44.08 | 41.48 | 7 | 0
2015 | MISO_W_2_NE | MISO_W | NE | Internal | Winter | B18 | 400 | 2800 | 0 | 38.53 | 40.08 | 7 | 0
2015 | MISO_W_2_NE | MISO_W | NE | Internal | Winter | B19 | 700 | 2800 | 0 | 36.78 | 40.08 | 7 | 0
2015 | MISO_W_2_NE | MISO_W | NE | Internal | Winter | B20 | 935 | 2800 | 0 | 32.12 | 39.11 | 7 | 0
2015 | MISO_W_2_PJM_ROR | MISO_W | PJM_ROR | Internal | Shoulder | B11 | 25 | 773 | 0 | 47.93 | 48.03 | 2 | 0
2015 | MISO_W_2_PJM_ROR | MISO_W | PJM_ROR | Internal | Shoulder | B12 | 200 | 773 | 188.36 | 40.6 | 42.6 | 2 | 0
2015 | MISO_W_2_PJM_ROR | MISO_W | PJM_ROR | Internal | Shoulder | B13 | 600 | 773 | 562.03 | 37.66 | 39.66 | 2 | 0
2015 | MISO_W_2_PJM_ROR | MISO_W | PJM_ROR | Internal | Shoulder | B14 | 900 | 773 | 0 | 35.75 | 37.49 | 2 | 0
2015 | MISO_W_2_PJM_ROR | MISO_W | PJM_ROR | Internal | Shoulder | B15 | 1203 | 773 | 0 | 33.28 | 35.25 | 2 | 0
2015 | MISO_W_2_PJM_ROR | MISO_W | PJM_ROR | Internal | Summer | B1 | 10 | 773 | 772.99 | 60.78 | 62.79 | 2 | 0.01
2015 | MISO_W_2_PJM_ROR | MISO_W | PJM_ROR | Internal | Summer | B2 | 25 | 773 | 548.73 | 59.29 | 61.29 | 2 | 0
2015 | MISO_W_2_PJM_ROR | MISO_W | PJM_ROR | Internal | Summer | B3 | 75 | 773 | 0 | 58.02 | 58.29 | 2 | 0
2015 | MISO_W_2_PJM_ROR | MISO_W | PJM_ROR | Internal | Summer | B4 | 100 | 773 | 0 | 55.56 | 57.55 | 2 | 0
2015 | MISO_W_2_PJM_ROR | MISO_W | PJM_ROR | Internal | Summer | B5 | 200 | 773 | 0 | 47.93 | 49.92 | 2 | 0
2015 | MISO_W_2_PJM_ROR | MISO_W | PJM_ROR | Internal | Summer | B6 | 300 | 773 | 0 | 43.74 | 44.99 | 2 | 0
2015 | MISO_W_2_PJM_ROR | MISO_W | PJM_ROR | Internal | Summer | B7 | 400 | 773 | 518.47 | 35.73 | 37.73 | 2 | 0
2015 | MISO_W_2_PJM_ROR | MISO_W | PJM_ROR | Internal | Summer | B8 | 500 | 773 | 111.81 | 34.4 | 36.4 | 2 | 0
2015 | MISO_W_2_PJM_ROR | MISO_W | PJM_ROR | Internal | Summer | B9 | 800 | 773 | 0 | 33.2 | 35.17 | 2 | 0
2015 | MISO_W_2_PJM_ROR | MISO_W | PJM_ROR | Internal | Summer | B10 | 1262 | 773 | 0 | 29.97 | 31.96 | 2 | 0
2015 | MISO_W_2_PJM_ROR | MISO_W | PJM_ROR | Internal | Winter | B16 | 25 | 773 | 773 | 48.53 | 50.54 | 2 | 0.01
2015 | MISO_W_2_PJM_ROR | MISO_W | PJM_ROR | Internal | Winter | B17 | 100 | 773 | 773 | 44.08 | 46.09 | 2 | 0.01
2015 | MISO_W_2_PJM_ROR | MISO_W | PJM_ROR | Internal | Winter | B18 | 400 | 773 | 246.97 | 38.53 | 40.53 | 2 | 0
2015 | MISO_W_2_PJM_ROR | MISO_W | PJM_ROR | Internal | Winter | B19 | 700 | 773 | 0 | 36.78 | 38.51 | 2 | 0
2015 | MISO_W_2_PJM_ROR | MISO_W | PJM_ROR | Internal | Winter | B20 | 935 | 773 | 0 | 32.12 | 34.07 | 2 | 0
2015 | MISO_W_2_SPP_N | MISO_W | SPP_N | Internal | Shoulder | B11 | 25 | 3200 | 402.92 | 47.93 | 54.93 | 7 | 0
2015 | MISO_W_2_SPP_N | MISO_W | SPP_N | Internal | Shoulder | B12 | 200 | 3200 | 0 | 40.6 | 40.62 | 7 | 0
2015 | MISO_W_2_SPP_N | MISO_W | SPP_N | Internal | Shoulder | B13 | 600 | 3200 | 0 | 37.66 | 38.93 | 7 | 0
2015 | MISO_W_2_SPP_N | MISO_W | SPP_N | Internal | Shoulder | B14 | 900 | 3200 | 0 | 35.75 | 38.93 | 7 | 0
2015 | MISO_W_2_SPP_N | MISO_W | SPP_N | Internal | Shoulder | B15 | 1203 | 3200 | 0 | 33.28 | 37.62 | 7 | 0
2015 | MISO_W_2_SPP_N | MISO_W | SPP_N | Internal | Summer | B1 | 10 | 3200 | 0 | 60.78 | 60.79 | 7 | 0
2015 | MISO_W_2_SPP_N | MISO_W | SPP_N | Internal | Summer | B2 | 25 | 3200 | 0 | 59.29 | 59.77 | 7 | 0
2015 | MISO_W_2_SPP_N | MISO_W | SPP_N | Internal | Summer | B3 | 75 | 3200 | 0 | 58.02 | 59.77 | 7 | 0
2015 | MISO_W_2_SPP_N | MISO_W | SPP_N | Internal | Summer | B4 | 100 | 3200 | 0 | 55.56 | 55.57 | 7 | 0
2015 | MISO_W_2_SPP_N | MISO_W | SPP_N | Internal | Summer | B5 | 200 | 3200 | 267.47 | 47.93 | 54.93 | 7 | 0
2015 | MISO_W_2_SPP_N | MISO_W | SPP_N | Internal | Summer | B6 | 300 | 3200 | 2014.56 | 43.74 | 50.74 | 7 | 0
2015 | MISO_W_2_SPP_N | MISO_W | SPP_N | Internal | Summer | B7 | 400 | 3200 | 695.01 | 35.73 | 42.73 | 7 | 0
2015 | MISO_W_2_SPP_N | MISO_W | SPP_N | Internal | Summer | B8 | 500 | 3200 | 0 | 34.4 | 37.98 | 7 | 0
2015 | MISO_W_2_SPP_N | MISO_W | SPP_N | Internal | Summer | B9 | 800 | 3200 | 0 | 33.2 | 36.35 | 7 | 0
2015 | MISO_W_2_SPP_N | MISO_W | SPP_N | Internal | Summer | B10 | 1262 | 3200 | 0 | 29.97 | 36.12 | 7 | 0
2015 | MISO_W_2_SPP_N | MISO_W | SPP_N | Internal | Winter | B16 | 25 | 3200 | 0 | 48.53 | 48.57 | 7 | 0
2015 | MISO_W_2_SPP_N | MISO_W | SPP_N | Internal | Winter | B17 | 100 | 3200 | 0 | 44.08 | 41.5 | 7 | 0
2015 | MISO_W_2_SPP_N | MISO_W | SPP_N | Internal | Winter | B18 | 400 | 3200 | 0 | 38.53 | 40.09 | 7 | 0
2015 | MISO_W_2_SPP_N | MISO_W | SPP_N | Internal | Winter | B19 | 700 | 3200 | 0 | 36.78 | 40.09 | 7 | 0
2015 | MISO_W_2_SPP_N | MISO_W | SPP_N | Internal | Winter | B20 | 935 | 3200 | 448.92 | 32.12 | 39.12 | 7 | 0
2015 | MISO_WUMS_2_MISO_MI | MISO_WUMS | MISO_MI | Internal | Shoulder | B11 | 25 | 929 | 0 | 47.92 | 46.74 | 0.01 | 0
2015 | MISO_WUMS_2_MISO_MI | MISO_WUMS | MISO_MI | Internal | Shoulder | B12 | 200 | 929 | 0 | 40.62 | 40.6 | 0.01 | 0
2015 | MISO_WUMS_2_MISO_MI | MISO_WUMS | MISO_MI | Internal | Shoulder | B13 | 600 | 929 | 0 | 37.67 | 37.66 | 0.01 | 0
2015 | MISO_WUMS_2_MISO_MI | MISO_WUMS | MISO_MI | Internal | Shoulder | B14 | 900 | 929 | 0 | 35.76 | 35.51 | 0.01 | 0
2015 | MISO_WUMS_2_MISO_MI | MISO_WUMS | MISO_MI | Internal | Shoulder | B15 | 1203 | 929 | 0 | 33.29 | 33.27 | 0.01 | 0
2015 | MISO_WUMS_2_MISO_MI | MISO_WUMS | MISO_MI | Internal | Summer | B1 | 10 | 929 | 0 | 60.79 | 59.43 | 0.01 | 0
2015 | MISO_WUMS_2_MISO_MI | MISO_WUMS | MISO_MI | Internal | Summer | B2 | 25 | 929 | 0 | 59.3 | 59.29 | 0.01 | 0
2015 | MISO_WUMS_2_MISO_MI | MISO_WUMS | MISO_MI | Internal | Summer | B3 | 75 | 929 | 0 | 58.03 | 56.29 | 0.01 | 0
2015 | MISO_WUMS_2_MISO_MI | MISO_WUMS | MISO_MI | Internal | Summer | B4 | 100 | 929 | 0 | 55.55 | 54.01 | 0.01 | 0
2015 | MISO_WUMS_2_MISO_MI | MISO_WUMS | MISO_MI | Internal | Summer | B5 | 200 | 929 | 0 | 47.92 | 47.9 | 0.01 | 0
2015 | MISO_WUMS_2_MISO_MI | MISO_WUMS | MISO_MI | Internal | Summer | B6 | 300 | 929 | 0 | 43.72 | 42.97 | 0.01 | 0
2015 | MISO_WUMS_2_MISO_MI | MISO_WUMS | MISO_MI | Internal | Summer | B7 | 400 | 929 | 0 | 35.74 | 35.73 | 0.01 | 0
2015 | MISO_WUMS_2_MISO_MI | MISO_WUMS | MISO_MI | Internal | Summer | B8 | 500 | 929 | 0 | 34.42 | 34.4 | 0.01 | 0
2015 | MISO_WUMS_2_MISO_MI | MISO_WUMS | MISO_MI | Internal | Summer | B9 | 800 | 929 | 0 | 33.21 | 33.2 | 0.01 | 0
2015 | MISO_WUMS_2_MISO_MI | MISO_WUMS | MISO_MI | Internal | Summer | B10 | 1262 | 929 | 0 | 31.82 | 31.52 | 0.01 | 0
2015 | MISO_WUMS_2_MISO_MI | MISO_WUMS | MISO_MI | Internal | Winter | B16 | 25 | 929 | 0 | 48.54 | 48.53 | 0.01 | 0
2015 | MISO_WUMS_2_MISO_MI | MISO_WUMS | MISO_MI | Internal | Winter | B17 | 100 | 929 | 0 | 44.09 | 44.09 | 0.01 | 0
2015 | MISO_WUMS_2_MISO_MI | MISO_WUMS | MISO_MI | Internal | Winter | B18 | 400 | 929 | 0 | 38.54 | 38.53 | 0.01 | 0
2015 | MISO_WUMS_2_MISO_MI | MISO_WUMS | MISO_MI | Internal | Winter | B19 | 700 | 929 | 0 | 36.77 | 36.51 | 0.01 | 0
2015 | MISO_WUMS_2_MISO_MI | MISO_WUMS | MISO_MI | Internal | Winter | B20 | 935 | 929 | 0 | 32.14 | 32.13 | 0.01 | 0
2015 | MISO_WUMS_2_MISO_W | MISO_WUMS | MISO_W | Internal | Shoulder | B11 | 25 | 1137 | 238.56 | 47.92 | 47.93 | 0.01 | 0
2015 | MISO_WUMS_2_MISO_W | MISO_WUMS | MISO_W | Internal | Shoulder | B12 | 200 | 1137 | 0 | 40.62 | 40.6 | 0.01 | 0
2015 | MISO_WUMS_2_MISO_W | MISO_WUMS | MISO_W | Internal | Shoulder | B13 | 600 | 1137 | 0 | 37.67 | 37.66 | 0.01 | 0
2015 | MISO_WUMS_2_MISO_W | MISO_WUMS | MISO_W | Internal | Shoulder | B14 | 900 | 1137 | 0 | 35.76 | 35.75 | 0.01 | 0
2015 | MISO_WUMS_2_MISO_W | MISO_WUMS | MISO_W | Internal | Shoulder | B15 | 1203 | 1137 | 0 | 33.29 | 33.28 | 0.01 | 0
2015 | MISO_WUMS_2_MISO_W | MISO_WUMS | MISO_W | Internal | Summer | B1 | 10 | 1137 | 0 | 60.79 | 60.78 | 0.01 | 0
2015 | MISO_WUMS_2_MISO_W | MISO_WUMS | MISO_W | Internal | Summer | B2 | 25 | 1137 | 0 | 59.3 | 59.29 | 0.01 | 0
2015 | MISO_WUMS_2_MISO_W | MISO_WUMS | MISO_W | Internal | Summer | B3 | 75 | 1137 | 0 | 58.03 | 58.02 | 0.01 | 0
2015 | MISO_WUMS_2_MISO_W | MISO_WUMS | MISO_W | Internal | Summer | B4 | 100 | 1137 | 20.51 | 55.55 | 55.56 | 0.01 | 0
2015 | MISO_WUMS_2_MISO_W | MISO_WUMS | MISO_W | Internal | Summer | B5 | 200 | 1137 | 235.74 | 47.92 | 47.93 | 0.01 | 0
2015 | MISO_WUMS_2_MISO_W | MISO_WUMS | MISO_W | Internal | Summer | B6 | 300 | 1137 | 1117.47 | 43.72 | 43.74 | 0.01 | 0
2015 | MISO_WUMS_2_MISO_W | MISO_WUMS | MISO_W | Internal | Summer | B7 | 400 | 1137 | 0 | 35.74 | 35.73 | 0.01 | 0
2015 | MISO_WUMS_2_MISO_W | MISO_WUMS | MISO_W | Internal | Summer | B8 | 500 | 1137 | 0 | 34.42 | 34.4 | 0.01 | 0
2015 | MISO_WUMS_2_MISO_W | MISO_WUMS | MISO_W | Internal | Summer | B9 | 800 | 1137 | 0 | 33.21 | 33.2 | 0.01 | 0
2015 | MISO_WUMS_2_MISO_W | MISO_WUMS | MISO_W | Internal | Summer | B10 | 1262 | 1137 | 0 | 31.82 | 29.97 | 0.01 | 0
2015 | MISO_WUMS_2_MISO_W | MISO_WUMS | MISO_W | Internal | Winter | B16 | 25 | 1137 | 0 | 48.54 | 48.53 | 0.01 | 0
2015 | MISO_WUMS_2_MISO_W | MISO_WUMS | MISO_W | Internal | Winter | B17 | 100 | 1137 | 0 | 44.09 | 44.08 | 0.01 | 0
2015 | MISO_WUMS_2_MISO_W | MISO_WUMS | MISO_W | Internal | Winter | B18 | 400 | 1137 | 0 | 38.54 | 38.53 | 0.01 | 0
2015 | MISO_WUMS_2_MISO_W | MISO_WUMS | MISO_W | Internal | Winter | B19 | 700 | 1137 | 412.51 | 36.77 | 36.78 | 0.01 | 0
2015 | MISO_WUMS_2_MISO_W | MISO_WUMS | MISO_W | Internal | Winter | B20 | 935 | 1137 | 0 | 32.14 | 32.12 | 0.01 | 0
2015 | MISO_WUMS_2_PJM_ROR | MISO_WUMS | PJM_ROR | Internal | Shoulder | B11 | 25 | 1600 | 0 | 47.92 | 48.03 | 2 | 0
2015 | MISO_WUMS_2_PJM_ROR | MISO_WUMS | PJM_ROR | Internal | Shoulder | B12 | 200 | 1600 | 0 | 40.62 | 42.6 | 2 | 0
2015 | MISO_WUMS_2_PJM_ROR | MISO_WUMS | PJM_ROR | Internal | Shoulder | B13 | 600 | 1600 | 0 | 37.67 | 39.66 | 2 | 0
2015 | MISO_WUMS_2_PJM_ROR | MISO_WUMS | PJM_ROR | Internal | Shoulder | B14 | 900 | 1600 | 0 | 35.76 | 37.49 | 2 | 0
2015 | MISO_WUMS_2_PJM_ROR | MISO_WUMS | PJM_ROR | Internal | Shoulder | B15 | 1203 | 1600 | 0 | 33.29 | 35.25 | 2 | 0
2015 | MISO_WUMS_2_PJM_ROR | MISO_WUMS | PJM_ROR | Internal | Summer | B1 | 10 | 1600 | 1589 | 60.79 | 62.79 | 2 | 0
2015 | MISO_WUMS_2_PJM_ROR | MISO_WUMS | PJM_ROR | Internal | Summer | B2 | 25 | 1600 | 0 | 59.3 | 61.29 | 2 | 0
2015 | MISO_WUMS_2_PJM_ROR | MISO_WUMS | PJM_ROR | Internal | Summer | B3 | 75 | 1600 | 0 | 58.03 | 58.29 | 2 | 0
2015 | MISO_WUMS_2_PJM_ROR | MISO_WUMS | PJM_ROR | Internal | Summer | B4 | 100 | 1600 | 25.92 | 55.55 | 57.55 | 2 | 0
2015 | MISO_WUMS_2_PJM_ROR | MISO_WUMS | PJM_ROR | Internal | Summer | B5 | 200 | 1600 | 78.8 | 47.92 | 49.92 | 2 | 0
2015 | MISO_WUMS_2_PJM_ROR | MISO_WUMS | PJM_ROR | Internal | Summer | B6 | 300 | 1600 | 0 | 43.72 | 44.99 | 2 | 0
2015 | MISO_WUMS_2_PJM_ROR | MISO_WUMS | PJM_ROR | Internal | Summer | B7 | 400 | 1600 | 0 | 35.74 | 37.73 | 2 | 0
2015 | MISO_WUMS_2_PJM_ROR | MISO_WUMS | PJM_ROR | Internal | Summer | B8 | 500 | 1600 | 0 | 34.42 | 36.4 | 2 | 0
2015 | MISO_WUMS_2_PJM_ROR | MISO_WUMS | PJM_ROR | Internal | Summer | B9 | 800 | 1600 | 0 | 33.21 | 35.17 | 2 | 0
2015 | MISO_WUMS_2_PJM_ROR | MISO_WUMS | PJM_ROR | Internal | Summer | B10 | 1262 | 1600 | 0 | 31.82 | 31.96 | 2 | 0
2015 | MISO_WUMS_2_PJM_ROR | MISO_WUMS | PJM_ROR | Internal | Winter | B16 | 25 | 1600 | 854.44 | 48.54 | 50.54 | 2 | 0
2015 | MISO_WUMS_2_PJM_ROR | MISO_WUMS | PJM_ROR | Internal | Winter | B17 | 100 | 1600 | 1512.03 | 44.09 | 46.09 | 2 | 0
2015 | MISO_WUMS_2_PJM_ROR | MISO_WUMS | PJM_ROR | Internal | Winter | B18 | 400 | 1600 | 0 | 38.54 | 40.53 | 2 | 0
2015 | MISO_WUMS_2_PJM_ROR | MISO_WUMS | PJM_ROR | Internal | Winter | B19 | 700 | 1600 | 0 | 36.77 | 38.51 | 2 | 0
2015 | MISO_WUMS_2_PJM_ROR | MISO_WUMS | PJM_ROR | Internal | Winter | B20 | 935 | 1600 | 0 | 32.14 | 34.07 | 2 | 0
2015 | NE_2_MISO_W | NE | MISO_W | Internal | Shoulder | B11 | 25 | 1600 | 0 | 54.92 | 47.93 | 5 | 0
2015 | NE_2_MISO_W | NE | MISO_W | Internal | Shoulder | B12 | 200 | 1600 | 0 | 40.6 | 40.6 | 5 | 0
2015 | NE_2_MISO_W | NE | MISO_W | Internal | Shoulder | B13 | 600 | 1600 | 0 | 38.92 | 37.66 | 5 | 0
2015 | NE_2_MISO_W | NE | MISO_W | Internal | Shoulder | B14 | 900 | 1600 | 0 | 38.91 | 35.75 | 5 | 0
2015 | NE_2_MISO_W | NE | MISO_W | Internal | Shoulder | B15 | 1203 | 1600 | 0 | 37.6 | 33.28 | 5 | 0
2015 | NE_2_MISO_W | NE | MISO_W | Internal | Summer | B1 | 10 | 1600 | 0 | 60.78 | 60.78 | 5 | 0
2015 | NE_2_MISO_W | NE | MISO_W | Internal | Summer | B2 | 25 | 1600 | 0 | 59.76 | 59.29 | 5 | 0
2015 | NE_2_MISO_W | NE | MISO_W | Internal | Summer | B3 | 75 | 1600 | 0 | 59.76 | 58.02 | 5 | 0
2015 | NE_2_MISO_W | NE | MISO_W | Internal | Summer | B4 | 100 | 1600 | 0 | 55.56 | 55.56 | 5 | 0
2015 | NE_2_MISO_W | NE | MISO_W | Internal | Summer | B5 | 200 | 1600 | 0 | 54.92 | 47.93 | 5 | 0
2015 | NE_2_MISO_W | NE | MISO_W | Internal | Summer | B6 | 300 | 1600 | 0 | 50.72 | 43.74 | 5 | 0
2015 | NE_2_MISO_W | NE | MISO_W | Internal | Summer | B7 | 400 | 1600 | 0 | 42.72 | 35.73 | 5 | 0
2015 | NE_2_MISO_W | NE | MISO_W | Internal | Summer | B8 | 500 | 1600 | 0 | 37.24 | 34.4 | 5 | 0
2015 | NE_2_MISO_W | NE | MISO_W | Internal | Summer | B9 | 800 | 1600 | 0 | 36.34 | 33.2 | 5 | 0
2015 | NE_2_MISO_W | NE | MISO_W | Internal | Summer | B10 | 1262 | 1600 | 0 | 36.11 | 29.97 | 5 | 0
2015 | NE_2_MISO_W | NE | MISO_W | Internal | Winter | B16 | 25 | 1600 | 0 | 48.53 | 48.53 | 5 | 0
2015 | NE_2_MISO_W | NE | MISO_W | Internal | Winter | B17 | 100 | 1600 | 0 | 41.48 | 44.08 | 5 | 0
2015 | NE_2_MISO_W | NE | MISO_W | Internal | Winter | B18 | 400 | 1600 | 0 | 40.08 | 38.53 | 5 | 0
2015 | NE_2_MISO_W | NE | MISO_W | Internal | Winter | B19 | 700 | 1600 | 0 | 40.08 | 36.78 | 5 | 0
2015 | NE_2_MISO_W | NE | MISO_W | Internal | Winter | B20 | 935 | 1600 | 0 | 39.11 | 32.12 | 5 | 0
2015 | NE_2_SPP_N | NE | SPP_N | Internal | Shoulder | B11 | 25 | 3001 | 2127.99 | 54.92 | 54.93 | 0.01 | 0
2015 | NE_2_SPP_N | NE | SPP_N | Internal | Shoulder | B12 | 200 | 3001 | 1196.62 | 40.6 | 40.62 | 0.01 | 0
2015 | NE_2_SPP_N | NE | SPP_N | Internal | Shoulder | B13 | 600 | 3001 | 1728.15 | 38.92 | 38.93 | 0.01 | 0
2015 | NE_2_SPP_N | NE | SPP_N | Internal | Shoulder | B14 | 900 | 3001 | 903.72 | 38.91 | 38.93 | 0.01 | 0
2015 | NE_2_SPP_N | NE | SPP_N | Internal | Shoulder | B15 | 1203 | 3001 | 852 | 37.6 | 37.62 | 0.01 | 0
2015 | NE_2_SPP_N | NE | SPP_N | Internal | Summer | B1 | 10 | 3001 | 2991.38 | 60.78 | 60.79 | 0.01 | 0
2015 | NE_2_SPP_N | NE | SPP_N | Internal | Summer | B2 | 25 | 3001 | 2851.47 | 59.76 | 59.77 | 0.01 | 0
2015 | NE_2_SPP_N | NE | SPP_N | Internal | Summer | B3 | 75 | 3001 | 2164.71 | 59.76 | 59.77 | 0.01 | 0
2015 | NE_2_SPP_N | NE | SPP_N | Internal | Summer | B4 | 100 | 3001 | 1411.17 | 55.56 | 55.57 | 0.01 | 0
2015 | NE_2_SPP_N | NE | SPP_N | Internal | Summer | B5 | 200 | 3001 | 2063.01 | 54.92 | 54.93 | 0.01 | 0
2015 | NE_2_SPP_N | NE | SPP_N | Internal | Summer | B6 | 300 | 3001 | 2690.09 | 50.72 | 50.74 | 0.01 | 0
2015 | NE_2_SPP_N | NE | SPP_N | Internal | Summer | B7 | 400 | 3001 | 2799.12 | 42.72 | 42.73 | 0.01 | 0
2015 | NE_2_SPP_N | NE | SPP_N | Internal | Summer | B8 | 500 | 3001 | 3001 | 37.24 | 37.98 | 0.01 | 0.73
2015 | NE_2_SPP_N | NE | SPP_N | Internal | Summer | B9 | 800 | 3001 | 2366.72 | 36.34 | 36.35 | 0.01 | 0
2015 | NE_2_SPP_N | NE | SPP_N | Internal | Summer | B10 | 1262 | 3001 | 2841.66 | 36.11 | 36.12 | 0.01 | 0
2015 | NE_2_SPP_N | NE | SPP_N | Internal | Winter | B16 | 25 | 3001 | 3001 | 48.53 | 48.57 | 0.01 | 0.02
2015 | NE_2_SPP_N | NE | SPP_N | Internal | Winter | B17 | 100 | 3001 | 1508.26 | 41.48 | 41.5 | 0.01 | 0
2015 | NE_2_SPP_N | NE | SPP_N | Internal | Winter | B18 | 400 | 3001 | 2537.38 | 40.08 | 40.09 | 0.01 | 0
2015 | NE_2_SPP_N | NE | SPP_N | Internal | Winter | B19 | 700 | 3001 | 1572.71 | 40.08 | 40.09 | 0.01 | 0
2015 | NE_2_SPP_N | NE | SPP_N | Internal | Winter | B20 | 935 | 3001 | 2436.02 | 39.11 | 39.12 | 0.01 | 0
2015 | NEISO_2_NYISO_A-F | NEISO | NYISO_A-F | Internal | Shoulder | B11 | 25 | 600 | 600 | 36.9 | 40.04 | 3 | 0.15
2015 | NEISO_2_NYISO_A-F | NEISO | NYISO_A-F | Internal | Shoulder | B12 | 200 | 600 | 0 | 36.9 | 39.87 | 3 | 0
2015 | NEISO_2_NYISO_A-F | NEISO | NYISO_A-F | Internal | Shoulder | B13 | 600 | 600 | 0 | 36.9 | 37.36 | 3 | 0
2015 | NEISO_2_NYISO_A-F | NEISO | NYISO_A-F | Internal | Shoulder | B14 | 900 | 600 | 0 | 36.9 | 37.36 | 3 | 0
2015 | NEISO_2_NYISO_A-F | NEISO | NYISO_A-F | Internal | Shoulder | B15 | 1203 | 600 | 0 | 36.9 | 37.36 | 3 | 0
2015 | NEISO_2_NYISO_A-F | NEISO | NYISO_A-F | Internal | Summer | B1 | 10 | 600 | 0 | 65.82 | 50.79 | 3 | 0
2015 | NEISO_2_NYISO_A-F | NEISO | NYISO_A-F | Internal | Summer | B2 | 25 | 600 | 0 | 53.84 | 50.79 | 3 | 0
2015 | NEISO_2_NYISO_A-F | NEISO | NYISO_A-F | Internal | Summer | B3 | 75 | 600 | 0 | 47.98 | 46.05 | 3 | 0
2015 | NEISO_2_NYISO_A-F | NEISO | NYISO_A-F | Internal | Summer | B4 | 100 | 600 | 357.85 | 39.53 | 42.53 | 3 | 0
2015 | NEISO_2_NYISO_A-F | NEISO | NYISO_A-F | Internal | Summer | B5 | 200 | 600 | 600 | 34.2 | 41.93 | 3 | 4.73
2015 | NEISO_2_NYISO_A-F | NEISO | NYISO_A-F | Internal | Summer | B6 | 300 | 600 | 600 | 34.2 | 38.8 | 3 | 1.6
2015 | NEISO_2_NYISO_A-F | NEISO | NYISO_A-F | Internal | Summer | B7 | 400 | 600 | 600 | 34.2 | 37.27 | 3 | 0.07
2015 | NEISO_2_NYISO_A-F | NEISO | NYISO_A-F | Internal | Summer | B8 | 500 | 600 | 0 | 34.2 | 37.19 | 3 | 0
2015 | NEISO_2_NYISO_A-F | NEISO | NYISO_A-F | Internal | Summer | B9 | 800 | 600 | 0 | 34.2 | 36.31 | 3 | 0
2015 | NEISO_2_NYISO_A-F | NEISO | NYISO_A-F | Internal | Summer | B10 | 1262 | 600 | 0 | 34.2 | 36.31 | 3 | 0
2015 | NEISO_2_NYISO_A-F | NEISO | NYISO_A-F | Internal | Winter | B16 | 25 | 600 | 0 | 45.29 | 42.55 | 3 | 0
2015 | NEISO_2_NYISO_A-F | NEISO | NYISO_A-F | Internal | Winter | B17 | 100 | 600 | 0 | 45.29 | 42.29 | 3 | 0
2015 | NEISO_2_NYISO_A-F | NEISO | NYISO_A-F | Internal | Winter | B18 | 400 | 600 | 0 | 45.29 | 42.29 | 3 | 0
2015 | NEISO_2_NYISO_A-F | NEISO | NYISO_A-F | Internal | Winter | B19 | 700 | 600 | 0 | 45.29 | 42.29 | 3 | 0
2015 | NEISO_2_NYISO_A-F | NEISO | NYISO_A-F | Internal | Winter | B20 | 935 | 600 | 0 | 45.29 | 42.29 | 3 | 0
2015 | NEISO_2_NYISO_G-I | NEISO | NYISO_G-I | Internal | Shoulder | B11 | 25 | 600 | 600 | 36.9 | 40.05 | 3 | 0.16
2015 | NEISO_2_NYISO_G-I | NEISO | NYISO_G-I | Internal | Shoulder | B12 | 200 | 600 | 0 | 36.9 | 39.89 | 3 | 0
2015 | NEISO_2_NYISO_G-I | NEISO | NYISO_G-I | Internal | Shoulder | B13 | 600 | 600 | 0 | 36.9 | 38.91 | 3 | 0
2015 | NEISO_2_NYISO_G-I | NEISO | NYISO_G-I | Internal | Shoulder | B14 | 900 | 600 | 0 | 36.9 | 37.97 | 3 | 0
2015 | NEISO_2_NYISO_G-I | NEISO | NYISO_G-I | Internal | Shoulder | B15 | 1203 | 600 | 0 | 36.9 | 37.37 | 3 | 0
2015 | NEISO_2_NYISO_G-I | NEISO | NYISO_G-I | Internal | Summer | B1 | 10 | 600 | 0 | 65.82 | 68.81 | 3 | 0
2015 | NEISO_2_NYISO_G-I | NEISO | NYISO_G-I | Internal | Summer | B2 | 25 | 600 | 0 | 53.84 | 56.82 | 3 | 0
2015 | NEISO_2_NYISO_G-I | NEISO | NYISO_G-I | Internal | Summer | B3 | 75 | 600 | 0 | 47.98 | 50.31 | 3 | 0
2015 | NEISO_2_NYISO_G-I | NEISO | NYISO_G-I | Internal | Summer | B4 | 100 | 600 | 600 | 39.53 | 49.5 | 3 | 6.97
2015 | NEISO_2_NYISO_G-I | NEISO | NYISO_G-I | Internal | Summer | B5 | 200 | 600 | 600 | 34.2 | 49.5 | 3 | 12.29
2015 | NEISO_2_NYISO_G-I | NEISO | NYISO_G-I | Internal | Summer | B6 | 300 | 600 | 600 | 34.2 | 38.82 | 3 | 1.61
2015 | NEISO_2_NYISO_G-I | NEISO | NYISO_G-I | Internal | Summer | B7 | 400 | 600 | 600 | 34.2 | 37.28 | 3 | 0.08
2015 | NEISO_2_NYISO_G-I | NEISO | NYISO_G-I | Internal | Summer | B8 | 500 | 600 | 277.35 | 34.2 | 37.2 | 3 | 0
2015 | NEISO_2_NYISO_G-I | NEISO | NYISO_G-I | Internal | Summer | B9 | 800 | 600 | 0 | 34.2 | 36.33 | 3 | 0
2015 | NEISO_2_NYISO_G-I | NEISO | NYISO_G-I | Internal | Summer | B10 | 1262 | 600 | 0 | 34.2 | 36.33 | 3 | 0
2015 | NEISO_2_NYISO_G-I | NEISO | NYISO_G-I | Internal | Winter | B16 | 25 | 600 | 600 | 45.29 | 51.19 | 3 | 2.9
2015 | NEISO_2_NYISO_G-I | NEISO | NYISO_G-I | Internal | Winter | B17 | 100 | 600 | 126.17 | 45.29 | 48.29 | 3 | 0
2015 | NEISO_2_NYISO_G-I | NEISO | NYISO_G-I | Internal | Winter | B18 | 400 | 600 | 0 | 45.29 | 48.28 | 3 | 0
2015 | NEISO_2_NYISO_G-I | NEISO | NYISO_G-I | Internal | Winter | B19 | 700 | 600 | 0 | 45.29 | 48.13 | 3 | 0
2015 | NEISO_2_NYISO_G-I | NEISO | NYISO_G-I | Internal | Winter | B20 | 935 | 600 | 0 | 45.29 | 44.31 | 3 | 0
2015 | NEISO_2_NYISO_J-K | NEISO | NYISO_J-K | Internal | Shoulder | B11 | 25 | 500 | 500 | 36.9 | 40.07 | 3 | 0.17
2015 | NEISO_2_NYISO_J-K | NEISO | NYISO_J-K | Internal | Shoulder | B12 | 200 | 500 | 424.04 | 36.9 | 39.9 | 3 | 0
2015 | NEISO_2_NYISO_J-K | NEISO | NYISO_J-K | Internal | Shoulder | B13 | 600 | 500 | 0 | 36.9 | 38.92 | 3 | 0
2015 | NEISO_2_NYISO_J-K | NEISO | NYISO_J-K | Internal | Shoulder | B14 | 900 | 500 | 0 | 36.9 | 37.98 | 3 | 0
2015 | NEISO_2_NYISO_J-K | NEISO | NYISO_J-K | Internal | Shoulder | B15 | 1203 | 500 | 0 | 36.9 | 37.38 | 3 | 0
2015 | NEISO_2_NYISO_J-K | NEISO | NYISO_J-K | Internal | Summer | B1 | 10 | 500 | 9.85 | 65.82 | 68.82 | 3 | 0
2015 | NEISO_2_NYISO_J-K | NEISO | NYISO_J-K | Internal | Summer | B2 | 25 | 500 | 118.16 | 53.84 | 56.84 | 3 | 0
2015 | NEISO_2_NYISO_J-K | NEISO | NYISO_J-K | Internal | Summer | B3 | 75 | 500 | 0 | 47.98 | 50.33 | 3 | 0
2015 | NEISO_2_NYISO_J-K | NEISO | NYISO_J-K | Internal | Summer | B4 | 100 | 500 | 500 | 39.53 | 49.51 | 3 | 6.98
2015 | NEISO_2_NYISO_J-K | NEISO | NYISO_J-K | Internal | Summer | B5 | 200 | 500 | 500 | 34.2 | 49.51 | 3 | 12.31
2015 | NEISO_2_NYISO_J-K | NEISO | NYISO_J-K | Internal | Summer | B6 | 300 | 500 | 500 | 34.2 | 38.83 | 3 | 1.63
2015 | NEISO_2_NYISO_J-K | NEISO | NYISO_J-K | Internal | Summer | B7 | 400 | 500 | 500 | 34.2 | 37.29 | 3 | 0.09
2015 | NEISO_2_NYISO_J-K | NEISO | NYISO_J-K | Internal | Summer | B8 | 500 | 500 | 500 | 34.2 | 37.21 | 3 | 0.01
2015 | NEISO_2_NYISO_J-K | NEISO | NYISO_J-K | Internal | Summer | B9 | 800 | 500 | 0 | 34.2 | 36.34 | 3 | 0
2015 | NEISO_2_NYISO_J-K | NEISO | NYISO_J-K | Internal | Summer | B10 | 1262 | 500 | 0 | 34.2 | 36.34 | 3 | 0
2015 | NEISO_2_NYISO_J-K | NEISO | NYISO_J-K | Internal | Winter | B16 | 25 | 500 | 500 | 45.29 | 51.21 | 3 | 2.91
2015 | NEISO_2_NYISO_J-K | NEISO | NYISO_J-K | Internal | Winter | B17 | 100 | 500 | 500 | 45.29 | 48.3 | 3 | 0.01
2015 | NEISO_2_NYISO_J-K | NEISO | NYISO_J-K | Internal | Winter | B18 | 400 | 500 | 465.66 | 45.29 | 48.29 | 3 | 0
2015 | NEISO_2_NYISO_J-K | NEISO | NYISO_J-K | Internal | Winter | B19 | 700 | 500 | 0 | 45.29 | 48.14 | 3 | 0
2015 | NEISO_2_NYISO_J-K | NEISO | NYISO_J-K | Internal | Winter | B20 | 935 | 500 | 0 | 45.29 | 44.32 | 3 | 0
2015 | NonRTO_Midwest_2_TVA_Transmission | NonRTO_Midwest | TVA_Transmission | Internal | Shoulder | B11 | 25 | 2400 | 0 | 55.9 | 54.03 | 8 | 0
2015 | NonRTO_Midwest_2_TVA_Transmission | NonRTO_Midwest | TVA_Transmission | Internal | Shoulder | B12 | 200 | 2400 | 0 | 48.6 | 44.39 | 8 | 0
2015 | NonRTO_Midwest_2_TVA_Transmission | NonRTO_Midwest | TVA_Transmission | Internal | Shoulder | B13 | 600 | 2400 | 0 | 45.66 | 42.25 | 8 | 0
2015 | NonRTO_Midwest_2_TVA_Transmission | NonRTO_Midwest | TVA_Transmission | Internal | Shoulder | B14 | 900 | 2400 | 0 | 35.78 | 40.81 | 8 | 0
2015 | NonRTO_Midwest_2_TVA_Transmission | NonRTO_Midwest | TVA_Transmission | Internal | Shoulder | B15 | 1203 | 2400 | 0 | 32.84 | 39.9 | 8 | 0
2015 | NonRTO_Midwest_2_TVA_Transmission | NonRTO_Midwest | TVA_Transmission | Internal | Summer | B1 | 10 | 2400 | 0 | 65.02 | 68.79 | 8 | 0
2015 | NonRTO_Midwest_2_TVA_Transmission | NonRTO_Midwest | TVA_Transmission | Internal | Summer | B2 | 25 | 2400 | 0 | 65.02 | 67.29 | 8 | 0
2015 | NonRTO_Midwest_2_TVA_Transmission | NonRTO_Midwest | TVA_Transmission | Internal | Summer | B3 | 75 | 2400 | 0 | 65.02 | 64.29 | 8 | 0
2015 | NonRTO_Midwest_2_TVA_Transmission | NonRTO_Midwest | TVA_Transmission | Internal | Summer | B4 | 100 | 2400 | 0 | 63.56 | 63.55 | 8 | 0
2015 | NonRTO_Midwest_2_TVA_Transmission | NonRTO_Midwest | TVA_Transmission | Internal | Summer | B5 | 200 | 2400 | 0 | 55.92 | 54.46 | 8 | 0
2015 | NonRTO_Midwest_2_TVA_Transmission | NonRTO_Midwest | TVA_Transmission | Internal | Summer | B6 | 300 | 2400 | 0 | 50.99 | 48.11 | 8 | 0
2015 | NonRTO_Midwest_2_TVA_Transmission | NonRTO_Midwest | TVA_Transmission | Internal | Summer | B7 | 400 | 2400 | 0 | 36 | 43.06 | 8 | 0
2015 | NonRTO_Midwest_2_TVA_Transmission | NonRTO_Midwest | TVA_Transmission | Internal | Summer | B8 | 500 | 2400 | 0 | 34.4 | 39.65 | 8 | 0
2015 | NonRTO_Midwest_2_TVA_Transmission | NonRTO_Midwest | TVA_Transmission | Internal | Summer | B9 | 800 | 2400 | 0 | 32.84 | 39.03 | 8 | 0
2015 | NonRTO_Midwest_2_TVA_Transmission | NonRTO_Midwest | TVA_Transmission | Internal | Summer | B10 | 1262 | 2400 | 0 | 31.99 | 36.42 | 8 | 0
2015 | NonRTO_Midwest_2_TVA_Transmission | NonRTO_Midwest | TVA_Transmission | Internal | Winter | B16 | 25 | 2400 | 0 | 56.55 | 56.54 | 8 | 0
2015 | NonRTO_Midwest_2_TVA_Transmission | NonRTO_Midwest | TVA_Transmission | Internal | Winter | B17 | 100 | 2400 | 0 | 52.1 | 47.27 | 8 | 0
2015 | NonRTO_Midwest_2_TVA_Transmission | NonRTO_Midwest | TVA_Transmission | Internal | Winter | B18 | 400 | 2400 | 0 | 46.53 | 42.98 | 8 | 0
2015 | NonRTO_Midwest_2_TVA_Transmission | NonRTO_Midwest | TVA_Transmission | Internal | Winter | B19 | 700 | 2400 | 0 | 36.23 | 41.16 | 8 | 0
2015 | NonRTO_Midwest_2_TVA_Transmission | NonRTO_Midwest | TVA_Transmission | Internal | Winter | B20 | 935 | 2400 | 0 | 32.85 | 39.55 | 8 | 0
2015 | NYISO_A-F_2_NEISO | NYISO_A-F | NEISO | Internal | Shoulder | B11 | 25 | 600 | 0 | 40.04 | 36.9 | 3 | 0
2015 | NYISO_A-F_2_NEISO | NYISO_A-F | NEISO | Internal | Shoulder | B12 | 200 | 600 | 0 | 39.87 | 36.9 | 3 | 0
2015 | NYISO_A-F_2_NEISO | NYISO_A-F | NEISO | Internal | Shoulder | B13 | 600 | 600 | 0 | 37.36 | 36.9 | 3 | 0
2015 | NYISO_A-F_2_NEISO | NYISO_A-F | NEISO | Internal | Shoulder | B14 | 900 | 600 | 0 | 37.36 | 36.9 | 3 | 0
2015 | NYISO_A-F_2_NEISO | NYISO_A-F | NEISO | Internal | Shoulder | B15 | 1203 | 600 | 0 | 37.36 | 36.9 | 3 | 0
2015 | NYISO_A-F_2_NEISO | NYISO_A-F | NEISO | Internal | Summer | B1 | 10 | 600 | 600 | 50.79 | 65.82 | 3 | 12.03
2015 | NYISO_A-F_2_NEISO | NYISO_A-F | NEISO | Internal | Summer | B2 | 25 | 600 | 600 | 50.79 | 53.84 | 3 | 0.04
2015 | NYISO_A-F_2_NEISO | NYISO_A-F | NEISO | Internal | Summer | B3 | 75 | 600 | 0 | 46.05 | 47.98 | 3 | 0
2015 | NYISO_A-F_2_NEISO | NYISO_A-F | NEISO | Internal | Summer | B4 | 100 | 600 | 0 | 42.53 | 39.53 | 3 | 0
2015 | NYISO_A-F_2_NEISO | NYISO_A-F | NEISO | Internal | Summer | B5 | 200 | 600 | 0 | 41.93 | 34.2 | 3 | 0
2015 | NYISO_A-F_2_NEISO | NYISO_A-F | NEISO | Internal | Summer | B6 | 300 | 600 | 0 | 38.8 | 34.2 | 3 | 0
2015 | NYISO_A-F_2_NEISO | NYISO_A-F | NEISO | Internal | Summer | B7 | 400 | 600 | 0 | 37.27 | 34.2 | 3 | 0
2015 | NYISO_A-F_2_NEISO | NYISO_A-F | NEISO | Internal | Summer | B8 | 500 | 600 | 0 | 37.19 | 34.2 | 3 | 0
2015 | NYISO_A-F_2_NEISO | NYISO_A-F | NEISO | Internal | Summer | B9 | 800 | 600 | 0 | 36.31 | 34.2 | 3 | 0
2015 | NYISO_A-F_2_NEISO | NYISO_A-F | NEISO | Internal | Summer | B10 | 1262 | 600 | 0 | 36.31 | 34.2 | 3 | 0
2015 | NYISO_A-F_2_NEISO | NYISO_A-F | NEISO | Internal | Winter | B16 | 25 | 600 | 0 | 42.55 | 45.29 | 3 | 0
2015 | NYISO_A-F_2_NEISO | NYISO_A-F | NEISO | Internal | Winter | B17 | 100 | 600 | 63.66 | 42.29 | 45.29 | 3 | 0
2015 | NYISO_A-F_2_NEISO | NYISO_A-F | NEISO | Internal | Winter | B18 | 400 | 600 | 179.45 | 42.29 | 45.29 | 3 | 0
2015 | NYISO_A-F_2_NEISO | NYISO_A-F | NEISO | Internal | Winter | B19 | 700 | 600 | 292.36 | 42.29 | 45.29 | 3 | 0
2015 | NYISO_A-F_2_NEISO | NYISO_A-F | NEISO | Internal | Winter | B20 | 935 | 600 | 138.15 | 42.29 | 45.29 | 3 | 0
2015 | NYISO_A-F_2_NYISO_G-I | NYISO_A-F | NYISO_G-I | Internal | Shoulder | B11 | 25 | 4757 | 4707.61 | 40.04 | 40.05 | 0.01 | 0
2015 | NYISO_A-F_2_NYISO_G-I | NYISO_A-F | NYISO_G-I | Internal | Shoulder | B12 | 200 | 4757 | 4619.65 | 39.87 | 39.89 | 0.01 | 0
2015 | NYISO_A-F_2_NYISO_G-I | NYISO_A-F | NYISO_G-I | Internal | Shoulder | B13 | 600 | 4757 | 4757 | 37.36 | 38.91 | 0.01 | 1.54
2015 | NYISO_A-F_2_NYISO_G-I | NYISO_A-F | NYISO_G-I | Internal | Shoulder | B14 | 900 | 4757 | 4757 | 37.36 | 37.97 | 0.01 | 0.6
2015 | NYISO_A-F_2_NYISO_G-I | NYISO_A-F | NYISO_G-I | Internal | Shoulder | B15 | 1203 | 4757 | 4720.1 | 37.36 | 37.37 | 0.01 | 0
2015 | NYISO_A-F_2_NYISO_G-I | NYISO_A-F | NYISO_G-I | Internal | Summer | B1 | 10 | 4757 | 4757 | 50.79 | 68.81 | 0.01 | 18.01
2015 | NYISO_A-F_2_NYISO_G-I | NYISO_A-F | NYISO_G-I | Internal | Summer | B2 | 25 | 4757 | 4757 | 50.79 | 56.82 | 0.01 | 6.02
2015 | NYISO_A-F_2_NYISO_G-I | NYISO_A-F | NYISO_G-I | Internal | Summer | B3 | 75 | 4757 | 4757 | 46.05 | 50.31 | 0.01 | 4.25
2015 | NYISO_A-F_2_NYISO_G-I | NYISO_A-F | NYISO_G-I | Internal | Summer | B4 | 100 | 4757 | 4757 | 42.53 | 49.5 | 0.01 | 6.96
2015 | NYISO_A-F_2_NYISO_G-I | NYISO_A-F | NYISO_G-I | Internal | Summer | B5 | 200 | 4757 | 4757 | 41.93 | 49.5 | 0.01 | 7.56
2015 | NYISO_A-F_2_NYISO_G-I | NYISO_A-F | NYISO_G-I | Internal | Summer | B6 | 300 | 4757 | 4612.85 | 38.8 | 38.82 | 0.01 | 0
2015 | NYISO_A-F_2_NYISO_G-I | NYISO_A-F | NYISO_G-I | Internal | Summer | B7 | 400 | 4757 | 4548.7 | 37.27 | 37.28 | 0.01 | 0
2015 | NYISO_A-F_2_NYISO_G-I | NYISO_A-F | NYISO_G-I | Internal | Summer | B8 | 500 | 4757 | 4345.74 | 37.19 | 37.2 | 0.01 | 0
2015 | NYISO_A-F_2_NYISO_G-I | NYISO_A-F | NYISO_G-I | Internal | Summer | B9 | 800 | 4757 | 4358.99 | 36.31 | 36.33 | 0.01 | 0
2015 | NYISO_A-F_2_NYISO_G-I | NYISO_A-F | NYISO_G-I | Internal | Summer | B10 | 1262 | 4757 | 2764.84 | 36.31 | 36.33 | 0.01 | 0
2015 | NYISO_A-F_2_NYISO_G-I | NYISO_A-F | NYISO_G-I | Internal | Winter | B16 | 25 | 4757 | 4757 | 42.55 | 51.19 | 0.01 | 8.63
2015 | NYISO_A-F_2_NYISO_G-I | NYISO_A-F | NYISO_G-I | Internal | Winter | B17 | 100 | 4757 | 4757 | 42.29 | 48.29 | 0.01 | 5.99
2015 | NYISO_A-F_2_NYISO_G-I | NYISO_A-F | NYISO_G-I | Internal | Winter | B18 | 400 | 4757 | 4757 | 42.29 | 48.28 | 0.01 | 5.98
2015 | NYISO_A-F_2_NYISO_G-I | NYISO_A-F | NYISO_G-I | Internal | Winter | B19 | 700 | 4757 | 4757 | 42.29 | 48.13 | 0.01 | 5.82
2015 | NYISO_A-F_2_NYISO_G-I | NYISO_A-F | NYISO_G-I | Internal | Winter | B20 | 935 | 4757 | 4757 | 42.29 | 44.31 | 0.01 | 2.01
2015 | NYISO_A-F_2_PJM_ROM | NYISO_A-F | PJM_ROM | Internal | Shoulder | B11 | 25 | 1000 | 845.09 | 40.04 | 48.04 | 8 | 0
2015 | NYISO_A-F_2_PJM_ROM | NYISO_A-F | PJM_ROM | Internal | Shoulder | B12 | 200 | 1000 | 0 | 39.87 | 42.62 | 8 | 0
2015 | NYISO_A-F_2_PJM_ROM | NYISO_A-F | PJM_ROM | Internal | Shoulder | B13 | 600 | 1000 | 0 | 37.36 | 39.67 | 8 | 0
2015 | NYISO_A-F_2_PJM_ROM | NYISO_A-F | PJM_ROM | Internal | Shoulder | B14 | 900 | 1000 | 0 | 37.36 | 39.18 | 8 | 0
2015 | NYISO_A-F_2_PJM_ROM | NYISO_A-F | PJM_ROM | Internal | Shoulder | B15 | 1203 | 1000 | 0 | 37.36 | 36.43 | 8 | 0
2015 | NYISO_A-F_2_PJM_ROM | NYISO_A-F | PJM_ROM | Internal | Summer | B1 | 10 | 1000 | 1000 | 50.79 | 62.8 | 8 | 4.01
2015 | NYISO_A-F_2_PJM_ROM | NYISO_A-F | PJM_ROM | Internal | Summer | B2 | 25 | 1000 | 1000 | 50.79 | 61.3 | 8 | 2.51
2015 | NYISO_A-F_2_PJM_ROM | NYISO_A-F | PJM_ROM | Internal | Summer | B3 | 75 | 1000 | 1000 | 46.05 | 58.3 | 8 | 4.25
2015 | NYISO_A-F_2_PJM_ROM | NYISO_A-F | PJM_ROM | Internal | Summer | B4 | 100 | 1000 | 1000 | 42.53 | 57.54 | 8 | 7.01
2015 | NYISO_A-F_2_PJM_ROM | NYISO_A-F | PJM_ROM | Internal | Summer | B5 | 200 | 1000 | 697.75 | 41.93 | 49.93 | 8 | 0
2015 | NYISO_A-F_2_PJM_ROM | NYISO_A-F | PJM_ROM | Internal | Summer | B6 | 300 | 1000 | 0 | 38.8 | 45 | 8 | 0
2015 | NYISO_A-F_2_PJM_ROM | NYISO_A-F | PJM_ROM | Internal | Summer | B7 | 400 | 1000 | 0 | 37.27 | 37.74 | 8 | 0
2015 | NYISO_A-F_2_PJM_ROM | NYISO_A-F | PJM_ROM | Internal | Summer | B8 | 500 | 1000 | 0 | 37.19 | 37.2 | 8 | 0
2015 | NYISO_A-F_2_PJM_ROM | NYISO_A-F | PJM_ROM | Internal | Summer | B9 | 800 | 1000 | 0 | 36.31 | 35.18 | 8 | 0
2015 | NYISO_A-F_2_PJM_ROM | NYISO_A-F | PJM_ROM | Internal | Summer | B10 | 1262 | 1000 | 0 | 36.31 | 34.55 | 8 | 0
2015 | NYISO_A-F_2_PJM_ROM | NYISO_A-F | PJM_ROM | Internal | Winter | B16 | 25 | 1000 | 683.61 | 42.55 | 50.55 | 8 | 0
2015 | NYISO_A-F_2_PJM_ROM | NYISO_A-F | PJM_ROM | Internal | Winter | B17 | 100 | 1000 | 0 | 42.29 | 46.1 | 8 | 0
2015 | NYISO_A-F_2_PJM_ROM | NYISO_A-F | PJM_ROM | Internal | Winter | B18 | 400 | 1000 | 0 | 42.29 | 44.02 | 8 | 0
2015 | NYISO_A-F_2_PJM_ROM | NYISO_A-F | PJM_ROM | Internal | Winter | B19 | 700 | 1000 | 0 | 42.29 | 42.12 | 8 | 0
2015 | NYISO_A-F_2_PJM_ROM | NYISO_A-F | PJM_ROM | Internal | Winter | B20 | 935 | 1000 | 0 | 42.29 | 36.72 | 8 | 0
2015 | NYISO_G-I_2_NEISO | NYISO_G-I | NEISO | Internal | Shoulder | B11 | 25 | 600 | 0 | 40.05 | 36.9 | 3 | 0
2015 | NYISO_G-I_2_NEISO | NYISO_G-I | NEISO | Internal | Shoulder | B12 | 200 | 600 | 0 | 39.89 | 36.9 | 3 | 0
2015 | NYISO_G-I_2_NEISO | NYISO_G-I | NEISO | Internal | Shoulder | B13 | 600 | 600 | 0 | 38.91 | 36.9 | 3 | 0
2015 | NYISO_G-I_2_NEISO | NYISO_G-I | NEISO | Internal | Shoulder | B14 | 900 | 600 | 0 | 37.97 | 36.9 | 3 | 0
2015 | NYISO_G-I_2_NEISO | NYISO_G-I | NEISO | Internal | Shoulder | B15 | 1203 | 600 | 0 | 37.37 | 36.9 | 3 | 0
2015 | NYISO_G-I_2_NEISO | NYISO_G-I | NEISO | Internal | Summer | B1 | 10 | 600 | 0 | 68.81 | 65.82 | 3 | 0
2015 | NYISO_G-I_2_NEISO | NYISO_G-I | NEISO | Internal | Summer | B2 | 25 | 600 | 0 | 56.82 | 53.84 | 3 | 0
2015 | NYISO_G-I_2_NEISO | NYISO_G-I | NEISO | Internal | Summer | B3 | 75 | 600 | 0 | 50.31 | 47.98 | 3 | 0
2015 | NYISO_G-I_2_NEISO | NYISO_G-I | NEISO | Internal | Summer | B4 | 100 | 600 | 0 | 49.5 | 39.53 | 3 | 0
2015 | NYISO_G-I_2_NEISO | NYISO_G-I | NEISO | Internal | Summer | B5 | 200 | 600 | 0 | 49.5 | 34.2 | 3 | 0
2015 | NYISO_G-I_2_NEISO | NYISO_G-I | NEISO | Internal | Summer | B6 | 300 | 600 | 0 | 38.82 | 34.2 | 3 | 0
2015 | NYISO_G-I_2_NEISO | NYISO_G-I | NEISO | Internal | Summer | B7 | 400 | 600 | 0 | 37.28 | 34.2 | 3 | 0
2015 | NYISO_G-I_2_NEISO | NYISO_G-I | NEISO | Internal | Summer | B8 | 500 | 600 | 0 | 37.2 | 34.2 | 3 | 0
2015 | NYISO_G-I_2_NEISO | NYISO_G-I | NEISO | Internal | Summer | B9 | 800 | 600 | 0 | 36.33 | 34.2 | 3 | 0
2015 | NYISO_G-I_2_NEISO | NYISO_G-I | NEISO | Internal | Summer | B10 | 1262 | 600 | 0 | 36.33 | 34.2 | 3 | 0
2015 | NYISO_G-I_2_NEISO | NYISO_G-I | NEISO | Internal | Winter | B16 | 25 | 600 | 0 | 51.19 | 45.29 | 3 | 0
2015 | NYISO_G-I_2_NEISO | NYISO_G-I | NEISO | Internal | Winter | B17 | 100 | 600 | 0 | 48.29 | 45.29 | 3 | 0
2015 | NYISO_G-I_2_NEISO | NYISO_G-I | NEISO | Internal | Winter | B18 | 400 | 600 | 0 | 48.28 | 45.29 | 3 | 0
2015 | NYISO_G-I_2_NEISO | NYISO_G-I | NEISO | Internal | Winter | B19 | 700 | 600 | 0 | 48.13 | 45.29 | 3 | 0
2015 | NYISO_G-I_2_NEISO | NYISO_G-I | NEISO | Internal | Winter | B20 | 935 | 600 | 0 | 44.31 | 45.29 | 3 | 0
2015 | NYISO_G-I_2_NYISO_A-F | NYISO_G-I | NYISO_A-F | Internal | Shoulder | B11 | 25 | 2506 | 0 | 40.05 | 40.04 | 0.01 | 0
2015 | NYISO_G-I_2_NYISO_A-F | NYISO_G-I | NYISO_A-F | Internal | Shoulder | B12 | 200 | 2506 | 0 | 39.89 | 39.87 | 0.01 | 0
2015 | NYISO_G-I_2_NYISO_A-F | NYISO_G-I | NYISO_A-F | Internal | Shoulder | B13 | 600 | 2506 | 0 | 38.91 | 37.36 | 0.01 | 0
2015 | NYISO_G-I_2_NYISO_A-F | NYISO_G-I | NYISO_A-F | Internal | Shoulder | B14 | 900 | 2506 | 0 | 37.97 | 37.36 | 0.01 | 0
2015 | NYISO_G-I_2_NYISO_A-F | NYISO_G-I | NYISO_A-F | Internal | Shoulder | B15 | 1203 | 2506 | 0 | 37.37 | 37.36 | 0.01 | 0
2015 | NYISO_G-I_2_NYISO_A-F | NYISO_G-I | NYISO_A-F | Internal | Summer | B1 | 10 | 2506 | 0 | 68.81 | 50.79 | 0.01 | 0
2015 | NYISO_G-I_2_NYISO_A-F | NYISO_G-I | NYISO_A-F | Internal | Summer | B2 | 25 | 2506 | 0 | 56.82 | 50.79 | 0.01 | 0
2015 | NYISO_G-I_2_NYISO_A-F | NYISO_G-I | NYISO_A-F | Internal | Summer | B3 | 75 | 2506 | 0 | 50.31 | 46.05 | 0.01 | 0
2015 | NYISO_G-I_2_NYISO_A-F | NYISO_G-I | NYISO_A-F | Internal | Summer | B4 | 100 | 2506 | 0 | 49.5 | 42.53 | 0.01 | 0
2015 | NYISO_G-I_2_NYISO_A-F | NYISO_G-I | NYISO_A-F | Internal | Summer | B5 | 200 | 2506 | 0 | 49.5 | 41.93 | 0.01 | 0
2015 | NYISO_G-I_2_NYISO_A-F | NYISO_G-I | NYISO_A-F | Internal | Summer | B6 | 300 | 2506 | 0 | 38.82 | 38.8 | 0.01 | 0
2015 | NYISO_G-I_2_NYISO_A-F | NYISO_G-I | NYISO_A-F | Internal | Summer | B7 | 400 | 2506 | 0 | 37.28 | 37.27 | 0.01 | 0
2015 | NYISO_G-I_2_NYISO_A-F | NYISO_G-I | NYISO_A-F | Internal | Summer | B8 | 500 | 2506 | 0 | 37.2 | 37.19 | 0.01 | 0
2015 | NYISO_G-I_2_NYISO_A-F | NYISO_G-I | NYISO_A-F | Internal | Summer | B9 | 800 | 2506 | 0 | 36.33 | 36.31 | 0.01 | 0
2015 | NYISO_G-I_2_NYISO_A-F | NYISO_G-I | NYISO_A-F | Internal | Summer | B10 | 1262 | 2506 | 0 | 36.33 | 36.31 | 0.01 | 0
2015 | NYISO_G-I_2_NYISO_A-F | NYISO_G-I | NYISO_A-F | Internal | Winter | B16 | 25 | 2506 | 0 | 51.19 | 42.55 | 0.01 | 0
2015 | NYISO_G-I_2_NYISO_A-F | NYISO_G-I | NYISO_A-F | Internal | Winter | B17 | 100 | 2506 | 0 | 48.29 | 42.29 | 0.01 | 0
2015 | NYISO_G-I_2_NYISO_A-F | NYISO_G-I | NYISO_A-F | Internal | Winter | B18 | 400 | 2506 | 0 | 48.28 | 42.29 | 0.01 | 0
2015 | NYISO_G-I_2_NYISO_A-F | NYISO_G-I | NYISO_A-F | Internal | Winter | B19 | 700 | 2506 | 0 | 48.13 | 42.29 | 0.01 | 0
2015 | NYISO_G-I_2_NYISO_A-F | NYISO_G-I | NYISO_A-F | Internal | Winter | B20 | 935 | 2506 | 0 | 44.31 | 42.29 | 0.01 | 0
2015 | NYISO_G-I_2_NYISO_J-K | NYISO_G-I | NYISO_J-K | Internal | Shoulder | B11 | 25 | 6188 | 5383.02 | 40.05 | 40.07 | 0.01 | 0
2015 | NYISO_G-I_2_NYISO_J-K | NYISO_G-I | NYISO_J-K | Internal | Shoulder | B12 | 200 | 6188 | 4762.33 | 39.89 | 39.9 | 0.01 | 0
2015 | NYISO_G-I_2_NYISO_J-K | NYISO_G-I | NYISO_J-K | Internal | Shoulder | B13 | 600 | 6188 | 4916.43 | 38.91 | 38.92 | 0.01 | 0
2015 | NYISO_G-I_2_NYISO_J-K | NYISO_G-I | NYISO_J-K | Internal | Shoulder | B14 | 900 | 6188 | 4329.45 | 37.97 | 37.98 | 0.01 | 0
2015 | NYISO_G-I_2_NYISO_J-K | NYISO_G-I | NYISO_J-K | Internal | Shoulder | B15 | 1203 | 6188 | 4705.96 | 37.37 | 37.38 | 0.01 | 0
2015 | NYISO_G-I_2_NYISO_J-K | NYISO_G-I | NYISO_J-K | Internal | Summer | B1 | 10 | 6188 | 4442.49 | 68.81 | 68.82 | 0.01 | 0
2015 | NYISO_G-I_2_NYISO_J-K | NYISO_G-I | NYISO_J-K | Internal | Summer | B2 | 25 | 6188 | 4218.77 | 56.82 | 56.84 | 0.01 | 0
2015 | NYISO_G-I_2_NYISO_J-K | NYISO_G-I | NYISO_J-K | Internal | Summer | B3 | 75 | 6188 | 4519.49 | 50.31 | 50.33 | 0.01 | 0
2015 | NYISO_G-I_2_NYISO_J-K | NYISO_G-I | NYISO_J-K | Internal | Summer | B4 | 100 | 6188 | 3979.69 | 49.5 | 49.51 | 0.01 | 0
2015 | NYISO_G-I_2_NYISO_J-K | NYISO_G-I | NYISO_J-K | Internal | Summer | B5 | 200 | 6188 | 5612.92 | 49.5 | 49.51 | 0.01 | 0
2015 | NYISO_G-I_2_NYISO_J-K | NYISO_G-I | NYISO_J-K | Internal | Summer | B6 | 300 | 6188 | 5642.35 | 38.82 | 38.83 | 0.01 | 0
2015 | NYISO_G-I_2_NYISO_J-K | NYISO_G-I | NYISO_J-K | Internal | Summer | B7 | 400 | 6188 | 5769.79 | 37.28 | 37.29 | 0.01 | 0
2015 | NYISO_G-I_2_NYISO_J-K | NYISO_G-I | NYISO_J-K | Internal | Summer | B8 | 500 | 6188 | 5396.57 | 37.2 | 37.21 | 0.01 | 0
2015 | NYISO_G-I_2_NYISO_J-K | NYISO_G-I | NYISO_J-K | Internal | Summer | B9 | 800 | 6188 | 5053.81 | 36.33 | 36.34 | 0.01 | 0
2015 | NYISO_G-I_2_NYISO_J-K | NYISO_G-I | NYISO_J-K | Internal | Summer | B10 | 1262 | 6188 | 3348.28 | 36.33 | 36.34 | 0.01 | 0
2015 | NYISO_G-I_2_NYISO_J-K | NYISO_G-I | NYISO_J-K | Internal | Winter | B16 | 25 | 6188 | 5955.5 | 51.19 | 51.21 | 0.01 | 0
2015 | NYISO_G-I_2_NYISO_J-K | NYISO_G-I | NYISO_J-K | Internal | Winter | B17 | 100 | 6188 | 5593.84 | 48.29 | 48.3 | 0.01 | 0
2015 | NYISO_G-I_2_NYISO_J-K | NYISO_G-I | NYISO_J-K | Internal | Winter | B18 | 400 | 6188 | 5539.24 | 48.28 | 48.29 | 0.01 | 0
2015 | NYISO_G-I_2_NYISO_J-K | NYISO_G-I | NYISO_J-K | Internal | Winter | B19 | 700 | 6188 | 6017.55 | 48.13 | 48.14 | 0.01 | 0
2015 | NYISO_G-I_2_NYISO_J-K | NYISO_G-I | NYISO_J-K | Internal | Winter | B20 | 935 | 6188 | 5535.41 | 44.31 | 44.32 | 0.01 | 0
2015 | NYISO_G-I_2_PJM_E | NYISO_G-I | PJM_E | Internal | Shoulder | B11 | 25 | 1500 | 0 | 40.05 | 48.03 | 8 | 0
2015 | NYISO_G-I_2_PJM_E | NYISO_G-I | PJM_E | Internal | Shoulder | B12 | 200 | 1500 | 0 | 39.89 | 42.63 | 8 | 0
2015 | NYISO_G-I_2_PJM_E | NYISO_G-I | PJM_E | Internal | Shoulder | B13 | 600 | 1500 | 0 | 38.91 | 39.68 | 8 | 0
2015 | NYISO_G-I_2_PJM_E | NYISO_G-I | PJM_E | Internal | Shoulder | B14 | 900 | 1500 | 0 | 37.97 | 39.19 | 8 | 0
2015 | NYISO_G-I_2_PJM_E | NYISO_G-I | PJM_E | Internal | Shoulder | B15 | 1203 | 1500 | 0 | 37.37 | 36.44 | 8 | 0
2015 | NYISO_G-I_2_PJM_E | NYISO_G-I | PJM_E | Internal | Summer | B1 | 10 | 1500 | 0 | 68.81 | 62.81 | 8 | 0
2015 | NYISO_G-I_2_PJM_E | NYISO_G-I | PJM_E | Internal | Summer | B2 | 25 | 1500 | 0 | 56.82 | 61.31 | 8 | 0
2015 | NYISO_G-I_2_PJM_E | NYISO_G-I | PJM_E | Internal | Summer | B3 | 75 | 1500 | 96.18 | 50.31 | 58.31 | 8 | 0
2015 | NYISO_G-I_2_PJM_E | NYISO_G-I | PJM_E | Internal | Summer | B4 | 100 | 1500 | 1500 | 49.5 | 57.55 | 8 | 0.05
2015 | NYISO_G-I_2_PJM_E | NYISO_G-I | PJM_E | Internal | Summer | B5 | 200 | 1500 | 0 | 49.5 | 49.94 | 8 | 0
2015 | NYISO_G-I_2_PJM_E | NYISO_G-I | PJM_E | Internal | Summer | B6 | 300 | 1500 | 0 | 38.82 | 45.01 | 8 | 0
2015 | NYISO_G-I_2_PJM_E | NYISO_G-I | PJM_E | Internal | Summer | B7 | 400 | 1500 | 0 | 37.28 | 37.76 | 8 | 0
2015 | NYISO_G-I_2_PJM_E | NYISO_G-I | PJM_E | Internal | Summer | B8 | 500 | 1500 | 0 | 37.2 | 37.21 | 8 | 0
2015 | NYISO_G-I_2_PJM_E | NYISO_G-I | PJM_E | Internal | Summer | B9 | 800 | 1500 | 0 | 36.33 | 35.2 | 8 | 0
2015 | NYISO_G-I_2_PJM_E | NYISO_G-I | PJM_E | Internal | Summer | B10 | 1262 | 1500 | 0 | 36.33 | 34.56 | 8 | 0
2015 | NYISO_G-I_2_PJM_E | NYISO_G-I | PJM_E | Internal | Winter | B16 | 25 | 1500 | 0 | 51.19 | 50.57 | 8 | 0
2015 | NYISO_G-I_2_PJM_E | NYISO_G-I | PJM_E | Internal | Winter | B17 | 100 | 1500 | 0 | 48.29 | 46.11 | 8 | 0
2015 | NYISO_G-I_2_PJM_E | NYISO_G-I | PJM_E | Internal | Winter | B18 | 400 | 1500 | 0 | 48.28 | 44.03 | 8 | 0
2015 | NYISO_G-I_2_PJM_E | NYISO_G-I | PJM_E | Internal | Winter | B19 | 700 | 1500 | 0 | 48.13 | 42.13 | 8 | 0
2015 | NYISO_G-I_2_PJM_E | NYISO_G-I | PJM_E | Internal | Winter | B20 | 935 | 1500 | 0 | 44.31 | 36.73 | 8 | 0
2015 | NYISO_J-K_2_NEISO | NYISO_J-K | NEISO | Internal | Shoulder | B11 | 25 | 70 | 0 | 40.07 | 36.9 | 3 | 0
2015 | NYISO_J-K_2_NEISO | NYISO_J-K | NEISO | Internal | Shoulder | B12 | 200 | 70 | 0 | 39.9 | 36.9 | 3 | 0
2015 | NYISO_J-K_2_NEISO | NYISO_J-K | NEISO | Internal | Shoulder | B13 | 600 | 70 | 0 | 38.92 | 36.9 | 3 | 0
2015 | NYISO_J-K_2_NEISO | NYISO_J-K | NEISO | Internal | Shoulder | B14 | 900 | 70 | 0 | 37.98 | 36.9 | 3 | 0
2015 | NYISO_J-K_2_NEISO | NYISO_J-K | NEISO | Internal | Shoulder | B15 | 1203 | 70 | 0 | 37.38 | 36.9 | 3 | 0
2015 | NYISO_J-K_2_NEISO | NYISO_J-K | NEISO | Internal | Summer | B1 | 10 | 70 | 0 | 68.82 | 65.82 | 3 | 0
2015 | NYISO_J-K_2_NEISO | NYISO_J-K | NEISO | Internal | Summer | B2 | 25 | 70 | 0 | 56.84 | 53.84 | 3 | 0
2015 | NYISO_J-K_2_NEISO | NYISO_J-K | NEISO | Internal | Summer | B3 | 75 | 70 | 0 | 50.33 | 47.98 | 3 | 0
2015 | NYISO_J-K_2_NEISO | NYISO_J-K | NEISO | Internal | Summer | B4 | 100 | 70 | 0 | 49.51 | 39.53 | 3 | 0
2015 | NYISO_J-K_2_NEISO | NYISO_J-K | NEISO | Internal | Summer | B5 | 200 | 70 | 0 | 49.51 | 34.2 | 3 | 0
2015 | NYISO_J-K_2_NEISO | NYISO_J-K | NEISO | Internal | Summer | B6 | 300 | 70 | 0 | 38.83 | 34.2 | 3 | 0
2015 | NYISO_J-K_2_NEISO | NYISO_J-K | NEISO | Internal | Summer | B7 | 400 | 70 | 0 | 37.29 | 34.2 | 3 | 0
2015 | NYISO_J-K_2_NEISO | NYISO_J-K | NEISO | Internal | Summer | B8 | 500 | 70 | 0 | 37.21 | 34.2 | 3 | 0
2015 | NYISO_J-K_2_NEISO | NYISO_J-K | NEISO | Internal | Summer | B9 | 800 | 70 | 0 | 36.34 | 34.2 | 3 | 0
2015 | NYISO_J-K_2_NEISO | NYISO_J-K | NEISO | Internal | Summer | B10 | 1262 | 70 | 0 | 36.34 | 34.2 | 3 | 0
2015 | NYISO_J-K_2_NEISO | NYISO_J-K | NEISO | Internal | Winter | B16 | 25 | 70 | 0 | 51.21 | 45.29 | 3 | 0
2015 | NYISO_J-K_2_NEISO | NYISO_J-K | NEISO | Internal | Winter | B17 | 100 | 70 | 0 | 48.3 | 45.29 | 3 | 0
2015 | NYISO_J-K_2_NEISO | NYISO_J-K | NEISO | Internal | Winter | B18 | 400 | 70 | 0 | 48.29 | 45.29 | 3 | 0
2015 | NYISO_J-K_2_NEISO | NYISO_J-K | NEISO | Internal | Winter | B19 | 700 | 70 | 0 | 48.14 | 45.29 | 3 | 0
2015 | NYISO_J-K_2_NEISO | NYISO_J-K | NEISO | Internal | Winter | B20 | 935 | 70 | 0 | 44.32 | 45.29 | 3 | 0
2015 | NYISO_J-K_2_NYISO_G-I | NYISO_J-K | NYISO_G-I | Internal | Shoulder | B11 | 25 | 2057 | 0 | 40.07 | 40.05 | 0.01 | 0
2015 | NYISO_J-K_2_NYISO_G-I | NYISO_J-K | NYISO_G-I | Internal | Shoulder | B12 | 200 | 2057 | 0 | 39.9 | 39.89 | 0.01 | 0
2015 | NYISO_J-K_2_NYISO_G-I | NYISO_J-K | NYISO_G-I | Internal | Shoulder | B13 | 600 | 2057 | 0 | 38.92 | 38.91 | 0.01 | 0
2015 | NYISO_J-K_2_NYISO_G-I | NYISO_J-K | NYISO_G-I | Internal | Shoulder | B14 | 900 | 2057 | 0 | 37.98 | 37.97 | 0.01 | 0
2015 | NYISO_J-K_2_NYISO_G-I | NYISO_J-K | NYISO_G-I | Internal | Shoulder | B15 | 1203 | 2057 | 0 | 37.38 | 37.37 | 0.01 | 0
2015 | NYISO_J-K_2_NYISO_G-I | NYISO_J-K | NYISO_G-I | Internal | Summer | B1 | 10 | 2057 | 0 | 68.82 | 68.81 | 0.01 | 0
2015 | NYISO_J-K_2_NYISO_G-I | NYISO_J-K | NYISO_G-I | Internal | Summer | B2 | 25 | 2057 | 0 | 56.84 | 56.82 | 0.01 | 0
2015 | NYISO_J-K_2_NYISO_G-I | NYISO_J-K | NYISO_G-I | Internal | Summer | B3 | 75 | 2057 | 0 | 50.33 | 50.31 | 0.01 | 0
2015 | NYISO_J-K_2_NYISO_G-I | NYISO_J-K | NYISO_G-I | Internal | Summer | B4 | 100 | 2057 | 0 | 49.51 | 49.5 | 0.01 | 0
2015 | NYISO_J-K_2_NYISO_G-I | NYISO_J-K | NYISO_G-I | Internal | Summer | B5 | 200 | 2057 | 0 | 49.51 | 49.5 | 0.01 | 0
2015 | NYISO_J-K_2_NYISO_G-I | NYISO_J-K | NYISO_G-I | Internal | Summer | B6 | 300 | 2057 | 0 | 38.83 | 38.82 | 0.01 | 0
2015 | NYISO_J-K_2_NYISO_G-I | NYISO_J-K | NYISO_G-I | Internal | Summer | B7 | 400 | 2057 | 0 | 37.29 | 37.28 | 0.01 | 0
2015 | NYISO_J-K_2_NYISO_G-I | NYISO_J-K | NYISO_G-I | Internal | Summer | B8 | 500 | 2057 | 0 | 37.21 | 37.2 | 0.01 | 0
2015 | NYISO_J-K_2_NYISO_G-I | NYISO_J-K | NYISO_G-I | Internal | Summer | B9 | 800 | 2057 | 0 | 36.34 | 36.33 | 0.01 | 0
2015 | NYISO_J-K_2_NYISO_G-I | NYISO_J-K | NYISO_G-I | Internal | Summer | B10 | 1262 | 2057 | 0 | 36.34 | 36.33 | 0.01 | 0
2015 | NYISO_J-K_2_NYISO_G-I | NYISO_J-K | NYISO_G-I | Internal | Winter | B16 | 25 | 2057 | 0 | 51.21 | 51.19 | 0.01 | 0
2015 | NYISO_J-K_2_NYISO_G-I | NYISO_J-K | NYISO_G-I | Internal | Winter | B17 | 100 | 2057 | 0 | 48.3 | 48.29 | 0.01 | 0
2015 | NYISO_J-K_2_NYISO_G-I | NYISO_J-K | NYISO_G-I | Internal | Winter | B18 | 400 | 2057 | 0 | 48.29 | 48.28 | 0.01 | 0
2015 | NYISO_J-K_2_NYISO_G-I | NYISO_J-K | NYISO_G-I | Internal | Winter | B19 | 700 | 2057 | 0 | 48.14 | 48.13 | 0.01 | 0
2015 | NYISO_J-K_2_NYISO_G-I | NYISO_J-K | NYISO_G-I | Internal | Winter | B20 | 935 | 2057 | 0 | 44.32 | 44.31 | 0.01 | 0
2015 | NYISO_J-K_2_PJM_E | NYISO_J-K | PJM_E | Internal | Shoulder | B11 | 25 | 330 | 0 | 40.07 | 48.03 | 8 | 0
2015 | NYISO_J-K_2_PJM_E | NYISO_J-K | PJM_E | Internal | Shoulder | B12 | 200 | 330 | 0 | 39.9 | 42.63 | 8 | 0
2015 | NYISO_J-K_2_PJM_E | NYISO_J-K | PJM_E | Internal | Shoulder | B13 | 600 | 330 | 0 | 38.92 | 39.68 | 8 | 0
2015 | NYISO_J-K_2_PJM_E | NYISO_J-K | PJM_E | Internal | Shoulder | B14 | 900 | 330 | 0 | 37.98 | 39.19 | 8 | 0
2015 | NYISO_J-K_2_PJM_E | NYISO_J-K | PJM_E | Internal | Shoulder | B15 | 1203 | 330 | 0 | 37.38 | 36.44 | 8 | 0
2015 | NYISO_J-K_2_PJM_E | NYISO_J-K | PJM_E | Internal | Summer | B1 | 10 | 330 | 0 | 68.82 | 62.81 | 8 | 0
2015 | NYISO_J-K_2_PJM_E | NYISO_J-K | PJM_E | Internal | Summer | B2 | 25 | 330 | 0 | 56.84 | 61.31 | 8 | 0
2015 | NYISO_J-K_2_PJM_E | NYISO_J-K | PJM_E | Internal | Summer | B3 | 75 | 330 | 0 | 50.33 | 58.31 | 8 | 0
2015 | NYISO_J-K_2_PJM_E | NYISO_J-K | PJM_E | Internal | Summer | B4 | 100 | 330 | 330 | 49.51 | 57.55 | 8 | 0.04
2015 | NYISO_J-K_2_PJM_E | NYISO_J-K | PJM_E | Internal | Summer | B5 | 200 | 330 | 0 | 49.51 | 49.94 | 8 | 0
2015 | NYISO_J-K_2_PJM_E | NYISO_J-K | PJM_E | Internal | Summer | B6 | 300 | 330 | 0 | 38.83 | 45.01 | 8 | 0
2015 | NYISO_J-K_2_PJM_E | NYISO_J-K | PJM_E | Internal | Summer | B7 | 400 | 330 | 0 | 37.29 | 37.76 | 8 | 0
2015 | NYISO_J-K_2_PJM_E | NYISO_J-K | PJM_E | Internal | Summer | B8 | 500 | 330 | 0 | 37.21 | 37.21 | 8 | 0
2015 | NYISO_J-K_2_PJM_E | NYISO_J-K | PJM_E | Internal | Summer | B9 | 800 | 330 | 0 | 36.34 | 35.2 | 8 | 0
2015 | NYISO_J-K_2_PJM_E | NYISO_J-K | PJM_E | Internal | Summer | B10 | 1262 | 330 | 0 | 36.34 | 34.56 | 8 | 0
2015 | NYISO_J-K_2_PJM_E | NYISO_J-K | PJM_E | Internal | Winter | B16 | 25 | 330 | 0 | 51.21 | 50.57 | 8 | 0
2015 | NYISO_J-K_2_PJM_E | NYISO_J-K | PJM_E | Internal | Winter | B17 | 100 | 330 | 0 | 48.3 | 46.11 | 8 | 0
2015 | NYISO_J-K_2_PJM_E | NYISO_J-K | PJM_E | Internal | Winter | B18 | 400 | 330 | 0 | 48.29 | 44.03 | 8 | 0
2015 | NYISO_J-K_2_PJM_E | NYISO_J-K | PJM_E | Internal | Winter | B19 | 700 | 330 | 0 | 48.14 | 42.13 | 8 | 0
2015 | NYISO_J-K_2_PJM_E | NYISO_J-K | PJM_E | Internal | Winter | B20 | 935 | 330 | 0 | 44.32 | 36.73 | 8 | 0
2015 | PJM_E_2_NYISO_G-I | PJM_E | NYISO_G-I | Internal | Shoulder | B11 | 25 | 500 | 0 | 48.03 | 40.05 | 6 | 0
2015 | PJM_E_2_NYISO_G-I | PJM_E | NYISO_G-I | Internal | Shoulder | B12 | 200 | 500 | 0 | 42.63 | 39.89 | 6 | 0
2015 | PJM_E_2_NYISO_G-I | PJM_E | NYISO_G-I | Internal | Shoulder | B13 | 600 | 500 | 0 | 39.68 | 38.91 | 6 | 0
2015 | PJM_E_2_NYISO_G-I | PJM_E | NYISO_G-I | Internal | Shoulder | B14 | 900 | 500 | 0 | 39.19 | 37.97 | 6 | 0
2015 | PJM_E_2_NYISO_G-I | PJM_E | NYISO_G-I | Internal | Shoulder | B15 | 1203 | 500 | 0 | 36.44 | 37.37 | 6 | 0
2015 | PJM_E_2_NYISO_G-I | PJM_E | NYISO_G-I | Internal | Summer | B1 | 10 | 500 | 384.34 | 62.81 | 68.81 | 6 | 0
2015 | PJM_E_2_NYISO_G-I | PJM_E | NYISO_G-I | Internal | Summer | B2 | 25 | 500 | 0 | 61.31 | 56.82 | 6 | 0
2015 | PJM_E_2_NYISO_G-I | PJM_E | NYISO_G-I | Internal | Summer | B3 | 75 | 500 | 0 | 58.31 | 50.31 | 6 | 0
2015 | PJM_E_2_NYISO_G-I | PJM_E | NYISO_G-I | Internal | Summer | B4 | 100 | 500 | 0 | 57.55 | 49.5 | 6 | 0
2015 | PJM_E_2_NYISO_G-I | PJM_E | NYISO_G-I | Internal | Summer | B5 | 200 | 500 | 0 | 49.94 | 49.5 | 6 | 0
2015 | PJM_E_2_NYISO_G-I | PJM_E | NYISO_G-I | Internal | Summer | B6 | 300 | 500 | 0 | 45.01 | 38.82 | 6 | 0
2015 | PJM_E_2_NYISO_G-I | PJM_E | NYISO_G-I | Internal | Summer | B7 | 400 | 500 | 0 | 37.76 | 37.28 | 6 | 0
2015 | PJM_E_2_NYISO_G-I | PJM_E | NYISO_G-I | Internal | Summer | B8 | 500 | 500 | 0 | 37.21 | 37.2 | 6 | 0
2015 | PJM_E_2_NYISO_G-I | PJM_E | NYISO_G-I | Internal | Summer | B9 | 800 | 500 | 0 | 35.2 | 36.33 | 6 | 0
2015 | PJM_E_2_NYISO_G-I | PJM_E | NYISO_G-I | Internal | Summer | B10 | 1262 | 500 | 0 | 34.56 | 36.33 | 6 | 0
2015 | PJM_E_2_NYISO_G-I | PJM_E | NYISO_G-I | Internal | Winter | B16 | 25 | 500 | 0 | 50.57 | 51.19 | 6 | 0
2015 | PJM_E_2_NYISO_G-I | PJM_E | NYISO_G-I | Internal | Winter | B17 | 100 | 500 | 0 | 46.11 | 48.29 | 6 | 0
2015 | PJM_E_2_NYISO_G-I | PJM_E | NYISO_G-I | Internal | Winter | B18 | 400 | 500 | 0 | 44.03 | 48.28 | 6 | 0
2015 | PJM_E_2_NYISO_G-I | PJM_E | NYISO_G-I | Internal | Winter | B19 | 700 | 500 | 308.4 | 42.13 | 48.13 | 6 | 0
2015 | PJM_E_2_NYISO_G-I | PJM_E | NYISO_G-I | Internal | Winter | B20 | 935 | 500 | 500 | 36.73 | 44.31 | 6 | 1.58
2015 | PJM_E_2_NYISO_J-K | PJM_E | NYISO_J-K | Internal | Shoulder | B11 | 25 | 330 | 0 | 48.03 | 40.07 | 6 | 0
2015 | PJM_E_2_NYISO_J-K | PJM_E | NYISO_J-K | Internal | Shoulder | B12 | 200 | 330 | 0 | 42.63 | 39.9 | 6 | 0
2015 | PJM_E_2_NYISO_J-K | PJM_E | NYISO_J-K | Internal | Shoulder | B13 | 600 | 330 | 0 | 39.68 | 38.92 | 6 | 0
2015 | PJM_E_2_NYISO_J-K | PJM_E | NYISO_J-K | Internal | Shoulder | B14 | 900 | 330 | 0 | 39.19 | 37.98 | 6 | 0
2015 | PJM_E_2_NYISO_J-K | PJM_E | NYISO_J-K | Internal | Shoulder | B15 | 1203 | 330 | 0 | 36.44 | 37.38 | 6 | 0
2015 | PJM_E_2_NYISO_J-K | PJM_E | NYISO_J-K | Internal | Summer | B1 | 10 | 330 | 329.99 | 62.81 | 68.82 | 6 | 0.01
2015 | PJM_E_2_NYISO_J-K | PJM_E | NYISO_J-K | Internal | Summer | B2 | 25 | 330 | 0 | 61.31 | 56.84 | 6 | 0
2015 | PJM_E_2_NYISO_J-K | PJM_E | NYISO_J-K | Internal | Summer | B3 | 75 | 330 | 0 | 58.31 | 50.33 | 6 | 0
2015 | PJM_E_2_NYISO_J-K | PJM_E | NYISO_J-K | Internal | Summer | B4 | 100 | 330 | 0 | 57.55 | 49.51 | 6 | 0
2015 | PJM_E_2_NYISO_J-K | PJM_E | NYISO_J-K | Internal | Summer | B5 | 200 | 330 | 0 | 49.94 | 49.51 | 6 | 0
2015 | PJM_E_2_NYISO_J-K | PJM_E | NYISO_J-K | Internal | Summer | B6 | 300 | 330 | 0 | 45.01 | 38.83 | 6 | 0
2015 | PJM_E_2_NYISO_J-K | PJM_E | NYISO_J-K | Internal | Summer | B7 | 400 | 330 | 0 | 37.76 | 37.29 | 6 | 0
2015 | PJM_E_2_NYISO_J-K | PJM_E | NYISO_J-K | Internal | Summer | B8 | 500 | 330 | 0 | 37.21 | 37.21 | 6 | 0
2015 | PJM_E_2_NYISO_J-K | PJM_E | NYISO_J-K | Internal | Summer | B9 | 800 | 330 | 0 | 35.2 | 36.34 | 6 | 0
2015 | PJM_E_2_NYISO_J-K | PJM_E | NYISO_J-K | Internal | Summer | B10 | 1262 | 330 | 0 | 34.56 | 36.34 | 6 | 0
2015 | PJM_E_2_NYISO_J-K | PJM_E | NYISO_J-K | Internal | Winter | B16 | 25 | 330 | 0 | 50.57 | 51.21 | 6 | 0
2015 | PJM_E_2_NYISO_J-K | PJM_E | NYISO_J-K | Internal | Winter | B17 | 100 | 330 | 0 | 46.11 | 48.3 | 6 | 0
2015 | PJM_E_2_NYISO_J-K | PJM_E | NYISO_J-K | Internal | Winter | B18 | 400 | 330 | 0 | 44.03 | 48.29 | 6 | 0
2015 | PJM_E_2_NYISO_J-K | PJM_E | NYISO_J-K | Internal | Winter | B19 | 700 | 330 | 330 | 42.13 | 48.14 | 6 | 0.01
2015 | PJM_E_2_NYISO_J-K | PJM_E | NYISO_J-K | Internal | Winter | B20 | 935 | 330 | 330 | 36.73 | 44.32 | 6 | 1.59
2015 | PJM_E_2_PJM_ROM | PJM_E | PJM_ROM | Internal | Shoulder | B11 | 25 | 8000 | 1084.86 | 48.03 | 48.04 | 0.01 | 0
2015 | PJM_E_2_PJM_ROM | PJM_E | PJM_ROM | Internal | Shoulder | B12 | 200 | 8000 | 0 | 42.63 | 42.62 | 0.01 | 0
2015 | PJM_E_2_PJM_ROM | PJM_E | PJM_ROM | Internal | Shoulder | B13 | 600 | 8000 | 0 | 39.68 | 39.67 | 0.01 | 0
2015 | PJM_E_2_PJM_ROM | PJM_E | PJM_ROM | Internal | Shoulder | B14 | 900 | 8000 | 0 | 39.19 | 39.18 | 0.01 | 0
2015 | PJM_E_2_PJM_ROM | PJM_E | PJM_ROM | Internal | Shoulder | B15 | 1203 | 8000 | 0 | 36.44 | 36.43 | 0.01 | 0
2015 | PJM_E_2_PJM_ROM | PJM_E | PJM_ROM | Internal | Summer | B1 | 10 | 8000 | 0 | 62.81 | 62.8 | 0.01 | 0
2015 | PJM_E_2_PJM_ROM | PJM_E | PJM_ROM | Internal | Summer | B2 | 25 | 8000 | 0 | 61.31 | 61.3 | 0.01 | 0
2015 | PJM_E_2_PJM_ROM | PJM_E | PJM_ROM | Internal | Summer | B3 | 75 | 8000 | 0 | 58.31 | 58.3 | 0.01 | 0
2015 | PJM_E_2_PJM_ROM | PJM_E | PJM_ROM | Internal | Summer | B4 | 100 | 8000 | 0 | 57.55 | 57.54 | 0.01 | 0
2015 | PJM_E_2_PJM_ROM | PJM_E | PJM_ROM | Internal | Summer | B5 | 200 | 8000 | 0 | 49.94 | 49.93 | 0.01 | 0
2015 | PJM_E_2_PJM_ROM | PJM_E | PJM_ROM | Internal | Summer | B6 | 300 | 8000 | 0 | 45.01 | 45 | 0.01 | 0
2015 | PJM_E_2_PJM_ROM | PJM_E | PJM_ROM | Internal | Summer | B7 | 400 | 8000 | 0 | 37.76 | 37.74 | 0.01 | 0
2015 | PJM_E_2_PJM_ROM | PJM_E | PJM_ROM | Internal | Summer | B8 | 500 | 8000 | 0 | 37.21 | 37.2 | 0.01 | 0
2015 | PJM_E_2_PJM_ROM | PJM_E | PJM_ROM | Internal | Summer | B9 | 800 | 8000 | 0 | 35.2 | 35.18 | 0.01 | 0
2015 | PJM_E_2_PJM_ROM | PJM_E | PJM_ROM | Internal | Summer | B10 | 1262 | 8000 | 0 | 34.56 | 34.55 | 0.01 | 0
2015 | PJM_E_2_PJM_ROM | PJM_E | PJM_ROM | Internal | Winter | B16 | 25 | 8000 | 0 | 50.57 | 50.55 | 0.01 | 0
2015 | PJM_E_2_PJM_ROM | PJM_E | PJM_ROM | Internal | Winter | B17 | 100 | 8000 | 0 | 46.11 | 46.1 | 0.01 | 0
2015 | PJM_E_2_PJM_ROM | PJM_E | PJM_ROM | Internal | Winter | B18 | 400 | 8000 | 0 | 44.03 | 44.02 | 0.01 | 0
2015 | PJM_E_2_PJM_ROM | PJM_E | PJM_ROM | Internal | Winter | B19 | 700 | 8000 | 0 | 42.13 | 42.12 | 0.01 | 0
2015 | PJM_E_2_PJM_ROM | PJM_E | PJM_ROM | Internal | Winter | B20 | 935 | 8000 | 0 | 36.73 | 36.72 | 0.01 | 0
2015 | PJM_ROR_2_MISO_IN | PJM_ROR | MISO_IN | Internal | Shoulder | B11 | 25 | 909 | 0 | 48.03 | 47.9 | 2 | 0
2015 | PJM_ROR_2_MISO_IN | PJM_ROR | MISO_IN | Internal | Shoulder | B12 | 200 | 909 | 0 | 42.6 | 40.6 | 2 | 0
2015 | PJM_ROR_2_MISO_IN | PJM_ROR | MISO_IN | Internal | Shoulder | B13 | 600 | 909 | 0 | 39.66 | 37.66 | 2 | 0
2015 | PJM_ROR_2_MISO_IN | PJM_ROR | MISO_IN | Internal | Shoulder | B14 | 900 | 909 | 0 | 37.49 | 35.49 | 2 | 0
2015 | PJM_ROR_2_MISO_IN | PJM_ROR | MISO_IN | Internal | Shoulder | B15 | 1203 | 909 | 0 | 35.25 | 33.26 | 2 | 0
2015 | PJM_ROR_2_MISO_IN | PJM_ROR | MISO_IN | Internal | Summer | B1 | 10 | 909 | 0 | 62.79 | 60.8 | 2 | 0
2015 | PJM_ROR_2_MISO_IN | PJM_ROR | MISO_IN | Internal | Summer | B2 | 25 | 909 | 0 | 61.29 | 59.3 | 2 | 0
2015 | PJM_ROR_2_MISO_IN | PJM_ROR | MISO_IN | Internal | Summer | B3 | 75 | 909 | 0 | 58.29 | 57.02 | 2 | 0
2015 | PJM_ROR_2_MISO_IN | PJM_ROR | MISO_IN | Internal | Summer | B4 | 100 | 909 | 0 | 57.55 | 55.56 | 2 | 0
2015 | PJM_ROR_2_MISO_IN | PJM_ROR | MISO_IN | Internal | Summer | B5 | 200 | 909 | 0 | 49.92 | 47.92 | 2 | 0
2015 | PJM_ROR_2_MISO_IN | PJM_ROR | MISO_IN | Internal | Summer | B6 | 300 | 909 | 0 | 44.99 | 42.99 | 2 | 0
2015 | PJM_ROR_2_MISO_IN | PJM_ROR | MISO_IN | Internal | Summer | B7 | 400 | 909 | 0 | 37.73 | 35.73 | 2 | 0
2015 | PJM_ROR_2_MISO_IN | PJM_ROR | MISO_IN | Internal | Summer | B8 | 500 | 909 | 0 | 36.4 | 34.39 | 2 | 0
2015 | PJM_ROR_2_MISO_IN | PJM_ROR | MISO_IN | Internal | Summer | B9 | 800 | 909 | 0 | 35.17 | 33.18 | 2 | 0
2015 | PJM_ROR_2_MISO_IN | PJM_ROR | MISO_IN | Internal | Summer | B10 | 1262 | 909 | 0 | 31.96 | 31.5 | 2 | 0
2015 | PJM_ROR_2_MISO_IN | PJM_ROR | MISO_IN | Internal | Winter | B16 | 25 | 909 | 0 | 50.54 | 48.55 | 2 | 0
2015 | PJM_ROR_2_MISO_IN | PJM_ROR | MISO_IN | Internal | Winter | B17 | 100 | 909 | 0 | 46.09 | 44.1 | 2 | 0
2015 | PJM_ROR_2_MISO_IN | PJM_ROR | MISO_IN | Internal | Winter | B18 | 400 | 909 | 0 | 40.53 | 38.53 | 2 | 0
2015 | PJM_ROR_2_MISO_IN | PJM_ROR | MISO_IN | Internal | Winter | B19 | 700 | 909 | 0 | 38.51 | 36.51 | 2 | 0
2015 | PJM_ROR_2_MISO_IN | PJM_ROR | MISO_IN | Internal | Winter | B20 | 935 | 909 | 0 | 34.07 | 32.12 | 2 | 0
2015 | PJM_ROR_2_MISO_MI | PJM_ROR | MISO_MI | Internal | Shoulder | B11 | 25 | 1305 | 0 | 48.03 | 46.74 | 2 | 0
2015 | PJM_ROR_2_MISO_MI | PJM_ROR | MISO_MI | Internal | Shoulder | B12 | 200 | 1305 | 0 | 42.6 | 40.6 | 2 | 0
2015 | PJM_ROR_2_MISO_MI | PJM_ROR | MISO_MI | Internal | Shoulder | B13 | 600 | 1305 | 0 | 39.66 | 37.66 | 2 | 0
2015 | PJM_ROR_2_MISO_MI | PJM_ROR | MISO_MI | Internal | Shoulder | B14 | 900 | 1305 | 0 | 37.49 | 35.51 | 2 | 0
2015 | PJM_ROR_2_MISO_MI | PJM_ROR | MISO_MI | Internal | Shoulder | B15 | 1203 | 1305 | 0 | 35.25 | 33.27 | 2 | 0
2015 | PJM_ROR_2_MISO_MI | PJM_ROR | MISO_MI | Internal | Summer | B1 | 10 | 1305 | 0 | 62.79 | 59.43 | 2 | 0
2015 | PJM_ROR_2_MISO_MI | PJM_ROR | MISO_MI | Internal | Summer | B2 | 25 | 1305 | 0 | 61.29 | 59.29 | 2 | 0
2015 | PJM_ROR_2_MISO_MI | PJM_ROR | MISO_MI | Internal | Summer | B3 | 75 | 1305 | 0 | 58.29 | 56.29 | 2 | 0
2015 | PJM_ROR_2_MISO_MI | PJM_ROR | MISO_MI | Internal | Summer | B4 | 100 | 1305 | 0 | 57.55 | 54.01 | 2 | 0
2015 | PJM_ROR_2_MISO_MI | PJM_ROR | MISO_MI | Internal | Summer | B5 | 200 | 1305 | 0 | 49.92 | 47.9 | 2 | 0
2015 | PJM_ROR_2_MISO_MI | PJM_ROR | MISO_MI | Internal | Summer | B6 | 300 | 1305 | 0 | 44.99 | 42.97 | 2 | 0
2015 | PJM_ROR_2_MISO_MI | PJM_ROR | MISO_MI | Internal | Summer | B7 | 400 | 1305 | 0 | 37.73 | 35.73 | 2 | 0
2015 | PJM_ROR_2_MISO_MI | PJM_ROR | MISO_MI | Internal | Summer | B8 | 500 | 1305 | 0 | 36.4 | 34.4 | 2 | 0
2015 | PJM_ROR_2_MISO_MI | PJM_ROR | MISO_MI | Internal | Summer | B9 | 800 | 1305 | 0 | 35.17 | 33.2 | 2 | 0
2015 | PJM_ROR_2_MISO_MI | PJM_ROR | MISO_MI | Internal | Summer | B10 | 1262 | 1305 | 0 | 31.96 | 31.52 | 2 | 0
2015 | PJM_ROR_2_MISO_MI | PJM_ROR | MISO_MI | Internal | Winter | B16 | 25 | 1305 | 0 | 50.54 | 48.53 | 2 | 0
2015 | PJM_ROR_2_MISO_MI | PJM_ROR | MISO_MI | Internal | Winter | B17 | 100 | 1305 | 0 | 46.09 | 44.09 | 2 | 0
2015 | PJM_ROR_2_MISO_MI | PJM_ROR | MISO_MI | Internal | Winter | B18 | 400 | 1305 | 0 | 40.53 | 38.53 | 2 | 0
2015 | PJM_ROR_2_MISO_MI | PJM_ROR | MISO_MI | Internal | Winter | B19 | 700 | 1305 | 0 | 38.51 | 36.51 | 2 | 0
2015 | PJM_ROR_2_MISO_MI | PJM_ROR | MISO_MI | Internal | Winter | B20 | 935 | 1305 | 0 | 34.07 | 32.13 | 2 | 0
2015 | PJM_ROR_2_MISO_MO-IL | PJM_ROR | MISO_MO-IL | Internal | Shoulder | B11 | 25 | 1111 | 0 | 48.03 | 47.92 | 2 | 0
2015 | PJM_ROR_2_MISO_MO-IL | PJM_ROR | MISO_MO-IL | Internal | Shoulder | B12 | 200 | 1111 | 0 | 42.6 | 40.59 | 2 | 0
2015 | PJM_ROR_2_MISO_MO-IL | PJM_ROR | MISO_MO-IL | Internal | Shoulder | B13 | 600 | 1111 | 0 | 39.66 | 37.64 | 2 | 0
2015 | PJM_ROR_2_MISO_MO-IL | PJM_ROR | MISO_MO-IL | Internal | Shoulder | B14 | 900 | 1111 | 0 | 37.49 | 35.48 | 2 | 0
2015 | PJM_ROR_2_MISO_MO-IL | PJM_ROR | MISO_MO-IL | Internal | Shoulder | B15 | 1203 | 1111 | 0 | 35.25 | 33.25 | 2 | 0
2015 | PJM_ROR_2_MISO_MO-IL | PJM_ROR | MISO_MO-IL | Internal | Summer | B1 | 10 | 1111 | 0 | 62.79 | 60.79 | 2 | 0
2015 | PJM_ROR_2_MISO_MO-IL | PJM_ROR | MISO_MO-IL | Internal | Summer | B2 | 25 | 1111 | 0 | 61.29 | 59.29 | 2 | 0
2015 | PJM_ROR_2_MISO_MO-IL | PJM_ROR | MISO_MO-IL | Internal | Summer | B3 | 75 | 1111 | 0 | 58.29 | 57.01 | 2 | 0
2015 | PJM_ROR_2_MISO_MO-IL | PJM_ROR | MISO_MO-IL | Internal | Summer | B4 | 100 | 1111 | 0 | 57.55 | 55.55 | 2 | 0
2015 | PJM_ROR_2_MISO_MO-IL | PJM_ROR | MISO_MO-IL | Internal | Summer | B5 | 200 | 1111 | 0 | 49.92 | 47.92 | 2 | 0
2015 | PJM_ROR_2_MISO_MO-IL | PJM_ROR | MISO_MO-IL | Internal | Summer | B6 | 300 | 1111 | 0 | 44.99 | 42.97 | 2 | 0
2015 | PJM_ROR_2_MISO_MO-IL | PJM_ROR | MISO_MO-IL | Internal | Summer | B7 | 400 | 1111 | 0 | 37.73 | 35.72 | 2 | 0
2015 | PJM_ROR_2_MISO_MO-IL | PJM_ROR | MISO_MO-IL | Internal | Summer | B8 | 500 | 1111 | 0 | 36.4 | 34.38 | 2 | 0
2015 | PJM_ROR_2_MISO_MO-IL | PJM_ROR | MISO_MO-IL | Internal | Summer | B9 | 800 | 1111 | 0 | 35.17 | 33.17 | 2 | 0
2015 | PJM_ROR_2_MISO_MO-IL | PJM_ROR | MISO_MO-IL | Internal | Summer | B10 | 1262 | 1111 | 0 | 31.96 | 29.96 | 2 | 0
2015 | PJM_ROR_2_MISO_MO-IL | PJM_ROR | MISO_MO-IL | Internal | Winter | B16 | 25 | 1111 | 0 | 50.54 | 48.54 | 2 | 0
2015 | PJM_ROR_2_MISO_MO-IL | PJM_ROR | MISO_MO-IL | Internal | Winter | B17 | 100 | 1111 | 0 | 46.09 | 44.09 | 2 | 0
2015 | PJM_ROR_2_MISO_MO-IL | PJM_ROR | MISO_MO-IL | Internal | Winter | B18 | 400 | 1111 | 0 | 40.53 | 38.52 | 2 | 0
2015 | PJM_ROR_2_MISO_MO-IL | PJM_ROR | MISO_MO-IL | Internal | Winter | B19 | 700 | 1111 | 0 | 38.51 | 36.5 | 2 | 0
2015 | PJM_ROR_2_MISO_MO-IL | PJM_ROR | MISO_MO-IL | Internal | Winter | B20 | 935 | 1111 | 0 | 34.07 | 32.11 | 2 | 0
2015 | PJM_ROR_2_MISO_W | PJM_ROR | MISO_W | Internal | Shoulder | B11 | 25 | 709 | 0 | 48.03 | 47.93 | 2 | 0
2015 | PJM_ROR_2_MISO_W | PJM_ROR | MISO_W | Internal | Shoulder | B12 | 200 | 709 | 0 | 42.6 | 40.6 | 2 | 0
2015 | PJM_ROR_2_MISO_W | PJM_ROR | MISO_W | Internal | Shoulder | B13 | 600 | 709 | 0 | 39.66 | 37.66 | 2 | 0
2015 | PJM_ROR_2_MISO_W | PJM_ROR | MISO_W | Internal | Shoulder | B14 | 900 | 709 | 0 | 37.49 | 35.75 | 2 | 0
2015 | PJM_ROR_2_MISO_W | PJM_ROR | MISO_W | Internal | Shoulder | B15 | 1203 | 709 | 0 | 35.25 | 33.28 | 2 | 0
2015 | PJM_ROR_2_MISO_W | PJM_ROR | MISO_W | Internal | Summer | B1 | 10 | 709 | 0 | 62.79 | 60.78 | 2 | 0
2015 | PJM_ROR_2_MISO_W | PJM_ROR | MISO_W | Internal | Summer | B2 | 25 | 709 | 0 | 61.29 | 59.29 | 2 | 0
2015 | PJM_ROR_2_MISO_W | PJM_ROR | MISO_W | Internal | Summer | B3 | 75 | 709 | 0 | 58.29 | 58.02 | 2 | 0
2015 | PJM_ROR_2_MISO_W | PJM_ROR | MISO_W | Internal | Summer | B4 | 100 | 709 | 0 | 57.55 | 55.56 | 2 | 0
2015 | PJM_ROR_2_MISO_W | PJM_ROR | MISO_W | Internal | Summer | B5 | 200 | 709 | 0 | 49.92 | 47.93 | 2 | 0
2015 | PJM_ROR_2_MISO_W | PJM_ROR | MISO_W | Internal | Summer | B6 | 300 | 709 | 0 | 44.99 | 43.74 | 2 | 0
2015 | PJM_ROR_2_MISO_W | PJM_ROR | MISO_W | Internal | Summer | B7 | 400 | 709 | 0 | 37.73 | 35.73 | 2 | 0
2015 | PJM_ROR_2_MISO_W | PJM_ROR | MISO_W | Internal | Summer | B8 | 500 | 709 | 0 | 36.4 | 34.4 | 2 | 0
2015 | PJM_ROR_2_MISO_W | PJM_ROR | MISO_W | Internal | Summer | B9 | 800 | 709 | 0 | 35.17 | 33.2 | 2 | 0
2015 | PJM_ROR_2_MISO_W | PJM_ROR | MISO_W | Internal | Summer | B10 | 1262 | 709 | 0 | 31.96 | 29.97 | 2 | 0
2015 | PJM_ROR_2_MISO_W | PJM_ROR | MISO_W | Internal | Winter | B16 | 25 | 709 | 0 | 50.54 | 48.53 | 2 | 0
2015 | PJM_ROR_2_MISO_W | PJM_ROR | MISO_W | Internal | Winter | B17 | 100 | 709 | 0 | 46.09 | 44.08 | 2 | 0
2015 | PJM_ROR_2_MISO_W | PJM_ROR | MISO_W | Internal | Winter | B18 | 400 | 709 | 0 | 40.53 | 38.53 | 2 | 0
2015 | PJM_ROR_2_MISO_W | PJM_ROR | MISO_W | Internal | Winter | B19 | 700 | 709 | 0 | 38.51 | 36.78 | 2 | 0
2015 | PJM_ROR_2_MISO_W | PJM_ROR | MISO_W | Internal | Winter | B20 | 935 | 709 | 0 | 34.07 | 32.12 | 2 | 0
2015 | PJM_ROR_2_MISO_WUMS | PJM_ROR | MISO_WUMS | Internal | Shoulder | B11 | 25 | 1467 | 0 | 48.03 | 47.92 | 2 | 0
2015 | PJM_ROR_2_MISO_WUMS | PJM_ROR | MISO_WUMS | Internal | Shoulder | B12 | 200 | 1467 | 0 | 42.6 | 40.62 | 2 | 0
2015 | PJM_ROR_2_MISO_WUMS | PJM_ROR | MISO_WUMS | Internal | Shoulder | B13 | 600 | 1467 | 0 | 39.66 | 37.67 | 2 | 0
2015 | PJM_ROR_2_MISO_WUMS | PJM_ROR | MISO_WUMS | Internal | Shoulder | B14 | 900 | 1467 | 0 | 37.49 | 35.76 | 2 | 0
2015 | PJM_ROR_2_MISO_WUMS | PJM_ROR | MISO_WUMS | Internal | Shoulder | B15 | 1203 | 1467 | 0 | 35.25 | 33.29 | 2 | 0
2015 | PJM_ROR_2_MISO_WUMS | PJM_ROR | MISO_WUMS | Internal | Summer | B1 | 10 | 1467 | 0 | 62.79 | 60.79 | 2 | 0
2015 | PJM_ROR_2_MISO_WUMS | PJM_ROR | MISO_WUMS | Internal | Summer | B2 | 25 | 1467 | 0 | 61.29 | 59.3 | 2 | 0
2015 | PJM_ROR_2_MISO_WUMS | PJM_ROR | MISO_WUMS | Internal | Summer | B3 | 75 | 1467 | 0 | 58.29 | 58.03 | 2 | 0
2015 | PJM_ROR_2_MISO_WUMS | PJM_ROR | MISO_WUMS | Internal | Summer | B4 | 100 | 1467 | 0 | 57.55 | 55.55 | 2 | 0
2015 | PJM_ROR_2_MISO_WUMS | PJM_ROR | MISO_WUMS | Internal | Summer | B5 | 200 | 1467 | 0 | 49.92 | 47.92 | 2 | 0
2015 | PJM_ROR_2_MISO_WUMS | PJM_ROR | MISO_WUMS | Internal | Summer | B6 | 300 | 1467 | 0 | 44.99 | 43.72 | 2 | 0
2015 | PJM_ROR_2_MISO_WUMS | PJM_ROR | MISO_WUMS | Internal | Summer | B7 | 400 | 1467 | 0 | 37.73 | 35.74 | 2 | 0
2015 | PJM_ROR_2_MISO_WUMS | PJM_ROR | MISO_WUMS | Internal | Summer | B8 | 500 | 1467 | 0 | 36.4 | 34.42 | 2 | 0
2015 | PJM_ROR_2_MISO_WUMS | PJM_ROR | MISO_WUMS | Internal | Summer | B9 | 800 | 1467 | 0 | 35.17 | 33.21 | 2 | 0
2015 | PJM_ROR_2_MISO_WUMS | PJM_ROR | MISO_WUMS | Internal | Summer | B10 | 1262 | 1467 | 0 | 31.96 | 31.82 | 2 | 0
2015 | PJM_ROR_2_MISO_WUMS | PJM_ROR | MISO_WUMS | Internal | Winter | B16 | 25 | 1467 | 0 | 50.54 | 48.54 | 2 | 0
2015 | PJM_ROR_2_MISO_WUMS | PJM_ROR | MISO_WUMS | Internal | Winter | B17 | 100 | 1467 | 0 | 46.09 | 44.09 | 2 | 0
2015 | PJM_ROR_2_MISO_WUMS | PJM_ROR | MISO_WUMS | Internal | Winter | B18 | 400 | 1467 | 0 | 40.53 | 38.54 | 2 | 0
2015 | PJM_ROR_2_MISO_WUMS | PJM_ROR | MISO_WUMS | Internal | Winter | B19 | 700 | 1467 | 0 | 38.51 | 36.77 | 2 | 0
2015 | PJM_ROR_2_MISO_WUMS | PJM_ROR | MISO_WUMS | Internal | Winter | B20 | 935 | 1467 | 0 | 34.07 | 32.14 | 2 | 0
2015 | PJM_ROR_2_PJM_ROM | PJM_ROR | PJM_ROM | Internal | Shoulder | B11 | 25 | 8000 | 532.3 | 48.03 | 48.04 | 0.01 | 0
2015 | PJM_ROR_2_PJM_ROM | PJM_ROR | PJM_ROM | Internal | Shoulder | B12 | 200 | 8000 | 4520.79 | 42.6 | 42.62 | 0.01 | 0
2015 | PJM_ROR_2_PJM_ROM | PJM_ROR | PJM_ROM | Internal | Shoulder | B13 | 600 | 8000 | 6877.64 | 39.66 | 39.67 | 0.01 | 0
2015 | PJM_ROR_2_PJM_ROM | PJM_ROR | PJM_ROM | Internal | Shoulder | B14 | 900 | 8000 | 8000 | 37.49 | 39.18 | 0.01 | 1.67
2015 | PJM_ROR_2_PJM_ROM | PJM_ROR | PJM_ROM | Internal | Shoulder | B15 | 1203 | 8000 | 8000 | 35.25 | 36.43 | 0.01 | 1.16
2015 | PJM_ROR_2_PJM_ROM | PJM_ROR | PJM_ROM | Internal | Summer | B1 | 10 | 8000 | 6004.74 | 62.79 | 62.8 | 0.01 | 0
2015 | PJM_ROR_2_PJM_ROM | PJM_ROR | PJM_ROM | Internal | Summer | B2 | 25 | 8000 | 6162.29 | 61.29 | 61.3 | 0.01 | 0
2015 | PJM_ROR_2_PJM_ROM | PJM_ROR | PJM_ROM | Internal | Summer | B3 | 75 | 8000 | 1481.57 | 58.29 | 58.3 | 0.01 | 0
2015 | PJM_ROR_2_PJM_ROM | PJM_ROR | PJM_ROM | Internal | Summer | B4 | 100 | 8000 | 0 | 57.55 | 57.54 | 0.01 | 0
2015 | PJM_ROR_2_PJM_ROM | PJM_ROR | PJM_ROM | Internal | Summer | B5 | 200 | 8000 | 2607.98 | 49.92 | 49.93 | 0.01 | 0
2015 | PJM_ROR_2_PJM_ROM | PJM_ROR | PJM_ROM | Internal | Summer | B6 | 300 | 8000 | 3266.76 | 44.99 | 45 | 0.01 | 0
2015 | PJM_ROR_2_PJM_ROM | PJM_ROR | PJM_ROM | Internal | Summer | B7 | 400 | 8000 | 5017.29 | 37.73 | 37.74 | 0.01 | 0
2015 | PJM_ROR_2_PJM_ROM | PJM_ROR | PJM_ROM | Internal | Summer | B8 | 500 | 8000 | 8000 | 36.4 | 37.2 | 0.01 | 0.78
2015 | PJM_ROR_2_PJM_ROM | PJM_ROR | PJM_ROM | Internal | Summer | B9 | 800 | 8000 | 7633.34 | 35.17 | 35.18 | 0.01 | 0
2015 | PJM_ROR_2_PJM_ROM | PJM_ROR | PJM_ROM | Internal | Summer | B10 | 1262 | 8000 | 8000 | 31.96 | 34.55 | 0.01 | 2.58
2015 | PJM_ROR_2_PJM_ROM | PJM_ROR | PJM_ROM | Internal | Winter | B16 | 25 | 8000 | 4822.84 | 50.54 | 50.55 | 0.01 | 0
2015 | PJM_ROR_2_PJM_ROM | PJM_ROR | PJM_ROM | Internal | Winter | B17 | 100 | 8000 | 7089.1 | 46.09 | 46.1 | 0.01 | 0
2015 | PJM_ROR_2_PJM_ROM | PJM_ROR | PJM_ROM | Internal | Winter | B18 | 400 | 8000 | 8000 | 40.53 | 44.02 | 0.01 | 3.48
2015 | PJM_ROR_2_PJM_ROM | PJM_ROR | PJM_ROM | Internal | Winter | B19 | 700 | 8000 | 8000 | 38.51 | 42.12 | 0.01 | 3.6
2015 | PJM_ROR_2_PJM_ROM | PJM_ROR | PJM_ROM | Internal | Winter | B20 | 935 | 8000 | 8000 | 34.07 | 36.72 | 0.01 | 2.64
2015 | PJM_ROR_2_TVA_Transmission | PJM_ROR | TVA_Transmission | Internal | Shoulder | B11 | 25 | 2500 | 1106.72 | 48.03 | 54.03 | 6 | 0
2015 | PJM_ROR_2_TVA_Transmission | PJM_ROR | TVA_Transmission | Internal | Shoulder | B12 | 200 | 2500 | 0 | 42.6 | 44.39 | 6 | 0
2015 | PJM_ROR_2_TVA_Transmission | PJM_ROR | TVA_Transmission | Internal | Shoulder | B13 | 600 | 2500 | 0 | 39.66 | 42.25 | 6 | 0
2015 | PJM_ROR_2_TVA_Transmission | PJM_ROR | TVA_Transmission | Internal | Shoulder | B14 | 900 | 2500 | 0 | 37.49 | 40.81 | 6 | 0
2015 | PJM_ROR_2_TVA_Transmission | PJM_ROR | TVA_Transmission | Internal | Shoulder | B15 | 1203 | 2500 | 0 | 35.25 | 39.9 | 6 | 0
2015 | PJM_ROR_2_TVA_Transmission | PJM_ROR | TVA_Transmission | Internal | Summer | B1 | 10 | 2500 | 124.51 | 62.79 | 68.79 | 6 | 0
2015 | PJM_ROR_2_TVA_Transmission | PJM_ROR | TVA_Transmission | Internal | Summer | B2 | 25 | 2500 | 391.53 | 61.29 | 67.29 | 6 | 0
2015 | PJM_ROR_2_TVA_Transmission | PJM_ROR | TVA_Transmission | Internal | Summer | B3 | 75 | 2500 | 1506.02 | 58.29 | 64.29 | 6 | 0
2015 | PJM_ROR_2_TVA_Transmission | PJM_ROR | TVA_Transmission | Internal | Summer | B4 | 100 | 2500 | 561.51 | 57.55 | 63.55 | 6 | 0
2015 | PJM_ROR_2_TVA_Transmission | PJM_ROR | TVA_Transmission | Internal | Summer | B5 | 200 | 2500 | 0 | 49.92 | 54.46 | 6 | 0
2015 | PJM_ROR_2_TVA_Transmission | PJM_ROR | TVA_Transmission | Internal | Summer | B6 | 300 | 2500 | 0 | 44.99 | 48.11 | 6 | 0
2015 | PJM_ROR_2_TVA_Transmission | PJM_ROR | TVA_Transmission | Internal | Summer | B7 | 400 | 2500 | 0 | 37.73 | 43.06 | 6 | 0
2015 | PJM_ROR_2_TVA_Transmission | PJM_ROR | TVA_Transmission | Internal | Summer | B8 | 500 | 2500 | 0 | 36.4 | 39.65 | 6 | 0
2015 | PJM_ROR_2_TVA_Transmission | PJM_ROR | TVA_Transmission | Internal | Summer | B9 | 800 | 2500 | 0 | 35.17 | 39.03 | 6 | 0
2015 | PJM_ROR_2_TVA_Transmission | PJM_ROR | TVA_Transmission | Internal | Summer | B10 | 1262 | 2500 | 0 | 31.96 | 36.42 | 6 | 0
2015 | PJM_ROR_2_TVA_Transmission | PJM_ROR | TVA_Transmission | Internal | Winter | B16 | 25 | 2500 | 492.68 | 50.54 | 56.54 | 6 | 0
2015 | PJM_ROR_2_TVA_Transmission | PJM_ROR | TVA_Transmission | Internal | Winter | B17 | 100 | 2500 | 0 | 46.09 | 47.27 | 6 | 0
2015 | PJM_ROR_2_TVA_Transmission | PJM_ROR | TVA_Transmission | Internal | Winter | B18 | 400 | 2500 | 0 | 40.53 | 42.98 | 6 | 0
2015 | PJM_ROR_2_TVA_Transmission | PJM_ROR | TVA_Transmission | Internal | Winter | B19 | 700 | 2500 | 0 | 38.51 | 41.16 | 6 | 0
2015 | PJM_ROR_2_TVA_Transmission | PJM_ROR | TVA_Transmission | Internal | Winter | B20 | 935 | 2500 | 0 | 34.07 | 39.55 | 6 | 0
2015 | PJM_ROR_2_VACAR | PJM_ROR | VACAR | Internal | Shoulder | B11 | 25 | 3000 | 3000 | 48.03 | 59.23 | 6 | 5.2
2015 | PJM_ROR_2_VACAR | PJM_ROR | VACAR | Internal | Shoulder | B12 | 200 | 3000 | 2251.16 | 42.6 | 48.6 | 6 | 0
2015 | PJM_ROR_2_VACAR | PJM_ROR | VACAR | Internal | Shoulder | B13 | 600 | 3000 | 2828.64 | 39.66 | 45.66 | 6 | 0
2015 | PJM_ROR_2_VACAR | PJM_ROR | VACAR | Internal | Shoulder | B14 | 900 | 3000 | 3000 | 37.49 | 45.45 | 6 | 1.95
2015 | PJM_ROR_2_VACAR | PJM_ROR | VACAR | Internal | Shoulder | B15 | 1203 | 3000 | 3000 | 35.25 | 42.64 | 6 | 1.39
2015 | PJM_ROR_2_VACAR | PJM_ROR | VACAR | Internal | Summer | B1 | 10 | 3000 | 3000 | 62.79 | 69.73 | 6 | 0.94
2015 | PJM_ROR_2_VACAR | PJM_ROR | VACAR | Internal | Summer | B2 | 25 | 3000 | 3000 | 61.29 | 69.73 | 6 | 2.44
2015 | PJM_ROR_2_VACAR | PJM_ROR | VACAR | Internal | Summer | B3 | 75 | 3000 | 3000 | 58.29 | 69.73 | 6 | 5.44
2015 | PJM_ROR_2_VACAR | PJM_ROR | VACAR | Internal | Summer | B4 | 100 | 3000 | 3000 | 57.55 | 68.59 | 6 | 5.04
2015 | PJM_ROR_2_VACAR | PJM_ROR | VACAR | Internal | Summer | B5 | 200 | 3000 | 3000 | 49.92 | 57.65 | 6 | 1.73
2015 | PJM_ROR_2_VACAR | PJM_ROR | VACAR | Internal | Summer | B6 | 300 | 3000 | 3000 | 44.99 | 53.06 | 6 | 2.07
2015 | PJM_ROR_2_VACAR | PJM_ROR | VACAR | Internal | Summer | B7 | 400 | 3000 | 3000 | 37.73 | 46.93 | 6 | 3.2
2015 | PJM_ROR_2_VACAR | PJM_ROR | VACAR | Internal | Summer | B8 | 500 | 3000 | 3000 | 36.4 | 43.81 | 6 | 1.41
2015 | PJM_ROR_2_VACAR | PJM_ROR | VACAR | Internal | Summer | B9 | 800 | 3000 | 3000 | 35.17 | 42.25 | 6 | 1.08
2015 | PJM_ROR_2_VACAR | PJM_ROR | VACAR | Internal | Summer | B10 | 1262 | 3000 | 3000 | 31.96 | 41.46 | 6 | 3.5
2015 | PJM_ROR_2_VACAR | PJM_ROR | VACAR | Internal | Winter | B16 | 25 | 3000 | 3000 | 50.54 | 65.54 | 6 | 9
2015 | PJM_ROR_2_VACAR | PJM_ROR | VACAR | Internal | Winter | B17 | 100 | 3000 | 2244.89 | 46.09 | 52.09 | 6 | 0
2015 | PJM_ROR_2_VACAR | PJM_ROR | VACAR | Internal | Winter | B18 | 400 | 3000 | 2000.05 | 40.53 | 46.53 | 6 | 0
2015 | PJM_ROR_2_VACAR | PJM_ROR | VACAR | Internal | Winter | B19 | 700 | 3000 | 2962.79 | 38.51 | 44.51 | 6 | 0
2015 | PJM_ROR_2_VACAR | PJM_ROR | VACAR | Internal | Winter | B20 | 935 | 3000 | 3000 | 34.07 | 42.65 | 6 | 2.57
2015 | PJM_ROM_2_NYISO_A-F | PJM_ROM | NYISO_A-F | Internal | Shoulder | B11 | 25 | 2000 | 0 | 48.04 | 40.04 | 6 | 0
2015 | PJM_ROM_2_NYISO_A-F | PJM_ROM | NYISO_A-F | Internal | Shoulder | B12 | 200 | 2000 | 0 | 42.62 | 39.87 | 6 | 0
2015 | PJM_ROM_2_NYISO_A-F | PJM_ROM | NYISO_A-F | Internal | Shoulder | B13 | 600 | 2000 | 0 | 39.67 | 37.36 | 6 | 0
2015 | PJM_ROM_2_NYISO_A-F | PJM_ROM | NYISO_A-F | Internal | Shoulder | B14 | 900 | 2000 | 0 | 39.18 | 37.36 | 6 | 0
2015 | PJM_ROM_2_NYISO_A-F | PJM_ROM | NYISO_A-F | Internal | Shoulder | B15 | 1203 | 2000 | 0 | 36.43 | 37.36 | 6 | 0
2015 | PJM_ROM_2_NYISO_A-F | PJM_ROM | NYISO_A-F | Internal | Summer | B1 | 10 | 2000 | 0 | 62.8 | 50.79 | 6 | 0
2015 | PJM_ROM_2_NYISO_A-F | PJM_ROM | NYISO_A-F | Internal | Summer | B2 | 25 | 2000 | 0 | 61.3 | 50.79 | 6 | 0
2015 | PJM_ROM_2_NYISO_A-F | PJM_ROM | NYISO_A-F | Internal | Summer | B3 | 75 | 2000 | 0 | 58.3 | 46.05 | 6 | 0
2015 | PJM_ROM_2_NYISO_A-F | PJM_ROM | NYISO_A-F | Internal | Summer | B4 | 100 | 2000 | 0 | 57.54 | 42.53 | 6 | 0
2015 | PJM_ROM_2_NYISO_A-F | PJM_ROM | NYISO_A-F | Internal | Summer | B5 | 200 | 2000 | 0 | 49.93 | 41.93 | 6 | 0
2015 | PJM_ROM_2_NYISO_A-F | PJM_ROM | NYISO_A-F | Internal | Summer | B6 | 300 | 2000 | 0 | 45 | 38.8 | 6 | 0
2015 | PJM_ROM_2_NYISO_A-F | PJM_ROM | NYISO_A-F | Internal | Summer | B7 | 400 | 2000 | 0 | 37.74 | 37.27 | 6 | 0
2015 | PJM_ROM_2_NYISO_A-F | PJM_ROM | NYISO_A-F | Internal | Summer | B8 | 500 | 2000 | 0 | 37.2 | 37.19 | 6 | 0
2015 | PJM_ROM_2_NYISO_A-F | PJM_ROM | NYISO_A-F | Internal | Summer | B9 | 800 | 2000 | 0 | 35.18 | 36.31 | 6 | 0
2015 | PJM_ROM_2_NYISO_A-F | PJM_ROM | NYISO_A-F | Internal | Summer | B10 | 1262 | 2000 | 0 | 34.55 | 36.31 | 6 | 0
2015 | PJM_ROM_2_NYISO_A-F | PJM_ROM | NYISO_A-F | Internal | Winter | B16 | 25 | 2000 | 0 | 50.55 | 42.55 | 6 | 0
2015 | PJM_ROM_2_NYISO_A-F | PJM_ROM | NYISO_A-F | Internal | Winter | B17 | 100 | 2000 | 0 | 46.1 | 42.29 | 6 | 0
2015 | PJM_ROM_2_NYISO_A-F | PJM_ROM | NYISO_A-F | Internal | Winter | B18 | 400 | 2000 | 0 | 44.02 | 42.29 | 6 | 0
2015 | PJM_ROM_2_NYISO_A-F | PJM_ROM | NYISO_A-F | Internal | Winter | B19 | 700 | 2000 | 0 | 42.12 | 42.29 | 6 | 0
2015 | PJM_ROM_2_NYISO_A-F | PJM_ROM | NYISO_A-F | Internal | Winter | B20 | 935 | 2000 | 0 | 36.72 | 42.29 | 6 | 0
2015 | PJM_ROM_2_PJM_E | PJM_ROM | PJM_E | Internal | Shoulder | B11 | 25 | 8000 | 0 | 48.04 | 48.03 | 0.01 | 0
2015 | PJM_ROM_2_PJM_E | PJM_ROM | PJM_E | Internal | Shoulder | B12 | 200 | 8000 | 1019.75 | 42.62 | 42.63 | 0.01 | 0
2015 | PJM_ROM_2_PJM_E | PJM_ROM | PJM_E | Internal | Shoulder | B13 | 600 | 8000 | 4258.93 | 39.67 | 39.68 | 0.01 | 0
2015 | PJM_ROM_2_PJM_E | PJM_ROM | PJM_E | Internal | Shoulder | B14 | 900 | 8000 | 3157.02 | 39.18 | 39.19 | 0.01 | 0
2015 | PJM_ROM_2_PJM_E | PJM_ROM | PJM_E | Internal | Shoulder | B15 | 1203 | 8000 | 4381.68 | 36.43 | 36.44 | 0.01 | 0
2015 | PJM_ROM_2_PJM_E | PJM_ROM | PJM_E | Internal | Summer | B1 | 10 | 8000 | 4566.07 | 62.8 | 62.81 | 0.01 | 0
2015 | PJM_ROM_2_PJM_E | PJM_ROM | PJM_E | Internal | Summer | B2 | 25 | 8000 | 5211.31 | 61.3 | 61.31 | 0.01 | 0
2015 | PJM_ROM_2_PJM_E | PJM_ROM | PJM_E | Internal | Summer | B3 | 75 | 8000 | 2120.04 | 58.3 | 58.31 | 0.01 | 0
2015 | PJM_ROM_2_PJM_E | PJM_ROM | PJM_E | Internal | Summer | B4 | 100 | 8000 | 149.77 | 57.54 | 57.55 | 0.01 | 0
2015 | PJM_ROM_2_PJM_E | PJM_ROM | PJM_E | Internal | Summer | B5 | 200 | 8000 | 1476.97 | 49.93 | 49.94 | 0.01 | 0
2015 | PJM_ROM_2_PJM_E | PJM_ROM | PJM_E | Internal | Summer | B6 | 300 | 8000 | 984.38 | 45 | 45.01 | 0.01 | 0
2015 | PJM_ROM_2_PJM_E | PJM_ROM | PJM_E | Internal | Summer | B7 | 400 | 8000 | 2303.06 | 37.74 | 37.76 | 0.01 | 0
2015 | PJM_ROM_2_PJM_E | PJM_ROM | PJM_E | Internal | Summer | B8 | 500 | 8000 | 4125.73 | 37.2 | 37.21 | 0.01 | 0
2015 | PJM_ROM_2_PJM_E | PJM_ROM | PJM_E | Internal | Summer | B9 | 800 | 8000 | 2593.28 | 35.18 | 35.2 | 0.01 | 0
2015 | PJM_ROM_2_PJM_E | PJM_ROM | PJM_E | Internal | Summer | B10 | 1262 | 8000 | 3835.66 | 34.55 | 34.56 | 0.01 | 0
2015 | PJM_ROM_2_PJM_E | PJM_ROM | PJM_E | Internal | Winter | B16 | 25 | 8000 | 1268.74 | 50.55 | 50.57 | 0.01 | 0
2015 | PJM_ROM_2_PJM_E | PJM_ROM | PJM_E | Internal | Winter | B17 | 100 | 8000 | 3062.83 | 46.1 | 46.11 | 0.01 | 0
2015 | PJM_ROM_2_PJM_E | PJM_ROM | PJM_E | Internal | Winter | B18 | 400 | 8000 | 4669.03 | 44.02 | 44.03 | 0.01 | 0
2015 | PJM_ROM_2_PJM_E | PJM_ROM | PJM_E | Internal | Winter | B19 | 700 | 8000 | 4035.95 | 42.12 | 42.13 | 0.01 | 0
2015 | PJM_ROM_2_PJM_E | PJM_ROM | PJM_E | Internal | Winter | B20 | 935 | 8000 | 4403.54 | 36.72 | 36.73 | 0.01 | 0
2015 | PJM_ROM_2_PJM_ROR | PJM_ROM | PJM_ROR | Internal | Shoulder | B11 | 25 | 8000 | 0 | 48.04 | 48.03 | 0.01 | 0
2015 | PJM_ROM_2_PJM_ROR | PJM_ROM | PJM_ROR | Internal | Shoulder | B12 | 200 | 8000 | 0 | 42.62 | 42.6 | 0.01 | 0
2015 | PJM_ROM_2_PJM_ROR | PJM_ROM | PJM_ROR | Internal | Shoulder | B13 | 600 | 8000 | 0 | 39.67 | 39.66 | 0.01 | 0
2015 | PJM_ROM_2_PJM_ROR | PJM_ROM | PJM_ROR | Internal | Shoulder | B14 | 900 | 8000 | 0 | 39.18 | 37.49 | 0.01 | 0
2015 | PJM_ROM_2_PJM_ROR | PJM_ROM | PJM_ROR | Internal | Shoulder | B15 | 1203 | 8000 | 0 | 36.43 | 35.25 | 0.01 | 0
2015 | PJM_ROM_2_PJM_ROR | PJM_ROM | PJM_ROR | Internal | Summer | B1 | 10 | 8000 | 0 | 62.8 | 62.79 | 0.01 | 0
2015 | PJM_ROM_2_PJM_ROR | PJM_ROM | PJM_ROR | Internal | Summer | B2 | 25 | 8000 | 0 | 61.3 | 61.29 | 0.01 | 0
2015 | PJM_ROM_2_PJM_ROR | PJM_ROM | PJM_ROR | Internal | Summer | B3 | 75 | 8000 | 0 | 58.3 | 58.29 | 0.01 | 0
2015 | PJM_ROM_2_PJM_ROR | PJM_ROM | PJM_ROR | Internal | Summer | B4 | 100 | 8000 | 1676.56 | 57.54 | 57.55 | 0.01 | 0
2015 | PJM_ROM_2_PJM_ROR | PJM_ROM | PJM_ROR | Internal | Summer | B5 | 200 | 8000 | 0 | 49.93 | 49.92 | 0.01 | 0
2015 | PJM_ROM_2_PJM_ROR | PJM_ROM | PJM_ROR | Internal | Summer | B6 | 300 | 8000 | 0 | 45 | 44.99 | 0.01 | 0
2015 | PJM_ROM_2_PJM_ROR | PJM_ROM | PJM_ROR | Internal | Summer | B7 | 400 | 8000 | 0 | 37.74 | 37.73 | 0.01 | 0
2015 | PJM_ROM_2_PJM_ROR | PJM_ROM | PJM_ROR | Internal | Summer | B8 | 500 | 8000 | 0 | 37.2 | 36.4 | 0.01 | 0
2015 | PJM_ROM_2_PJM_ROR | PJM_ROM | PJM_ROR | Internal | Summer | B9 | 800 | 8000 | 0 | 35.18 | 35.17 | 0.01 | 0
2015 | PJM_ROM_2_PJM_ROR | PJM_ROM | PJM_ROR | Internal | Summer | B10 | 1262 | 8000 | 0 | 34.55 | 31.96 | 0.01 | 0
2015 | PJM_ROM_2_PJM_ROR | PJM_ROM | PJM_ROR | Internal | Winter | B16 | 25 | 8000 | 0 | 50.55 | 50.54 | 0.01 | 0
2015 | PJM_ROM_2_PJM_ROR | PJM_ROM | PJM_ROR | Internal | Winter | B17 | 100 | 8000 | 0 | 46.1 | 46.09 | 0.01 | 0
2015 | PJM_ROM_2_PJM_ROR | PJM_ROM | PJM_ROR | Internal | Winter | B18 | 400 | 8000 | 0 | 44.02 | 40.53 | 0.01 | 0
2015 | PJM_ROM_2_PJM_ROR | PJM_ROM | PJM_ROR | Internal | Winter | B19 | 700 | 8000 | 0 | 42.12 | 38.51 | 0.01 | 0
2015 | PJM_ROM_2_PJM_ROR | PJM_ROM | PJM_ROR | Internal | Winter | B20 | 935 | 8000 | 0 | 36.72 | 34.07 | 0.01 | 0
2015 | SOCO_2_FRCC | SOCO | FRCC | Internal | Shoulder | B11 | 25 | 3700 | 573.88 | 63.03 | 73.03 | 10 | 0
2015 | SOCO_2_FRCC | SOCO | FRCC | Internal | Shoulder | B12 | 200 | 3700 | 1549.05 | 42.94 | 52.94 | 10 | 0
2015 | SOCO_2_FRCC | SOCO | FRCC | Internal | Shoulder | B13 | 600 | 3700 | 168.7 | 40 | 50 | 10 | 0
2015 | SOCO_2_FRCC | SOCO | FRCC | Internal | Shoulder | B14 | 900 | 3700 | 0 | 40 | 46.3 | 10 | 0
2015 | SOCO_2_FRCC | SOCO | FRCC | Internal | Shoulder | B15 | 1203 | 3700 | 0 | 40 | 44.41 | 10 | 0
2015 | SOCO_2_FRCC | SOCO | FRCC | Internal | Summer | B1 | 10 | 3700 | 0 | 66.43 | 73.02 | 10 | 0
2015 | SOCO_2_FRCC | SOCO | FRCC | Internal | Summer | B2 | 25 | 3700 | 0 | 66.43 | 73.02 | 10 | 0
2015 | SOCO_2_FRCC | SOCO | FRCC | Internal | Summer | B3 | 75 | 3700 | 0 | 66.43 | 73.02 | 10 | 0
2015 | SOCO_2_FRCC | SOCO | FRCC | Internal | Summer | B4 | 100 | 3700 | 0 | 66.43 | 73.02 | 10 | 0
2015 | SOCO_2_FRCC | SOCO | FRCC | Internal | Summer | B5 | 200 | 3700 | 428.11 | 62.02 | 72.02 | 10 | 0
2015 | SOCO_2_FRCC | SOCO | FRCC | Internal | Summer | B6 | 300 | 3700 | 575.83 | 54.15 | 64.15 | 10 | 0
2015 | SOCO_2_FRCC | SOCO | FRCC | Internal | Summer | B7 | 400 | 3700 | 1106.93 | 51.72 | 61.72 | 10 | 0
2015 | SOCO_2_FRCC | SOCO | FRCC | Internal | Summer | B8 | 500 | 3700 | 694.94 | 43.39 | 53.39 | 10 | 0
2015 | SOCO_2_FRCC | SOCO | FRCC | Internal | Summer | B9 | 800 | 3700 | 0 | 38.83 | 46.04 | 10 | 0
2015 | SOCO_2_FRCC | SOCO | FRCC | Internal | Summer | B10 | 1262 | 3700 | 0 | 38.83 | 43.74 | 10 | 0
2015 | SOCO_2_FRCC | SOCO | FRCC | Internal | Winter | B16 | 25 | 3700 | 1928.28 | 61.57 | 71.57 | 10 | 0
2015 | SOCO_2_FRCC | SOCO | FRCC | Internal | Winter | B17 | 100 | 3700 | 1998.67 | 43.89 | 53.89 | 10 | 0
2015 | SOCO_2_FRCC | SOCO | FRCC | Internal | Winter | B18 | 400 | 3700 | 0 | 42.39 | 52.16 | 10 | 0
2015 | SOCO_2_FRCC | SOCO | FRCC | Internal | Winter | B19 | 700 | 3700 | 0 | 42.39 | 48.42 | 10 | 0
2015 | SOCO_2_FRCC | SOCO | FRCC | Internal | Winter | B20 | 935 | 3700 | 0 | 42.39 | 46.43 | 10 | 0
2015 | SOCO_2_VACAR | SOCO | VACAR | Internal | Shoulder | B11 | 25 | 2000 | 0 | 63.03 | 59.23 | 10 | 0
2015 | SOCO_2_VACAR | SOCO | VACAR | Internal | Shoulder | B12 | 200 | 2000 | 0 | 42.94 | 48.6 | 10 | 0
2015 | SOCO_2_VACAR | SOCO | VACAR | Internal | Shoulder | B13 | 600 | 2000 | 0 | 40 | 45.66 | 10 | 0
2015 | SOCO_2_VACAR | SOCO | VACAR | Internal | Shoulder | B14 | 900 | 2000 | 0 | 40 | 45.45 | 10 | 0
2015 | SOCO_2_VACAR | SOCO | VACAR | Internal | Shoulder | B15 | 1203 | 2000 | 0 | 40 | 42.64 | 10 | 0
2015 | SOCO_2_VACAR | SOCO | VACAR | Internal | Summer | B1 | 10 | 2000 | 0 | 66.43 | 69.73 | 10 | 0
2015 | SOCO_2_VACAR | SOCO | VACAR | Internal | Summer | B2 | 25 | 2000 | 0 | 66.43 | 69.73 | 10 | 0
2015 | SOCO_2_VACAR | SOCO | VACAR | Internal | Summer | B3 | 75 | 2000 | 0 | 66.43 | 69.73 | 10 | 0
2015 | SOCO_2_VACAR | SOCO | VACAR | Internal | Summer | B4 | 100 | 2000 | 0 | 66.43 | 68.59 | 10 | 0
2015 | SOCO_2_VACAR | SOCO | VACAR | Internal | Summer | B5 | 200 | 2000 | 0 | 62.02 | 57.65 | 10 | 0
2015 | SOCO_2_VACAR | SOCO | VACAR | Internal | Summer | B6 | 300 | 2000 | 0 | 54.15 | 53.06 | 10 | 0
2015 | SOCO_2_VACAR | SOCO | VACAR | Internal | Summer | B7 | 400 | 2000 | 0 | 51.72 | 46.93 | 10 | 0
2015 | SOCO_2_VACAR | SOCO | VACAR | Internal | Summer | B8 | 500 | 2000 | 0 | 43.39 | 43.81 | 10 | 0
2015 | SOCO_2_VACAR | SOCO | VACAR | Internal | Summer | B9 | 800 | 2000 | 0 | 38.83 | 42.25 | 10 | 0
2015 | SOCO_2_VACAR | SOCO | VACAR | Internal | Summer | B10 | 1262 | 2000 | 0 | 38.83 | 41.46 | 10 | 0
2015 | SOCO_2_VACAR | SOCO | VACAR | Internal | Winter | B16 | 25 | 2000 | 0 | 61.57 | 65.54 | 10 | 0
2015 | SOCO_2_VACAR | SOCO | VACAR | Internal | Winter | B17 | 100 | 2000 | 0 | 43.89 | 52.09 | 10 | 0
2015 | SOCO_2_VACAR | SOCO | VACAR | Internal | Winter | B18 | 400 | 2000 | 0 | 42.39 | 46.53 | 10 | 0
2015 | SOCO_2_VACAR | SOCO | VACAR | Internal | Winter | B19 | 700 | 2000 | 0 | 42.39 | 44.51 | 10 | 0
2015 | SOCO_2_VACAR | SOCO | VACAR | Internal | Winter | B20 | 935 | 2000 | 0 | 42.39 | 42.65 | 10 | 0
2015 | SPP_N_2_ENT | SPP_N | ENT | Internal | Shoulder | B11 | 25 | 1800 | 0 | 54.93 | 55.32 | 5 | 0
2015 | SPP_N_2_ENT | SPP_N | ENT | Internal | Shoulder | B12 | 200 | 1800 | 0 | 40.62 | 39.32 | 5 | 0
2015 | SPP_N_2_ENT | SPP_N | ENT | Internal | Shoulder | B13 | 600 | 1800 | 0 | 38.93 | 39.32 | 5 | 0
2015 | SPP_N_2_ENT | SPP_N | ENT | Internal | Shoulder | B14 | 900 | 1800 | 0 | 38.93 | 39.04 | 5 | 0
2015 | SPP_N_2_ENT | SPP_N | ENT | Internal | Shoulder | B15 | 1203 | 1800 | 0 | 37.62 | 37.77 | 5 | 0
2015 | SPP_N_2_ENT | SPP_N | ENT | Internal | Summer | B1 | 10 | 1800 | 0 | 60.79 | 60.79 | 5 | 0
2015 | SPP_N_2_ENT | SPP_N | ENT | Internal | Summer | B2 | 25 | 1800 | 0 | 59.77 | 59.29 | 5 | 0
2015 | SPP_N_2_ENT | SPP_N | ENT | Internal | Summer | B3 | 75 | 1800 | 0 | 59.77 | 58.43 | 5 | 0
2015 | SPP_N_2_ENT | SPP_N | ENT | Internal | Summer | B4 | 100 | 1800 | 0 | 55.57 | 57.64 | 5 | 0
2015 | SPP_N_2_ENT | SPP_N | ENT | Internal | Summer | B5 | 200 | 1800 | 0 | 54.93 | 53.58 | 5 | 0
2015 | SPP_N_2_ENT | SPP_N | ENT | Internal | Summer | B6 | 300 | 1800 | 0 | 50.74 | 46.15 | 5 | 0
2015 | SPP_N_2_ENT | SPP_N | ENT | Internal | Summer | B7 | 400 | 1800 | 0 | 42.73 | 43.72 | 5 | 0
2015 | SPP_N_2_ENT | SPP_N | ENT | Internal | Summer | B8 | 500 | 1800 | 0 | 37.98 | 38.1 | 5 | 0
2015 | SPP_N_2_ENT | SPP_N | ENT | Internal | Summer | B9 | 800 | 1800 | 0 | 36.35 | 37.83 | 5 | 0
2015 | SPP_N_2_ENT | SPP_N | ENT | Internal | Summer | B10 | 1262 | 1800 | 0 | 36.12 | 36.6 | 5 | 0
2015 | SPP_N_2_ENT | SPP_N | ENT | Internal | Winter | B16 | 25 | 1800 | 559.32 | 48.57 | 53.57 | 5 | 0
2015 | SPP_N_2_ENT | SPP_N | ENT | Internal | Winter | B17 | 100 | 1800 | 0 | 41.5 | 41.76 | 5 | 0
2015 | SPP_N_2_ENT | SPP_N | ENT | Internal | Winter | B18 | 400 | 1800 | 0 | 40.09 | 41.46 | 5 | 0
2015 | SPP_N_2_ENT | SPP_N | ENT | Internal | Winter | B19 | 700 | 1800 | 0 | 40.09 | 41.46 | 5 | 0
2015 | SPP_N_2_ENT | SPP_N | ENT | Internal | Winter | B20 | 935 | 1800 | 0 | 39.12 | 40.11 | 5 | 0
2015 | SPP_N_2_MISO_MO-IL | SPP_N | MISO_MO-IL | Internal | Shoulder | B11 | 25 | 2000 | 0 | 54.93 | 47.92 | 5 | 0
2015 | SPP_N_2_MISO_MO-IL | SPP_N | MISO_MO-IL | Internal | Shoulder | B12 | 200 | 2000 | 0 | 40.62 | 40.59 | 5 | 0
2015 | SPP_N_2_MISO_MO-IL | SPP_N | MISO_MO-IL | Internal | Shoulder | B13 | 600 | 2000 | 0 | 38.93 | 37.64 | 5 | 0
2015 | SPP_N_2_MISO_MO-IL | SPP_N | MISO_MO-IL | Internal | Shoulder | B14 | 900 | 2000 | 0 | 38.93 | 35.48 | 5 | 0
2015 | SPP_N_2_MISO_MO-IL | SPP_N | MISO_MO-IL | Internal | Shoulder | B15 | 1203 | 2000 | 0 | 37.62 | 33.25 | 5 | 0
2015 | SPP_N_2_MISO_MO-IL | SPP_N | MISO_MO-IL | Internal | Summer | B1 | 10 | 2000 | 0 | 60.79 | 60.79 | 5 | 0
2015 | SPP_N_2_MISO_MO-IL | SPP_N | MISO_MO-IL | Internal | Summer | B2 | 25 | 2000 | 0 | 59.77 | 59.29 | 5 | 0
2015 | SPP_N_2_MISO_MO-IL | SPP_N | MISO_MO-IL | Internal | Summer | B3 | 75 | 2000 | 0 | 59.77 | 57.01 | 5 | 0
2015 | SPP_N_2_MISO_MO-IL | SPP_N | MISO_MO-IL | Internal | Summer | B4 | 100 | 2000 | 0 | 55.57 | 55.55 | 5 | 0
2015 | SPP_N_2_MISO_MO-IL | SPP_N | MISO_MO-IL | Internal | Summer | B5 | 200 | 2000 | 0 | 54.93 | 47.92 | 5 | 0
2015 | SPP_N_2_MISO_MO-IL | SPP_N | MISO_MO-IL | Internal | Summer | B6 | 300 | 2000 | 0 | 50.74 | 42.97 | 5 | 0
2015 | SPP_N_2_MISO_MO-IL | SPP_N | MISO_MO-IL | Internal | Summer | B7 | 400 | 2000 | 0 | 42.73 | 35.72 | 5 | 0
2015 | SPP_N_2_MISO_MO-IL | SPP_N | MISO_MO-IL | Internal | Summer | B8 | 500 | 2000 | 0 | 37.98 | 34.38 | 5 | 0
2015 | SPP_N_2_MISO_MO-IL | SPP_N | MISO_MO-IL | Internal | Summer | B9 | 800 | 2000 | 0 | 36.35 | 33.17 | 5 | 0
2015 | SPP_N_2_MISO_MO-IL | SPP_N | MISO_MO-IL | Internal | Summer | B10 | 1262 | 2000 | 0 | 36.12 | 29.96 | 5 | 0
2015 | SPP_N_2_MISO_MO-IL | SPP_N | MISO_MO-IL | Internal | Winter | B16 | 25 | 2000 | 0 | 48.57 | 48.54 | 5 | 0
2015 | SPP_N_2_MISO_MO-IL | SPP_N | MISO_MO-IL | Internal | Winter | B17 | 100 | 2000 | 0 | 41.5 | 44.09 | 5 | 0
2015 | SPP_N_2_MISO_MO-IL | SPP_N | MISO_MO-IL | Internal | Winter | B18 | 400 | 2000 | 0 | 40.09 | 38.52 | 5 | 0
2015 | SPP_N_2_MISO_MO-IL | SPP_N | MISO_MO-IL | Internal | Winter | B19 | 700 | 2000 | 0 | 40.09 | 36.5 | 5 | 0
2015 | SPP_N_2_MISO_MO-IL | SPP_N | MISO_MO-IL | Internal | Winter | B20 | 935 | 2000 | 0 | 39.12 | 32.11 | 5 | 0
2015 | SPP_N_2_MISO_W | SPP_N | MISO_W | Internal | Shoulder | B11 | 25 | 750 | 0 | 54.93 | 47.93 | 5 | 0
2015 | SPP_N_2_MISO_W | SPP_N | MISO_W | Internal | Shoulder | B12 | 200 | 750 | 0 | 40.62 | 40.6 | 5 | 0
2015 | SPP_N_2_MISO_W | SPP_N | MISO_W | Internal | Shoulder | B13 | 600 | 750 | 0 | 38.93 | 37.66 | 5 | 0
2015 | SPP_N_2_MISO_W | SPP_N | MISO_W | Internal | Shoulder | B14 | 900 | 750 | 0 | 38.93 | 35.75 | 5 | 0
2015 | SPP_N_2_MISO_W | SPP_N | MISO_W | Internal | Shoulder | B15 | 1203 | 750 | 0 | 37.62 | 33.28 | 5 | 0
2015 | SPP_N_2_MISO_W | SPP_N | MISO_W | Internal | Summer | B1 | 10 | 750 | 0 | 60.79 | 60.78 | 5 | 0
2015 | SPP_N_2_MISO_W | SPP_N | MISO_W | Internal | Summer | B2 | 25 | 750 | 0 | 59.77 | 59.29 | 5 | 0
2015 | SPP_N_2_MISO_W | SPP_N | MISO_W | Internal | Summer | B3 | 75 | 750 | 0 | 59.77 | 58.02 | 5 | 0
2015 | SPP_N_2_MISO_W | SPP_N | MISO_W | Internal | Summer | B4 | 100 | 750 | 0 | 55.57 | 55.56 | 5 | 0
2015 | SPP_N_2_MISO_W | SPP_N | MISO_W | Internal | Summer | B5 | 200 | 750 | 0 | 54.93 | 47.93 | 5 | 0
2015 | SPP_N_2_MISO_W | SPP_N | MISO_W | Internal | Summer | B6 | 300 | 750 | 0 | 50.74 | 43.74 | 5 | 0
2015 | SPP_N_2_MISO_W | SPP_N | MISO_W | Internal | Summer | B7 | 400 | 750 | 0 | 42.73 | 35.73 | 5 | 0
2015 | SPP_N_2_MISO_W | SPP_N | MISO_W | Internal | Summer | B8 | 500 | 750 | 0 | 37.98 | 34.4 | 5 | 0
2015 | SPP_N_2_MISO_W | SPP_N | MISO_W | Internal | Summer | B9 | 800 | 750 | 0 | 36.35 | 33.2 | 5 | 0
2015 | SPP_N_2_MISO_W | SPP_N | MISO_W | Internal | Summer | B10 | 1262 | 750 | 0 | 36.12 | 29.97 | 5 | 0
2015 | SPP_N_2_MISO_W | SPP_N | MISO_W | Internal | Winter | B16 | 25 | 750 | 0 | 48.57 | 48.53 | 5 | 0
2015 | SPP_N_2_MISO_W | SPP_N | MISO_W | Internal | Winter | B17 | 100 | 750 | 0 | 41.5 | 44.08 | 5 | 0
2015 | SPP_N_2_MISO_W | SPP_N | MISO_W | Internal | Winter | B18 | 400 | 750 | 0 | 40.09 | 38.53 | 5 | 0
2015 | SPP_N_2_MISO_W | SPP_N | MISO_W | Internal | Winter | B19 | 700 | 750 | 0 | 40.09 | 36.78 | 5 | 0
2015 | SPP_N_2_MISO_W | SPP_N | MISO_W | Internal | Winter | B20 | 935 | 750 | 0 | 39.12 | 32.12 | 5 | 0
2015 | SPP_N_2_NE | SPP_N | NE | Internal | Shoulder | B11 | 25 | 1531 | 0 | 54.93 | 54.92 | 0.01 | 0
2015 | SPP_N_2_NE | SPP_N | NE | Internal | Shoulder | B12 | 200 | 1531 | 0 | 40.62 | 40.6 | 0.01 | 0
2015 | SPP_N_2_NE | SPP_N | NE | Internal | Shoulder | B13 | 600 | 1531 | 0 | 38.93 | 38.92 | 0.01 | 0
2015 | SPP_N_2_NE | SPP_N | NE | Internal | Shoulder | B14 | 900 | 1531 | 0 | 38.93 | 38.91 | 0.01 | 0
2015 | SPP_N_2_NE | SPP_N | NE | Internal | Shoulder | B15 | 1203 | 1531 | 0 | 37.62 | 37.6 | 0.01 | 0
2015 | SPP_N_2_NE | SPP_N | NE | Internal | Summer | B1 | 10 | 1531 | 0 | 60.79 | 60.78 | 0.01 | 0
2015 | SPP_N_2_NE | SPP_N | NE | Internal | Summer | B2 | 25 | 1531 | 0 | 59.77 | 59.76 | 0.01 | 0
2015 | SPP_N_2_NE | SPP_N | NE | Internal | Summer | B3 | 75 | 1531 | 0 | 59.77 | 59.76 | 0.01 | 0
2015 | SPP_N_2_NE | SPP_N | NE | Internal | Summer | B4 | 100 | 1531 | 0 | 55.57 | 55.56 | 0.01 | 0
2015 | SPP_N_2_NE | SPP_N | NE | Internal | Summer | B5 | 200 | 1531 | 0 | 54.93 | 54.92 | 0.01 | 0
2015 | SPP_N_2_NE | SPP_N | NE | Internal | Summer | B6 | 300 | 1531 | 0 | 50.74 | 50.72 | 0.01 | 0
2015 | SPP_N_2_NE | SPP_N | NE | Internal | Summer | B7 | 400 | 1531 | 0 | 42.73 | 42.72 | 0.01 | 0
2015 | SPP_N_2_NE | SPP_N | NE | Internal | Summer | B8 | 500 | 1531 | 0 | 37.98 | 37.24 | 0.01 | 0
2015 | SPP_N_2_NE | SPP_N | NE | Internal | Summer | B9 | 800 | 1531 | 0 | 36.35 | 36.34 | 0.01 | 0
2015 | SPP_N_2_NE | SPP_N | NE | Internal | Summer | B10 | 1262 | 1531 | 0 | 36.12 | 36.11 | 0.01 | 0
2015 | SPP_N_2_NE | SPP_N | NE | Internal | Winter | B16 | 25 | 1531 | 0 | 48.57 | 48.53 | 0.01 | 0
2015 | SPP_N_2_NE | SPP_N | NE | Internal | Winter | B17 | 100 | 1531 | 0 | 41.5 | 41.48 | 0.01 | 0
2015 | SPP_N_2_NE | SPP_N | NE | Internal | Winter | B18 | 400 | 1531 | 0 | 40.09 | 40.08 | 0.01 | 0
2015 | SPP_N_2_NE | SPP_N | NE | Internal | Winter | B19 | 700 | 1531 | 0 | 40.09 | 40.08 | 0.01 | 0
2015 | SPP_N_2_NE | SPP_N | NE | Internal | Winter | B20 | 935 | 1531 | 0 | 39.12 | 39.11 | 0.01 | 0
2015 | SPP_N_2_SPP_S | SPP_N | SPP_S | Internal | Shoulder | B11 | 25 | 4383 | 0 | 54.93 | 54.07 | 0.01 | 0
2015 | SPP_N_2_SPP_S | SPP_N | SPP_S | Internal | Shoulder | B12 | 200 | 4383 | 0 | 40.62 | 40.6 | 0.01 | 0
2015 | SPP_N_2_SPP_S | SPP_N | SPP_S | Internal | Shoulder | B13 | 600 | 4383 | 910.44 | 38.93 | 38.95 | 0.01 | 0
2015 | SPP_N_2_SPP_S | SPP_N | SPP_S | Internal | Shoulder | B14 | 900 | 4383 | 743.99 | 38.93 | 38.94 | 0.01 | 0
2015 | SPP_N_2_SPP_S | SPP_N | SPP_S | Internal | Shoulder | B15 | 1203 | 4383 | 1509.36 | 37.62 | 37.63 | 0.01 | 0
2015 | SPP_N_2_SPP_S | SPP_N | SPP_S | Internal | Summer | B1 | 10 | 4383 | 0 | 60.79 | 60.78 | 0.01 | 0
2015 | SPP_N_2_SPP_S | SPP_N | SPP_S | Internal | Summer | B2 | 25 | 4383 | 0 | 59.77 | 59.76 | 0.01 | 0
2015 | SPP_N_2_SPP_S | SPP_N | SPP_S | Internal | Summer | B3 | 75 | 4383 | 0 | 59.77 | 53.43 | 0.01 | 0
2015 | SPP_N_2_SPP_S | SPP_N | SPP_S | Internal | Summer | B4 | 100 | 4383 | 0 | 55.57 | 52.64 | 0.01 | 0
2015 | SPP_N_2_SPP_S | SPP_N | SPP_S | Internal | Summer | B5 | 200 | 4383 | 0 | 54.93 | 52.64 | 0.01 | 0
2015 | SPP_N_2_SPP_S | SPP_N | SPP_S | Internal | Summer | B6 | 300 | 4383 | 2416.6 | 50.74 | 50.75 | 0.01 | 0
2015 | SPP_N_2_SPP_S | SPP_N | SPP_S | Internal | Summer | B7 | 400 | 4383 | 1846.2 | 42.73 | 42.74 | 0.01 | 0
2015 | SPP_N_2_SPP_S | SPP_N | SPP_S | Internal | Summer | B8 | 500 | 4383 | 2475.55 | 37.98 | 38 | 0.01 | 0
2015 | SPP_N_2_SPP_S | SPP_N | SPP_S | Internal | Summer | B9 | 800 | 4383 | 2590.79 | 36.35 | 36.36 | 0.01 | 0
2015 | SPP_N_2_SPP_S | SPP_N | SPP_S | Internal | Summer | B10 | 1262 | 4383 | 4383 | 36.12 | 36.28 | 0.01 | 0.15
2015 | SPP_N_2_SPP_S | SPP_N | SPP_S | Internal | Winter | B16 | 25 | 4383 | 1439.84 | 48.57 | 48.58 | 0.01 | 0
2015 | SPP_N_2_SPP_S | SPP_N | SPP_S | Internal | Winter | B17 | 100 | 4383 | 1689.03 | 41.5 | 41.51 | 0.01 | 0
2015 | SPP_N_2_SPP_S | SPP_N | SPP_S | Internal | Winter | B18 | 400 | 4383 | 2649.39 | 40.09 | 40.11 | 0.01 | 0
2015 | SPP_N_2_SPP_S | SPP_N | SPP_S | Internal | Winter | B19 | 700 | 4383 | 2259.85 | 40.09 | 40.11 | 0.01 | 0
2015 | SPP_N_2_SPP_S | SPP_N | SPP_S | Internal | Winter | B20 | 935 | 4383 | 4383 | 39.12 | 40.02 | 0.01 | 0.88
2015 | SPP_S_2_ENT | SPP_S | ENT | Internal | Shoulder | B11 | 25 | 850 | 0 | 54.07 | 55.32 | 5 | 0
2015 | SPP_S_2_ENT | SPP_S | ENT | Internal | Shoulder | B12 | 200 | 850 | 0 | 40.6 | 39.32 | 5 | 0
2015 | SPP_S_2_ENT | SPP_S | ENT | Internal | Shoulder | B13 | 600 | 850 | 0 | 38.95 | 39.32 | 5 | 0
2015 | SPP_S_2_ENT | SPP_S | ENT | Internal | Shoulder | B14 | 900 | 850 | 0 | 38.94 | 39.04 | 5 | 0
2015 | SPP_S_2_ENT | SPP_S | ENT | Internal | Shoulder | B15 | 1203 | 850 | 0 | 37.63 | 37.77 | 5 | 0
2015 | SPP_S_2_ENT | SPP_S | ENT | Internal | Summer | B1 | 10 | 850 | 0 | 60.78 | 60.79 | 5 | 0
2015 | SPP_S_2_ENT | SPP_S | ENT | Internal | Summer | B2 | 25 | 850 | 0 | 59.76 | 59.29 | 5 | 0
2015 | SPP_S_2_ENT | SPP_S | ENT | Internal | Summer | B3 | 75 | 850 | 2.06 | 53.43 | 58.43 | 5 | 0
2015 | SPP_S_2_ENT | SPP_S | ENT | Internal | Summer | B4 | 100 | 850 | 239.03 | 52.64 | 57.64 | 5 | 0
2015 | SPP_S_2_ENT | SPP_S | ENT | Internal | Summer | B5 | 200 | 850 | 0 | 52.64 | 53.58 | 5 | 0
2015 | SPP_S_2_ENT | SPP_S | ENT | Internal | Summer | B6 | 300 | 850 | 0 | 50.75 | 46.15 | 5 | 0
2015 | SPP_S_2_ENT | SPP_S | ENT | Internal | Summer | B7 | 400 | 850 | 0 | 42.74 | 43.72 | 5 | 0
2015 | SPP_S_2_ENT | SPP_S | ENT | Internal | Summer | B8 | 500 | 850 | 0 | 38 | 38.1 | 5 | 0
2015 | SPP_S_2_ENT | SPP_S | ENT | Internal | Summer | B9 | 800 | 850 | 0 | 36.36 | 37.83 | 5 | 0
2015 | SPP_S_2_ENT | SPP_S | ENT | Internal | Summer | B10 | 1262 | 850 | 0 | 36.28 | 36.6 | 5 | 0
2015 | SPP_S_2_ENT | SPP_S | ENT | Internal | Winter | B16 | 25 | 850 | 0 | 48.58 | 53.57 | 5 | 0
2015 | SPP_S_2_ENT | SPP_S | ENT | Internal | Winter | B17 | 100 | 850 | 0 | 41.51 | 41.76 | 5 | 0
2015 | SPP_S_2_ENT | SPP_S | ENT | Internal | Winter | B18 | 400 | 850 | 0 | 40.11 | 41.46 | 5 | 0
2015 | SPP_S_2_ENT | SPP_S | ENT | Internal | Winter | B19 | 700 | 850 | 0 | 40.11 | 41.46 | 5 | 0
2015 | SPP_S_2_ENT | SPP_S | ENT | Internal | Winter | B20 | 935 | 850 | 0 | 40.02 | 40.11 | 5 | 0
2015 | SPP_S_2_SPP_N | SPP_S | SPP_N | Internal | Shoulder | B11 | 25 | 1023 | 1023 | 54.07 | 54.93 | 0.01 | 0.85
2015 | SPP_S_2_SPP_N | SPP_S | SPP_N | Internal | Shoulder | B12 | 200 | 1023 | 181.32 | 40.6 | 40.62 | 0.01 | 0
2015 | SPP_S_2_SPP_N | SPP_S | SPP_N | Internal | Shoulder | B13 | 600 | 1023 | 0 | 38.95 | 38.93 | 0.01 | 0
2015 | SPP_S_2_SPP_N | SPP_S | SPP_N | Internal | Shoulder | B14 | 900 | 1023 | 0 | 38.94 | 38.93 | 0.01 | 0
2015 | SPP_S_2_SPP_N | SPP_S | SPP_N | Internal | Shoulder | B15 | 1203 | 1023 | 0 | 37.63 | 37.62 | 0.01 | 0
2015 | SPP_S_2_SPP_N | SPP_S | SPP_N | Internal | Summer | B1 | 10 | 1023 | 1014.12 | 60.78 | 60.79 | 0.01 | 0
2015 | SPP_S_2_SPP_N | SPP_S | SPP_N | Internal | Summer | B2 | 25 | 1023 | 885.03 | 59.76 | 59.77 | 0.01 | 0
2015 | SPP_S_2_SPP_N | SPP_S | SPP_N | Internal | Summer | B3 | 75 | 1023 | 1023 | 53.43 | 59.77 | 0.01 | 6.33
2015 | SPP_S_2_SPP_N | SPP_S | SPP_N | Internal | Summer | B4 | 100 | 1023 | 1023 | 52.64 | 55.57 | 0.01 | 2.92
2015 | SPP_S_2_SPP_N | SPP_S | SPP_N | Internal | Summer | B5 | 200 | 1023 | 1023 | 52.64 | 54.93 | 0.01 | 2.27
2015 | SPP_S_2_SPP_N | SPP_S | SPP_N | Internal | Summer | B6 | 300 | 1023 | 0 | 50.75 | 50.74 | 0.01 | 0
2015 | SPP_S_2_SPP_N | SPP_S | SPP_N | Internal | Summer | B7 | 400 | 1023 | 0 | 42.74 | 42.73 | 0.01 | 0
2015 | SPP_S_2_SPP_N | SPP_S | SPP_N | Internal | Summer | B8 | 500 | 1023 | 0 | 38 | 37.98 | 0.01 | 0
2015 | SPP_S_2_SPP_N | SPP_S | SPP_N | Internal | Summer | B9 | 800 | 1023 | 0 | 36.36 | 36.35 | 0.01 | 0
2015 | SPP_S_2_SPP_N | SPP_S | SPP_N | Internal | Summer | B10 | 1262 | 1023 | 0 | 36.28 | 36.12 | 0.01 | 0
2015 | SPP_S_2_SPP_N | SPP_S | SPP_N | Internal | Winter | B16 | 25 | 1023 | 0 | 48.58 | 48.57 | 0.01 | 0
2015 | SPP_S_2_SPP_N | SPP_S | SPP_N | Internal | Winter | B17 | 100 | 1023 | 0 | 41.51 | 41.5 | 0.01 | 0
2015 | SPP_S_2_SPP_N | SPP_S | SPP_N | Internal | Winter | B18 | 400 | 1023 | 0 | 40.11 | 40.09 | 0.01 | 0
2015 | SPP_S_2_SPP_N | SPP_S | SPP_N | Internal | Winter | B19 | 700 | 1023 | 0 | 40.11 | 40.09 | 0.01 | 0
2015 | SPP_S_2_SPP_N | SPP_S | SPP_N | Internal | Winter | B20 | 935 | 1023 | 0 | 40.02 | 39.12 | 0.01 | 0
2015 | TVA_2_ENT | TVA | ENT | Internal | Shoulder | B11 | 25 | 500 | 0 | 54.04 | 55.32 | 9 | 0
2015 | TVA_2_ENT | TVA | ENT | Internal | Shoulder | B12 | 200 | 500 | 0 | 41.16 | 39.32 | 9 | 0
2015 | TVA_2_ENT | TVA | ENT | Internal | Shoulder | B13 | 600 | 500 | 0 | 39.49 | 39.32 | 9 | 0
2015 | TVA_2_ENT | TVA | ENT | Internal | Shoulder | B14 | 900 | 500 | 0 | 39.49 | 39.04 | 9 | 0
2015 | TVA_2_ENT | TVA | ENT | Internal | Shoulder | B15 | 1203 | 500 | 0 | 39.49 | 37.77 | 9 | 0
2015 | TVA_2_ENT | TVA | ENT | Internal | Summer | B1 | 10 | 500 | 0 | 68.8 | 60.79 | 9 | 0
2015 | TVA_2_ENT | TVA | ENT | Internal | Summer | B2 | 25 | 500 | 0 | 67.3 | 59.29 | 9 | 0
2015 | TVA_2_ENT | TVA | ENT | Internal | Summer | B3 | 75 | 500 | 0 | 64.3 | 58.43 | 9 | 0
2015 | TVA_2_ENT | TVA | ENT | Internal | Summer | B4 | 100 | 500 | 0 | 63.56 | 57.64 | 9 | 0
2015 | TVA_2_ENT | TVA | ENT | Internal | Summer | B5 | 200 | 500 | 0 | 51.07 | 53.58 | 9 | 0
2015 | TVA_2_ENT | TVA | ENT | Internal | Summer | B6 | 300 | 500 | 0 | 39.84 | 46.15 | 9 | 0
2015 | TVA_2_ENT | TVA | ENT | Internal | Summer | B7 | 400 | 500 | 0 | 39.28 | 43.72 | 9 | 0
2015 | TVA_2_ENT | TVA | ENT | Internal | Summer | B8 | 500 | 500 | 0 | 38.22 | 38.1 | 9 | 0
2015 | TVA_2_ENT | TVA | ENT | Internal | Summer | B9 | 800 | 500 | 0 | 38.22 | 37.83 | 9 | 0
2015 | TVA_2_ENT | TVA | ENT | Internal | Summer | B10 | 1262 | 500 | 0 | 35.46 | 36.6 | 9 | 0
2015 | TVA_2_ENT | TVA | ENT | Internal | Winter | B16 | 25 | 500 | 0 | 55.4 | 53.57 | 9 | 0
2015 | TVA_2_ENT | TVA | ENT | Internal | Winter | B17 | 100 | 500 | 0 | 43.7 | 41.76 | 9 | 0
2015 | TVA_2_ENT | TVA | ENT | Internal | Winter | B18 | 400 | 500 | 0 | 39.34 | 41.46 | 9 | 0
2015 | TVA_2_ENT | TVA | ENT | Internal | Winter | B19 | 700 | 500 | 0 | 39.34 | 41.46 | 9 | 0
2015 | TVA_2_ENT | TVA | ENT | Internal | Winter | B20 | 935 | 500 | 0 | 39.34 | 40.11 | 9 | 0
2015 | TVA_2_MISO_MO-IL | TVA | MISO_MO-IL | Internal | Shoulder | B11 | 25 | 50 | 0 | 54.04 | 47.92 | 9 | 0
2015 | TVA_2_MISO_MO-IL | TVA | MISO_MO-IL | Internal | Shoulder | B12 | 200 | 50 | 0 | 41.16 | 40.59 | 9 | 0
2015 | TVA_2_MISO_MO-IL | TVA | MISO_MO-IL | Internal | Shoulder | B13 | 600 | 50 | 0 | 39.49 | 37.64 | 9 | 0
2015 | TVA_2_MISO_MO-IL | TVA | MISO_MO-IL | Internal | Shoulder | B14 | 900 | 50 | 0 | 39.49 | 35.48 | 9 | 0
2015 | TVA_2_MISO_MO-IL | TVA | MISO_MO-IL | Internal | Shoulder | B15 | 1203 | 50 | 0 | 39.49 | 33.25 | 9 | 0
2015 | TVA_2_MISO_MO-IL | TVA | MISO_MO-IL | Internal | Summer | B1 | 10 | 50 | 0 | 68.8 | 60.79 | 9 | 0
2015 | TVA_2_MISO_MO-IL | TVA | MISO_MO-IL | Internal | Summer | B2 | 25 | 50 | 0 | 67.3 | 59.29 | 9 | 0
2015 | TVA_2_MISO_MO-IL | TVA | MISO_MO-IL | Internal | Summer | B3 | 75 | 50 | 0 | 64.3 | 57.01 | 9 | 0
2015 | TVA_2_MISO_MO-IL | TVA | MISO_MO-IL | Internal | Summer | B4 | 100 | 50 | 0 | 63.56 | 55.55 | 9 | 0
2015 | TVA_2_MISO_MO-IL | TVA | MISO_MO-IL | Internal | Summer | B5 | 200 | 50 | 0 | 51.07 | 47.92 | 9 | 0
2015 | TVA_2_MISO_MO-IL | TVA | MISO_MO-IL | Internal | Summer | B6 | 300 | 50 | 0 | 39.84 | 42.97 | 9 | 0
2015 | TVA_2_MISO_MO-IL | TVA | MISO_MO-IL | Internal | Summer | B7 | 400 | 50 | 0 | 39.28 | 35.72 | 9 | 0
2015 | TVA_2_MISO_MO-IL | TVA | MISO_MO-IL | Internal | Summer | B8 | 500 | 50 | 0 | 38.22 | 34.38 | 9 | 0
2015 | TVA_2_MISO_MO-IL | TVA | MISO_MO-IL | Internal | Summer | B9 | 800 | 50 | 0 | 38.22 | 33.17 | 9 | 0
2015 | TVA_2_MISO_MO-IL | TVA | MISO_MO-IL | Internal | Summer | B10 | 1262 | 50 | 0 | 35.46 | 29.96 | 9 | 0
2015 | TVA_2_MISO_MO-IL | TVA | MISO_MO-IL | Internal | Winter | B16 | 25 | 50 | 0 | 55.4 | 48.54 | 9 | 0
2015 | TVA_2_MISO_MO-IL | TVA | MISO_MO-IL | Internal | Winter | B17 | 100 | 50 | 0 | 43.7 | 44.09 | 9 | 0
2015 | TVA_2_MISO_MO-IL | TVA | MISO_MO-IL | Internal | Winter | B18 | 400 | 50 | 0 | 39.34 | 38.52 | 9 | 0
2015 | TVA_2_MISO_MO-IL | TVA | MISO_MO-IL | Internal | Winter | B19 | 700 | 50 | 0 | 39.34 | 36.5 | 9 | 0
2015 | TVA_2_MISO_MO-IL | TVA | MISO_MO-IL | Internal | Winter | B20 | 935 | 50 | 0 | 39.34 | 32.11 | 9 | 0
2015 | TVA_2_NonRTO_Midwest | TVA | NonRTO_Midwest | Internal | Shoulder | B11 | 25 | 100 | 0 | 54.04 | 55.9 | 9 | 0
2015 | TVA_2_NonRTO_Midwest | TVA | NonRTO_Midwest | Internal | Shoulder | B12 | 200 | 100 | 0 | 41.16 | 48.6 | 9 | 0
2015 | TVA_2_NonRTO_Midwest | TVA | NonRTO_Midwest | Internal | Shoulder | B13 | 600 | 100 | 0 | 39.49 | 45.66 | 9 | 0
2015 | TVA_2_NonRTO_Midwest | TVA | NonRTO_Midwest | Internal | Shoulder | B14 | 900 | 100 | 0 | 39.49 | 35.78 | 9 | 0
2015 | TVA_2_NonRTO_Midwest | TVA | NonRTO_Midwest | Internal | Shoulder | B15 | 1203 | 100 | 0 | 39.49 | 32.84 | 9 | 0
2015 | TVA_2_NonRTO_Midwest | TVA | NonRTO_Midwest | Internal | Summer | B1 | 10 | 100 | 0 | 68.8 | 65.02 | 9 | 0
2015 | TVA_2_NonRTO_Midwest | TVA | NonRTO_Midwest | Internal | Summer | B2 | 25 | 100 | 0 | 67.3 | 65.02 | 9 | 0
2015 | TVA_2_NonRTO_Midwest | TVA | NonRTO_Midwest | Internal | Summer | B3 | 75 | 100 | 0 | 64.3 | 65.02 | 9 | 0
2015 | TVA_2_NonRTO_Midwest | TVA | NonRTO_Midwest | Internal | Summer | B4 | 100 | 100 | 0 | 63.56 | 63.56 | 9 | 0
2015 | TVA_2_NonRTO_Midwest | TVA | NonRTO_Midwest | Internal | Summer | B5 | 200 | 100 | 0 | 51.07 | 55.92 | 9 | 0
2015 | TVA_2_NonRTO_Midwest | TVA | NonRTO_Midwest | Internal | Summer | B6 | 300 | 100 | 100 | 39.84 | 50.99 | 9 | 2.15
2015 | TVA_2_NonRTO_Midwest | TVA | NonRTO_Midwest | Internal | Summer | B7 | 400 | 100 | 0 | 39.28 | 36 | 9 | 0
2015 | TVA_2_NonRTO_Midwest | TVA | NonRTO_Midwest | Internal | Summer | B8 | 500 | 100 | 0 | 38.22 | 34.4 | 9 | 0
2015 | TVA_2_NonRTO_Midwest | TVA | NonRTO_Midwest | Internal | Summer | B9 | 800 | 100 | 0 | 38.22 | 32.84 | 9 | 0
2015 | TVA_2_NonRTO_Midwest | TVA | NonRTO_Midwest | Internal | Summer | B10 | 1262 | 100 | 0 | 35.46 | 31.99 | 9 | 0
2015 | TVA_2_NonRTO_Midwest | TVA | NonRTO_Midwest | Internal | Winter | B16 | 25 | 100 | 0 | 55.4 | 56.55 | 9 | 0
2015 | TVA_2_NonRTO_Midwest | TVA | NonRTO_Midwest | Internal | Winter | B17 | 100 | 100 | 0 | 43.7 | 52.1 | 9 | 0
2015 | TVA_2_NonRTO_Midwest | TVA | NonRTO_Midwest | Internal | Winter | B18 | 400 | 100 | 0 | 39.34 | 46.53 | 9 | 0
2015 | TVA_2_NonRTO_Midwest | TVA | NonRTO_Midwest | Internal | Winter | B19 | 700 | 100 | 0 | 39.34 | 36.23 | 9 | 0
2015 | TVA_2_NonRTO_Midwest | TVA | NonRTO_Midwest | Internal | Winter | B20 | 935 | 100 | 0 | 39.34 | 32.85 | 9 | 0
2015 | TVA_2_SOCO | TVA | SOCO | Internal | Shoulder | B11 | 25 | 500 | 0 | 54.04 | 63.03 | 9 | 0
2015 | TVA_2_SOCO | TVA | SOCO | Internal | Shoulder | B12 | 200 | 500 | 0 | 41.16 | 42.94 | 9 | 0
2015 | TVA_2_SOCO | TVA | SOCO | Internal | Shoulder | B13 | 600 | 500 | 0 | 39.49 | 40 | 9 | 0
2015 | TVA_2_SOCO | TVA | SOCO | Internal | Shoulder | B14 | 900 | 500 | 0 | 39.49 | 40 | 9 | 0
2015 | TVA_2_SOCO | TVA | SOCO | Internal | Shoulder | B15 | 1203 | 500 | 0 | 39.49 | 40 | 9 | 0
2015 | TVA_2_SOCO | TVA | SOCO | Internal | Summer | B1 | 10 | 500 | 0 | 68.8 | 66.43 | 9 | 0
2015 | TVA_2_SOCO | TVA | SOCO | Internal | Summer | B2 | 25 | 500 | 0 | 67.3 | 66.43 | 9 | 0
2015 | TVA_2_SOCO | TVA | SOCO | Internal | Summer | B3 | 75 | 500 | 0 | 64.3 | 66.43 | 9 | 0
2015 | TVA_2_SOCO | TVA | SOCO | Internal | Summer | B4 | 100 | 500 | 0 | 63.56 | 66.43 | 9 | 0
2015 | TVA_2_SOCO | TVA | SOCO | Internal | Summer | B5 | 200 | 500 | 500 | 51.07 | 62.02 | 9 | 1.95
2015 | TVA_2_SOCO | TVA | SOCO | Internal | Summer | B6 | 300 | 500 | 500 | 39.84 | 54.15 | 9 | 5.31
2015 | TVA_2_SOCO | TVA | SOCO | Internal | Summer | B7 | 400 | 500 | 500 | 39.28 | 51.72 | 9 | 3.44
2015 | TVA_2_SOCO | TVA | SOCO | Internal | Summer | B8 | 500 | 500 | 0 | 38.22 | 43.39 | 9 | 0
2015 | TVA_2_SOCO | TVA | SOCO | Internal | Summer | B9 | 800 | 500 | 0 | 38.22 | 38.83 | 9 | 0
2015 | TVA_2_SOCO | TVA | SOCO | Internal | Summer | B10 | 1262 | 500 | 0 | 35.46 | 38.83 | 9 | 0
2015 | TVA_2_SOCO | TVA | SOCO | Internal | Winter | B16 | 25 | 500 | 0 | 55.4 | 61.57 | 9 | 0
2015 | TVA_2_SOCO | TVA | SOCO | Internal | Winter | B17 | 100 | 500 | 0 | 43.7 | 43.89 | 9 | 0
2015 | TVA_2_SOCO | TVA | SOCO | Internal | Winter | B18 | 400 | 500 | 0 | 39.34 | 42.39 | 9 | 0
2015 | TVA_2_SOCO | TVA | SOCO | Internal | Winter | B19 | 700 | 500 | 0 | 39.34 | 42.39 | 9 | 0
2015 | TVA_2_SOCO | TVA | SOCO | Internal | Winter | B20 | 935 | 500 | 0 | 39.34 | 42.39 | 9 | 0
2015 | TVA_2_VACAR | TVA | VACAR | Internal | Shoulder | B11 | 25 | 150 | 0 | 54.04 | 59.23 | 9 | 0
2015 | TVA_2_VACAR | TVA | VACAR | Internal | Shoulder | B12 | 200 | 150 | 0 | 41.16 | 48.6 | 9 | 0
2015 | TVA_2_VACAR | TVA | VACAR | Internal | Shoulder | B13 | 600 | 150 | 0 | 39.49 | 45.66 | 9 | 0
2015 | TVA_2_VACAR | TVA | VACAR | Internal | Shoulder | B14 | 900 | 150 | 0 | 39.49 | 45.45 | 9 | 0
2015 | TVA_2_VACAR | TVA | VACAR | Internal | Shoulder | B15 | 1203 | 150 | 0 | 39.49 | 42.64 | 9 | 0
2015 | TVA_2_VACAR | TVA | VACAR | Internal | Summer | B1 | 10 | 150 | 0 | 68.8 | 69.73 | 9 | 0
2015 | TVA_2_VACAR | TVA | VACAR | Internal | Summer | B2 | 25 | 150 | 0 | 67.3 | 69.73 | 9 | 0
2015 | TVA_2_VACAR | TVA | VACAR | Internal | Summer | B3 | 75 | 150 | 0 | 64.3 | 69.73 | 9 | 0
2015 | TVA_2_VACAR | TVA | VACAR | Internal | Summer | B4 | 100 | 150 | 0 | 63.56 | 68.59 | 9 | 0
2015 | TVA_2_VACAR | TVA | VACAR | Internal | Summer | B5 | 200 | 150 | 0 | 51.07 | 57.65 | 9 | 0
2015 | TVA_2_VACAR | TVA | VACAR | Internal | Summer | B6 | 300 | 150 | 150 | 39.84 | 53.06 | 9 | 4.22
2015 | TVA_2_VACAR | TVA | VACAR | Internal | Summer | B7 | 400 | 150 | 0 | 39.28 | 46.93 | 9 | 0
2015 | TVA_2_VACAR | TVA | VACAR | Internal | Summer | B8 | 500 | 150 | 0 | 38.22 | 43.81 | 9 | 0
2015 | TVA_2_VACAR | TVA | VACAR | Internal | Summer | B9 | 800 | 150 | 0 | 38.22 | 42.25 | 9 | 0
2015 | TVA_2_VACAR | TVA | VACAR | Internal | Summer | B10 | 1262 | 150 | 0 | 35.46 | 41.46 | 9 | 0
2015 | TVA_2_VACAR | TVA | VACAR | Internal | Winter | B16 | 25 | 150 | 150 | 55.4 | 65.54 | 9 | 1.14
2015 | TVA_2_VACAR | TVA | VACAR | Internal | Winter | B17 | 100 | 150 | 0 | 43.7 | 52.09 | 9 | 0
2015 | TVA_2_VACAR | TVA | VACAR | Internal | Winter | B18 | 400 | 150 | 0 | 39.34 | 46.53 | 9 | 0
2015 | TVA_2_VACAR | TVA | VACAR | Internal | Winter | B19 | 700 | 150 | 0 | 39.34 | 44.51 | 9 | 0
2015 | TVA_2_VACAR | TVA | VACAR | Internal | Winter | B20 | 935 | 150 | 0 | 39.34 | 42.65 | 9 | 0
2015 | TVA_Transmission_2_ENT | TVA_Transmission | ENT | Internal | Shoulder | B11 | 25 | 3000 | 0 | 54.03 | 55.32 | 9 | 0
2015 | TVA_Transmission_2_ENT | TVA_Transmission | ENT | Internal | Shoulder | B12 | 200 | 3000 | 0 | 44.39 | 39.32 | 9 | 0
2015 | TVA_Transmission_2_ENT | TVA_Transmission | ENT | Internal | Shoulder | B13 | 600 | 3000 | 0 | 42.25 | 39.32 | 9 | 0
2015 | TVA_Transmission_2_ENT | TVA_Transmission | ENT | Internal | Shoulder | B14 | 900 | 3000 | 0 | 40.81 | 39.04 | 9 | 0
2015 | TVA_Transmission_2_ENT | TVA_Transmission | ENT | Internal | Shoulder | B15 | 1203 | 3000 | 0 | 39.9 | 37.77 | 9 | 0
2015 | TVA_Transmission_2_ENT | TVA_Transmission | ENT | Internal | Summer | B1 | 10 | 3000 | 0 | 68.79 | 60.79 | 9 | 0
2015 | TVA_Transmission_2_ENT | TVA_Transmission | ENT | Internal | Summer | B2 | 25 | 3000 | 0 | 67.29 | 59.29 | 9 | 0
2015 | TVA_Transmission_2_ENT | TVA_Transmission | ENT | Internal | Summer | B3 | 75 | 3000 | 0 | 64.29 | 58.43 | 9 | 0
2015 | TVA_Transmission_2_ENT | TVA_Transmission | ENT | Internal | Summer | B4 | 100 | 3000 | 0 | 63.55 | 57.64 | 9 | 0
2015 | TVA_Transmission_2_ENT | TVA_Transmission | ENT | Internal | Summer | B5 | 200 | 3000 | 0 | 54.46 | 53.58 | 9 | 0
2015 | TVA_Transmission_2_ENT | TVA_Transmission | ENT | Internal | Summer | B6 | 300 | 3000 | 0 | 48.11 | 46.15 | 9 | 0
2015 | TVA_Transmission_2_ENT | TVA_Transmission | ENT | Internal | Summer | B7 | 400 | 3000 | 0 | 43.06 | 43.72 | 9 | 0
2015 | TVA_Transmission_2_ENT | TVA_Transmission | ENT | Internal | Summer | B8 | 500 | 3000 | 0 | 39.65 | 38.1 | 9 | 0
2015 | TVA_Transmission_2_ENT | TVA_Transmission | ENT | Internal | Summer | B9 | 800 | 3000 | 0 | 39.03 | 37.83 | 9 | 0
2015 | TVA_Transmission_2_ENT | TVA_Transmission | ENT | Internal | Summer | B10 | 1262 | 3000 | 0 | 36.42 | 36.6 | 9 | 0
2015 | TVA_Transmission_2_ENT | TVA_Transmission | ENT | Internal | Winter | B16 | 25 | 3000 | 0 | 56.54 | 53.57 | 9 | 0
2015 | TVA_Transmission_2_ENT | TVA_Transmission | ENT | Internal | Winter | B17 | 100 | 3000 | 0 | 47.27 | 41.76 | 9 | 0
2015 | TVA_Transmission_2_ENT | TVA_Transmission | ENT | Internal | Winter | B18 | 400 | 3000 | 0 | 42.98 | 41.46 | 9 | 0
2015 | TVA_Transmission_2_ENT | TVA_Transmission | ENT | Internal | Winter | B19 | 700 | 3000 | 0 | 41.16 | 41.46 | 9 | 0
2015 | TVA_Transmission_2_ENT | TVA_Transmission | ENT | Internal | Winter | B20 | 935 | 3000 | 0 | 39.55 | 40.11 | 9 | 0
2015 | TVA_Transmission_2_MISO_MO-IL | TVA_Transmission | MISO_MO-IL | Internal | Shoulder | B11 | 25 | 4000 | 0 | 54.03 | 47.92 | 9 | 0
2015 | TVA_Transmission_2_MISO_MO-IL | TVA_Transmission | MISO_MO-IL | Internal | Shoulder | B12 | 200 | 4000 | 0 | 44.39 | 40.59 | 9 | 0
2015 | TVA_Transmission_2_MISO_MO-IL | TVA_Transmission | MISO_MO-IL | Internal | Shoulder | B13 | 600 | 4000 | 0 | 42.25 | 37.64 | 9 | 0
2015 | TVA_Transmission_2_MISO_MO-IL | TVA_Transmission | MISO_MO-IL | Internal | Shoulder | B14 | 900 | 4000 | 0 | 40.81 | 35.48 | 9 | 0
2015 | TVA_Transmission_2_MISO_MO-IL | TVA_Transmission | MISO_MO-IL | Internal | Shoulder | B15 | 1203 | 4000 | 0 | 39.9 | 33.25 | 9 | 0
2015 | TVA_Transmission_2_MISO_MO-IL | TVA_Transmission | MISO_MO-IL | Internal | Summer | B1 | 10 | 4000 | 0 | 68.79 | 60.79 | 9 | 0
2015 | TVA_Transmission_2_MISO_MO-IL | TVA_Transmission | MISO_MO-IL | Internal | Summer | B2 | 25 | 4000 | 0 | 67.29 | 59.29 | 9 | 0
2015 | TVA_Transmission_2_MISO_MO-IL | TVA_Transmission | MISO_MO-IL | Internal | Summer | B3 | 75 | 4000 | 0 | 64.29 | 57.01 | 9 | 0
2015 | TVA_Transmission_2_MISO_MO-IL | TVA_Transmission | MISO_MO-IL | Internal | Summer | B4 | 100 | 4000 | 0 | 63.55 | 55.55 | 9 | 0
2015 | TVA_Transmission_2_MISO_MO-IL | TVA_Transmission | MISO_MO-IL | Internal | Summer | B5 | 200 | 4000 | 0 | 54.46 | 47.92 | 9 | 0
2015 | TVA_Transmission_2_MISO_MO-IL | TVA_Transmission | MISO_MO-IL | Internal | Summer | B6 | 300 | 4000 | 0 | 48.11 | 42.97 | 9 | 0
2015 | TVA_Transmission_2_MISO_MO-IL | TVA_Transmission | MISO_MO-IL | Internal | Summer | B7 | 400 | 4000 | 0 | 43.06 | 35.72 | 9 | 0
2015 | TVA_Transmission_2_MISO_MO-IL | TVA_Transmission | MISO_MO-IL | Internal | Summer | B8 | 500 | 4000 | 0 | 39.65 | 34.38 | 9 | 0
2015 | TVA_Transmission_2_MISO_MO-IL | TVA_Transmission | MISO_MO-IL | Internal | Summer | B9 | 800 | 4000 | 0 | 39.03 | 33.17 | 9 | 0
2015 | TVA_Transmission_2_MISO_MO-IL | TVA_Transmission | MISO_MO-IL | Internal | Summer | B10 | 1262 | 4000 | 0 | 36.42 | 29.96 | 9 | 0
2015 | TVA_Transmission_2_MISO_MO-IL | TVA_Transmission | MISO_MO-IL | Internal | Winter | B16 | 25 | 4000 | 0 | 56.54 | 48.54 | 9 | 0
2015 | TVA_Transmission_2_MISO_MO-IL | TVA_Transmission | MISO_MO-IL | Internal | Winter | B17 | 100 | 4000 | 0 | 47.27 | 44.09 | 9 | 0
2015 | TVA_Transmission_2_MISO_MO-IL | TVA_Transmission | MISO_MO-IL | Internal | Winter | B18 | 400 | 4000 | 0 | 42.98 | 38.52 | 9 | 0
2015 | TVA_Transmission_2_MISO_MO-IL | TVA_Transmission | MISO_MO-IL | Internal | Winter | B19 | 700 | 4000 | 0 | 41.16 | 36.5 | 9 | 0
2015 | TVA_Transmission_2_MISO_MO-IL | TVA_Transmission | MISO_MO-IL | Internal | Winter | B20 | 935 | 4000 | 0 | 39.55 | 32.11 | 9 | 0
2015 | TVA_Transmission_2_NonRTO_Midwest | TVA_Transmission | NonRTO_Midwest | Internal | Shoulder | B11 | 25 | 700 | 0 | 54.03 | 55.9 | 9 | 0
2015 | TVA_Transmission_2_NonRTO_Midwest | TVA_Transmission | NonRTO_Midwest | Internal | Shoulder | B12 | 200 | 700 | 0 | 44.39 | 48.6 | 9 | 0
2015 | TVA_Transmission_2_NonRTO_Midwest | TVA_Transmission | NonRTO_Midwest | Internal | Shoulder | B13 | 600 | 700 | 0 | 42.25 | 45.66 | 9 | 0
2015 | TVA_Transmission_2_NonRTO_Midwest | TVA_Transmission | NonRTO_Midwest | Internal | Shoulder | B14 | 900 | 700 | 0 | 40.81 | 35.78 | 9 | 0
2015 | TVA_Transmission_2_NonRTO_Midwest | TVA_Transmission | NonRTO_Midwest | Internal | Shoulder | B15 | 1203 | 700 | 0 | 39.9 | 32.84 | 9 | 0
2015 | TVA_Transmission_2_NonRTO_Midwest | TVA_Transmission | NonRTO_Midwest | Internal | Summer | B1 | 10 | 700 | 0 | 68.79 | 65.02 | 9 | 0
2015 | TVA_Transmission_2_NonRTO_Midwest | TVA_Transmission | NonRTO_Midwest | Internal | Summer | B2 | 25 | 700 | 0 | 67.29 | 65.02 | 9 | 0
2015 | TVA_Transmission_2_NonRTO_Midwest | TVA_Transmission | NonRTO_Midwest | Internal | Summer | B3 | 75 | 700 | 0 | 64.29 | 65.02 | 9 | 0
2015 | TVA_Transmission_2_NonRTO_Midwest | TVA_Transmission | NonRTO_Midwest | Internal | Summer | B4 | 100 | 700 | 0 | 63.55 | 63.56 | 9 | 0
2015 | TVA_Transmission_2_NonRTO_Midwest | TVA_Transmission | NonRTO_Midwest | Internal | Summer | B5 | 200 | 700 | 0 | 54.46 | 55.92 | 9 | 0
2015 | TVA_Transmission_2_NonRTO_Midwest | TVA_Transmission | NonRTO_Midwest | Internal | Summer | B6 | 300 | 700 | 0 | 48.11 | 50.99 | 9 | 0
2015 | TVA_Transmission_2_NonRTO_Midwest | TVA_Transmission | NonRTO_Midwest | Internal | Summer | B7 | 400 | 700 | 0 | 43.06 | 36 | 9 | 0
2015 | TVA_Transmission_2_NonRTO_Midwest | TVA_Transmission | NonRTO_Midwest | Internal | Summer | B8 | 500 | 700 | 0 | 39.65 | 34.4 | 9 | 0
2015 | TVA_Transmission_2_NonRTO_Midwest | TVA_Transmission | NonRTO_Midwest | Internal | Summer | B9 | 800 | 700 | 0 | 39.03 | 32.84 | 9 | 0
2015 | TVA_Transmission_2_NonRTO_Midwest | TVA_Transmission | NonRTO_Midwest | Internal | Summer | B10 | 1262 | 700 | 0 | 36.42 | 31.99 | 9 | 0
2015 | TVA_Transmission_2_NonRTO_Midwest | TVA_Transmission | NonRTO_Midwest | Internal | Winter | B16 | 25 | 700 | 0 | 56.54 | 56.55 | 9 | 0
2015 | TVA_Transmission_2_NonRTO_Midwest | TVA_Transmission | NonRTO_Midwest | Internal | Winter | B17 | 100 | 700 | 0 | 47.27 | 52.1 | 9 | 0
2015 | TVA_Transmission_2_NonRTO_Midwest | TVA_Transmission | NonRTO_Midwest | Internal | Winter | B18 | 400 | 700 | 0 | 42.98 | 46.53 | 9 | 0
2015 | TVA_Transmission_2_NonRTO_Midwest | TVA_Transmission | NonRTO_Midwest | Internal | Winter | B19 | 700 | 700 | 0 | 41.16 | 36.23 | 9 | 0
2015 | TVA_Transmission_2_NonRTO_Midwest | TVA_Transmission | NonRTO_Midwest | Internal | Winter | B20 | 935 | 700 | 0 | 39.55 | 32.85 | 9 | 0
2015 | TVA_Transmission_2_SOCO | TVA_Transmission | SOCO | Internal | Shoulder | B11 | 25 | 3200 | 622.62 | 54.03 | 63.03 | 9 | 0
2015 | TVA_Transmission_2_SOCO | TVA_Transmission | SOCO | Internal | Shoulder | B12 | 200 | 3200 | 0 | 44.39 | 42.94 | 9 | 0
2015 | TVA_Transmission_2_SOCO | TVA_Transmission | SOCO | Internal | Shoulder | B13 | 600 | 3200 | 0 | 42.25 | 40 | 9 | 0
2015 | TVA_Transmission_2_SOCO | TVA_Transmission | SOCO | Internal | Shoulder | B14 | 900 | 3200 | 0 | 40.81 | 40 | 9 | 0
2015 | TVA_Transmission_2_SOCO | TVA_Transmission | SOCO | Internal | Shoulder | B15 | 1203 | 3200 | 0 | 39.9 | 40 | 9 | 0
2015 | TVA_Transmission_2_SOCO | TVA_Transmission | SOCO | Internal | Summer | B1 | 10 | 3200 | 0 | 68.79 | 66.43 | 9 | 0
2015 | TVA_Transmission_2_SOCO | TVA_Transmission | SOCO | Internal | Summer | B2 | 25 | 3200 | 0 | 67.29 | 66.43 | 9 | 0
2015 | TVA_Transmission_2_SOCO | TVA_Transmission | SOCO | Internal | Summer | B3 | 75 | 3200 | 0 | 64.29 | 66.43 | 9 | 0
2015 | TVA_Transmission_2_SOCO | TVA_Transmission | SOCO | Internal | Summer | B4 | 100 | 3200 | 0 | 63.55 | 66.43 | 9 | 0
2015 | TVA_Transmission_2_SOCO | TVA_Transmission | SOCO | Internal | Summer | B5 | 200 | 3200 | 0 | 54.46 | 62.02 | 9 | 0
2015 | TVA_Transmission_2_SOCO | TVA_Transmission | SOCO | Internal | Summer | B6 | 300 | 3200 | 0 | 48.11 | 54.15 | 9 | 0
2015 | TVA_Transmission_2_SOCO | TVA_Transmission | SOCO | Internal | Summer | B7 | 400 | 3200 | 0 | 43.06 | 51.72 | 9 | 0
2015 | TVA_Transmission_2_SOCO | TVA_Transmission | SOCO | Internal | Summer | B8 | 500 | 3200 | 0 | 39.65 | 43.39 | 9 | 0
2015 | TVA_Transmission_2_SOCO | TVA_Transmission | SOCO | Internal | Summer | B9 | 800 | 3200 | 0 | 39.03 | 38.83 | 9 | 0
2015 | TVA_Transmission_2_SOCO | TVA_Transmission | SOCO | Internal | Summer | B10 | 1262 | 3200 | 0 | 36.42 | 38.83 | 9 | 0
2015 | TVA_Transmission_2_SOCO | TVA_Transmission | SOCO | Internal | Winter | B16 | 25 | 3200 | 0 | 56.54 | 61.57 | 9 | 0
2015 | TVA_Transmission_2_SOCO | TVA_Transmission | SOCO | Internal | Winter | B17 | 100 | 3200 | 0 | 47.27 | 43.89 | 9 | 0
2015 | TVA_Transmission_2_SOCO | TVA_Transmission | SOCO | Internal | Winter | B18 | 400 | 3200 | 0 | 42.98 | 42.39 | 9 | 0
2015 | TVA_Transmission_2_SOCO | TVA_Transmission | SOCO | Internal | Winter | B19 | 700 | 3200 | 0 | 41.16 | 42.39 | 9 | 0
2015 | TVA_Transmission_2_SOCO | TVA_Transmission | SOCO | Internal | Winter | B20 | 935 | 3200 | 0 | 39.55 | 42.39 | 9 | 0
2015 | TVA_Transmission_2_TVA | TVA_Transmission | TVA | Internal | Shoulder | B11 | 25 | 99999 | 484.1 | 54.03 | 54.04 | 0.01 | 0
2015 | TVA_Transmission_2_TVA | TVA_Transmission | TVA | Internal | Shoulder | B12 | 200 | 99999 | 0 | 44.39 | 41.16 | 0.01 | 0
2015 | TVA_Transmission_2_TVA | TVA_Transmission | TVA | Internal | Shoulder | B13 | 600 | 99999 | 0 | 42.25 | 39.49 | 0.01 | 0
2015 | TVA_Transmission_2_TVA | TVA_Transmission | TVA | Internal | Shoulder | B14 | 900 | 99999 | 0 | 40.81 | 39.49 | 0.01 | 0
2015 | TVA_Transmission_2_TVA | TVA_Transmission | TVA | Internal | Shoulder | B15 | 1203 | 99999 | 0 | 39.9 | 39.49 | 0.01 | 0
2015 | TVA_Transmission_2_TVA | TVA_Transmission | TVA | Internal | Summer | B1 | 10 | 99999 | 3531.29 | 68.79 | 68.8 | 0.01 | 0
2015 | TVA_Transmission_2_TVA | TVA_Transmission | TVA | Internal | Summer | B2 | 25 | 99999 | 2834.68 | 67.29 | 67.3 | 0.01 | 0
2015 | TVA_Transmission_2_TVA | TVA_Transmission | TVA | Internal | Summer | B3 | 75 | 99999 | 1506.02 | 64.29 | 64.3 | 0.01 | 0
2015 | TVA_Transmission_2_TVA | TVA_Transmission | TVA | Internal | Summer | B4 | 100 | 99999 | 903.91 | 63.55 | 63.56 | 0.01 | 0
2015 | TVA_Transmission_2_TVA | TVA_Transmission | TVA | Internal | Summer | B5 | 200 | 99999 | 0 | 54.46 | 51.07 | 0.01 | 0
2015 | TVA_Transmission_2_TVA | TVA_Transmission | TVA | Internal | Summer | B6 | 300 | 99999 | 0 | 48.11 | 39.84 | 0.01 | 0
2015 | TVA_Transmission_2_TVA | TVA_Transmission | TVA | Internal | Summer | B7 | 400 | 99999 | 0 | 43.06 | 39.28 | 0.01 | 0
2015 | TVA_Transmission_2_TVA | TVA_Transmission | TVA | Internal | Summer | B8 | 500 | 99999 | 0 | 39.65 | 38.22 | 0.01 | 0
2015 | TVA_Transmission_2_TVA | TVA_Transmission | TVA | Internal | Summer | B9 | 800 | 99999 | 0 | 39.03 | 38.22 | 0.01 | 0
2015 | TVA_Transmission_2_TVA | TVA_Transmission | TVA | Internal | Summer | B10 | 1262 | 99999 | 0 | 36.42 | 35.46 | 0.01 | 0
2015 | TVA_Transmission_2_TVA | TVA_Transmission | TVA | Internal | Winter | B16 | 25 | 99999 | 0 | 56.54 | 55.4 | 0.01 | 0
2015 | TVA_Transmission_2_TVA | TVA_Transmission | TVA | Internal | Winter | B17 | 100 | 99999 | 0 | 47.27 | 43.7 | 0.01 | 0
2015 | TVA_Transmission_2_TVA | TVA_Transmission | TVA | Internal | Winter | B18 | 400 | 99999 | 0 | 42.98 | 39.34 | 0.01 | 0
2015 | TVA_Transmission_2_TVA | TVA_Transmission | TVA | Internal | Winter | B19 | 700 | 99999 | 0 | 41.16 | 39.34 | 0.01 | 0
2015 | TVA_Transmission_2_TVA | TVA_Transmission | TVA | Internal | Winter | B20 | 935 | 99999 | 0 | 39.55 | 39.34 | 0.01 | 0
2015 | TVA_Transmission_2_VACAR | TVA_Transmission | VACAR | Internal | Shoulder | B11 | 25 | 900 | 0 | 54.03 | 59.23 | 9 | 0
2015 | TVA_Transmission_2_VACAR | TVA_Transmission | VACAR | Internal | Shoulder | B12 | 200 | 900 | 0 | 44.39 | 48.6 | 9 | 0
2015 | TVA_Transmission_2_VACAR | TVA_Transmission | VACAR | Internal | Shoulder | B13 | 600 | 900 | 0 | 42.25 | 45.66 | 9 | 0
2015 | TVA_Transmission_2_VACAR | TVA_Transmission | VACAR | Internal | Shoulder | B14 | 900 | 900 | 0 | 40.81 | 45.45 | 9 | 0
2015 | TVA_Transmission_2_VACAR | TVA_Transmission | VACAR | Internal | Shoulder | B15 | 1203 | 900 | 0 | 39.9 | 42.64 | 9 | 0
2015 | TVA_Transmission_2_VACAR | TVA_Transmission | VACAR | Internal | Summer | B1 | 10 | 900 | 0 | 68.79 | 69.73 | 9 | 0
2015 | TVA_Transmission_2_VACAR | TVA_Transmission | VACAR | Internal | Summer | B2 | 25 | 900 | 0 | 67.29 | 69.73 | 9 | 0
2015 | TVA_Transmission_2_VACAR | TVA_Transmission | VACAR | Internal | Summer | B3 | 75 | 900 | 0 | 64.29 | 69.73 | 9 | 0
2015 | TVA_Transmission_2_VACAR | TVA_Transmission | VACAR | Internal | Summer | B4 | 100 | 900 | 0 | 63.55 | 68.59 | 9 | 0
2015 | TVA_Transmission_2_VACAR | TVA_Transmission | VACAR | Internal | Summer | B5 | 200 | 900 | 0 | 54.46 | 57.65 | 9 | 0
2015 | TVA_Transmission_2_VACAR | TVA_Transmission | VACAR | Internal | Summer | B6 | 300 | 900 | 0 | 48.11 | 53.06 | 9 | 0
2015 | TVA_Transmission_2_VACAR | TVA_Transmission | VACAR | Internal | Summer | B7 | 400 | 900 | 0 | 43.06 | 46.93 | 9 | 0
2015 | TVA_Transmission_2_VACAR | TVA_Transmission | VACAR | Internal | Summer | B8 | 500 | 900 | 0 | 39.65 | 43.81 | 9 | 0
2015 | TVA_Transmission_2_VACAR | TVA_Transmission | VACAR | Internal | Summer | B9 | 800 | 900 | 0 | 39.03 | 42.25 | 9 | 0
2015 | TVA_Transmission_2_VACAR | TVA_Transmission | VACAR | Internal | Summer | B10 | 1262 | 900 | 0 | 36.42 | 41.46 | 9 | 0
2015 | TVA_Transmission_2_VACAR | TVA_Transmission | VACAR | Internal | Winter | B16 | 25 | 900 | 876.44 | 56.54 | 65.54 | 9 | 0
2015 | TVA_Transmission_2_VACAR | TVA_Transmission | VACAR | Internal | Winter | B17 | 100 | 900 | 0 | 47.27 | 52.09 | 9 | 0
2015 | TVA_Transmission_2_VACAR | TVA_Transmission | VACAR | Internal | Winter | B18 | 400 | 900 | 0 | 42.98 | 46.53 | 9 | 0
2015 | TVA_Transmission_2_VACAR | TVA_Transmission | VACAR | Internal | Winter | B19 | 700 | 900 | 0 | 41.16 | 44.51 | 9 | 0
2015 | TVA_Transmission_2_VACAR | TVA_Transmission | VACAR | Internal | Winter | B20 | 935 | 900 | 0 | 39.55 | 42.65 | 9 | 0
2015 | VACAR_2_PJM_ROR | VACAR | PJM_ROR | Internal | Shoulder | B11 | 25 | 2000 | 0 | 59.23 | 48.03 | 7 | 0
2015 | VACAR_2_PJM_ROR | VACAR | PJM_ROR | Internal | Shoulder | B12 | 200 | 2000 | 0 | 48.6 | 42.6 | 7 | 0
2015 | VACAR_2_PJM_ROR | VACAR | PJM_ROR | Internal | Shoulder | B13 | 600 | 2000 | 0 | 45.66 | 39.66 | 7 | 0
2015 | VACAR_2_PJM_ROR | VACAR | PJM_ROR | Internal | Shoulder | B14 | 900 | 2000 | 0 | 45.45 | 37.49 | 7 | 0
2015 | VACAR_2_PJM_ROR | VACAR | PJM_ROR | Internal | Shoulder | B15 | 1203 | 2000 | 0 | 42.64 | 35.25 | 7 | 0
2015 | VACAR_2_PJM_ROR | VACAR | PJM_ROR | Internal | Summer | B1 | 10 | 2000 | 0 | 69.73 | 62.79 | 7 | 0
2015 | VACAR_2_PJM_ROR | VACAR | PJM_ROR | Internal | Summer | B2 | 25 | 2000 | 0 | 69.73 | 61.29 | 7 | 0
2015 | VACAR_2_PJM_ROR | VACAR | PJM_ROR | Internal | Summer | B3 | 75 | 2000 | 0 | 69.73 | 58.29 | 7 | 0
2015 | VACAR_2_PJM_ROR | VACAR | PJM_ROR | Internal | Summer | B4 | 100 | 2000 | 0 | 68.59 | 57.55 | 7 | 0
2015 | VACAR_2_PJM_ROR | VACAR | PJM_ROR | Internal | Summer | B5 | 200 | 2000 | 0 | 57.65 | 49.92 | 7 | 0
2015 | VACAR_2_PJM_ROR | VACAR | PJM_ROR | Internal | Summer | B6 | 300 | 2000 | 0 | 53.06 | 44.99 | 7 | 0
2015 | VACAR_2_PJM_ROR | VACAR | PJM_ROR | Internal | Summer | B7 | 400 | 2000 | 0 | 46.93 | 37.73 | 7 | 0
2015 | VACAR_2_PJM_ROR | VACAR | PJM_ROR | Internal | Summer | B8 | 500 | 2000 | 0 | 43.81 | 36.4 | 7 | 0
2015 | VACAR_2_PJM_ROR | VACAR | PJM_ROR | Internal | Summer | B9 | 800 | 2000 | 0 | 42.25 | 35.17 | 7 | 0
2015 | VACAR_2_PJM_ROR | VACAR | PJM_ROR | Internal | Summer | B10 | 1262 | 2000 | 0 | 41.46 | 31.96 | 7 | 0
2015 | VACAR_2_PJM_ROR | VACAR | PJM_ROR | Internal | Winter | B16 | 25 | 2000 | 0 | 65.54 | 50.54 | 7 | 0
2015 | VACAR_2_PJM_ROR | VACAR | PJM_ROR | Internal | Winter | B17 | 100 | 2000 | 0 | 52.09 | 46.09 | 7 | 0
2015 | VACAR_2_PJM_ROR | VACAR | PJM_ROR | Internal | Winter | B18 | 400 | 2000 | 0 | 46.53 | 40.53 | 7 | 0
2015 | VACAR_2_PJM_ROR | VACAR | PJM_ROR | Internal | Winter | B19 | 700 | 2000 | 0 | 44.51 | 38.51 | 7 | 0
2015 | VACAR_2_PJM_ROR | VACAR | PJM_ROR | Internal | Winter | B20 | 935 | 2000 | 0 | 42.65 | 34.07 | 7 | 0
2015 | VACAR_2_SOCO | VACAR | SOCO | Internal | Shoulder | B11 | 25 | 3000 | 0 | 59.23 | 63.03 | 7 | 0
2015 | VACAR_2_SOCO | VACAR | SOCO | Internal | Shoulder | B12 | 200 | 3000 | 0 | 48.6 | 42.94 | 7 | 0
2015 | VACAR_2_SOCO | VACAR | SOCO | Internal | Shoulder | B13 | 600 | 3000 | 0 | 45.66 | 40 | 7 | 0
2015 | VACAR_2_SOCO | VACAR | SOCO | Internal | Shoulder | B14 | 900 | 3000 | 0 | 45.45 | 40 | 7 | 0
2015 | VACAR_2_SOCO | VACAR | SOCO | Internal | Shoulder | B15 | 1203 | 3000 | 0 | 42.64 | 40 | 7 | 0
2015 | VACAR_2_SOCO | VACAR | SOCO | Internal | Summer | B1 | 10 | 3000 | 0 | 69.73 | 66.43 | 7 | 0
2015 | VACAR_2_SOCO | VACAR | SOCO | Internal | Summer | B2 | 25 | 3000 | 0 | 69.73 | 66.43 | 7 | 0
2015 | VACAR_2_SOCO | VACAR | SOCO | Internal | Summer | B3 | 75 | 3000 | 0 | 69.73 | 66.43 | 7 | 0
2015 | VACAR_2_SOCO | VACAR | SOCO | Internal | Summer | B4 | 100 | 3000 | 0 | 68.59 | 66.43 | 7 | 0
2015 | VACAR_2_SOCO | VACAR | SOCO | Internal | Summer | B5 | 200 | 3000 | 0 | 57.65 | 62.02 | 7 | 0
2015 | VACAR_2_SOCO | VACAR | SOCO | Internal | Summer | B6 | 300 | 3000 | 0 | 53.06 | 54.15 | 7 | 0
2015 | VACAR_2_SOCO | VACAR | SOCO | Internal | Summer | B7 | 400 | 3000 | 0 | 46.93 | 51.72 | 7 | 0
2015 | VACAR_2_SOCO | VACAR | SOCO | Internal | Summer | B8 | 500 | 3000 | 0 | 43.81 | 43.39 | 7 | 0
2015 | VACAR_2_SOCO | VACAR | SOCO | Internal | Summer | B9 | 800 | 3000 | 0 | 42.25 | 38.83 | 7 | 0
2015 | VACAR_2_SOCO | VACAR | SOCO | Internal | Summer | B10 | 1262 | 3000 | 0 | 41.46 | 38.83 | 7 | 0
2015 | VACAR_2_SOCO | VACAR | SOCO | Internal | Winter | B16 | 25 | 3000 | 0 | 65.54 | 61.57 | 7 | 0
2015 | VACAR_2_SOCO | VACAR | SOCO | Internal | Winter | B17 | 100 | 3000 | 0 | 52.09 | 43.89 | 7 | 0
2015 | VACAR_2_SOCO | VACAR | SOCO | Internal | Winter | B18 | 400 | 3000 | 0 | 46.53 | 42.39 | 7 | 0
2015 | VACAR_2_SOCO | VACAR | SOCO | Internal | Winter | B19 | 700 | 3000 | 0 | 44.51 | 42.39 | 7 | 0
2015 | VACAR_2_SOCO | VACAR | SOCO | Internal | Winter | B20 | 935 | 3000 | 0 | 42.65 | 42.39 | 7 | 0
2015 | VACAR_2_TVA_Transmission | VACAR | TVA_Transmission | Internal | Shoulder | B11 | 25 | 900 | 0 | 59.23 | 54.03 | 7 | 0
2015 | VACAR_2_TVA_Transmission | VACAR | TVA_Transmission | Internal | Shoulder | B12 | 200 | 900 | 0 | 48.6 | 44.39 | 7 | 0
2015 | VACAR_2_TVA_Transmission | VACAR | TVA_Transmission | Internal | Shoulder | B13 | 600 | 900 | 0 | 45.66 | 42.25 | 7 | 0
2015 | VACAR_2_TVA_Transmission | VACAR | TVA_Transmission | Internal | Shoulder | B14 | 900 | 900 | 0 | 45.45 | 40.81 | 7 | 0
2015 | VACAR_2_TVA_Transmission | VACAR | TVA_Transmission | Internal | Shoulder | B15 | 1203 | 900 | 0 | 42.64 | 39.9 | 7 | 0
2015 | VACAR_2_TVA_Transmission | VACAR | TVA_Transmission | Internal | Summer | B1 | 10 | 900 | 0 | 69.73 | 68.79 | 7 | 0
2015 | VACAR_2_TVA_Transmission | VACAR | TVA_Transmission | Internal | Summer | B2 | 25 | 900 | 0 | 69.73 | 67.29 | 7 | 0
2015 | VACAR_2_TVA_Transmission | VACAR | TVA_Transmission | Internal | Summer | B3 | 75 | 900 | 0 | 69.73 | 64.29 | 7 | 0
2015 | VACAR_2_TVA_Transmission | VACAR | TVA_Transmission | Internal | Summer | B4 | 100 | 900 | 0 | 68.59 | 63.55 | 7 | 0
2015 | VACAR_2_TVA_Transmission | VACAR | TVA_Transmission | Internal | Summer | B5 | 200 | 900 | 0 | 57.65 | 54.46 | 7 | 0
2015 | VACAR_2_TVA_Transmission | VACAR | TVA_Transmission | Internal | Summer | B6 | 300 | 900 | 0 | 53.06 | 48.11 | 7 | 0
2015 | VACAR_2_TVA_Transmission | VACAR | TVA_Transmission | Internal | Summer | B7 | 400 | 900 | 0 | 46.93 | 43.06 | 7 | 0
2015 | VACAR_2_TVA_Transmission | VACAR | TVA_Transmission | Internal | Summer | B8 | 500 | 900 | 0 | 43.81 | 39.65 | 7 | 0
2015 | VACAR_2_TVA_Transmission | VACAR | TVA_Transmission | Internal | Summer | B9 | 800 | 900 | 0 | 42.25 | 39.03 | 7 | 0
2015 | VACAR_2_TVA_Transmission | VACAR | TVA_Transmission | Internal | Summer | B10 | 1262 | 900 | 0 | 41.46 | 36.42 | 7 | 0
2015 | VACAR_2_TVA_Transmission | VACAR | TVA_Transmission | Internal | Winter | B16 | 25 | 900 | 0 | 65.54 | 56.54 | 7 | 0
2015 | VACAR_2_TVA_Transmission | VACAR | TVA_Transmission | Internal | Winter | B17 | 100 | 900 | 0 | 52.09 | 47.27 | 7 | 0
2015 | VACAR_2_TVA_Transmission | VACAR | TVA_Transmission | Internal | Winter | B18 | 400 | 900 | 0 | 46.53 | 42.98 | 7 | 0
2015 | VACAR_2_TVA_Transmission | VACAR | TVA_Transmission | Internal | Winter | B19 | 700 | 900 | 0 | 44.51 | 41.16 | 7 | 0
2015 | VACAR_2_TVA_Transmission | VACAR | TVA_Transmission | Internal | Winter | B20 | 935 | 900 | 0 | 42.65 | 39.55 | 7 | 0
2020 | ENT_2_SOCO | ENT | SOCO | Internal | Shoulder | B11 | 25 | 2000 | 0 | 59.7 | 67.66 | 8 | 0
2020 | ENT_2_SOCO | ENT | SOCO | Internal | Shoulder | B12 | 200 | 2000 | 0 | 42.38 | 44.18 | 8 | 0
2020 | ENT_2_SOCO | ENT | SOCO | Internal | Shoulder | B13 | 600 | 2000 | 0 | 42.38 | 42.57 | 8 | 0
2020 | ENT_2_SOCO | ENT | SOCO | Internal | Shoulder | B14 | 900 | 2000 | 0 | 42.38 | 42.57 | 8 | 0
2020 | ENT_2_SOCO | ENT | SOCO | Internal | Shoulder | B15 | 1203 | 2000 | 0 | 42.07 | 42.57 | 8 | 0
2020 | ENT_2_SOCO | ENT | SOCO | Internal | Summer | B1 | 10 | 2000 | 0 | 64.54 | 71.71 | 8 | 0
2020 | ENT_2_SOCO | ENT | SOCO | Internal | Summer | B2 | 25 | 2000 | 0 | 63.36 | 70.36 | 8 | 0
2020 | ENT_2_SOCO | ENT | SOCO | Internal | Summer | B3 | 75 | 2000 | 1679.36 | 62.36 | 70.36 | 8 | 0
2020 | ENT_2_SOCO | ENT | SOCO | Internal | Summer | B4 | 100 | 2000 | 1717.03 | 62.36 | 70.36 | 8 | 0
2020 | ENT_2_SOCO | ENT | SOCO | Internal | Summer | B5 | 200 | 2000 | 2000 | 59.66 | 70.36 | 8 | 2.7
2020 | ENT_2_SOCO | ENT | SOCO | Internal | Summer | B6 | 300 | 2000 | 0 | 55.86 | 63.6 | 8 | 0
2020 | ENT_2_SOCO | ENT | SOCO | Internal | Summer | B7 | 400 | 2000 | 473.99 | 48.06 | 56.06 | 8 | 0
2020 | ENT_2_SOCO | ENT | SOCO | Internal | Summer | B8 | 500 | 2000 | 0 | 41 | 44.07 | 8 | 0
2020 | ENT_2_SOCO | ENT | SOCO | Internal | Summer | B9 | 800 | 2000 | 0 | 41 | 41.3 | 8 | 0
2020 | ENT_2_SOCO | ENT | SOCO | Internal | Summer | B10 | 1262 | 2000 | 0 | 40.71 | 41.3 | 8 | 0
2020 | ENT_2_SOCO | ENT | SOCO | Internal | Winter | B16 | 25 | 2000 | 2000 | 56.45 | 64.75 | 8 | 0.3
2020 | ENT_2_SOCO | ENT | SOCO | Internal | Winter | B17 | 100 | 2000 | 0 | 45.1 | 46.79 | 8 | 0
2020 | ENT_2_SOCO | ENT | SOCO | Internal | Winter | B18 | 400 | 2000 | 0 | 45.1 | 45.18 | 8 | 0
2020 | ENT_2_SOCO | ENT | SOCO | Internal | Winter | B19 | 700 | 2000 | 0 | 44.77 | 45.18 | 8 | 0
2020 | ENT_2_SOCO | ENT | SOCO | Internal | Winter | B20 | 935 | 2000 | 0 | 43.65 | 44.59 | 8 | 0
2020 | ENT_2_TVA_Transmission | ENT | TVA_Transmission | Internal | Shoulder | B11 | 25 | 2100 | 0 | 59.7 | 59.22 | 8 | 0
2020 | ENT_2_TVA_Transmission | ENT | TVA_Transmission | Internal | Shoulder | B12 | 200 | 2100 | 0 | 42.38 | 48.35 | 8 | 0
2020 | ENT_2_TVA_Transmission | ENT | TVA_Transmission | Internal | Shoulder | B13 | 600 | 2100 | 0 | 42.38 | 45.1 | 8 | 0
2020 | ENT_2_TVA_Transmission | ENT | TVA_Transmission | Internal | Shoulder | B14 | 900 | 2100 | 0 | 42.38 | 43.78 | 8 | 0
2020 | ENT_2_TVA_Transmission | ENT | TVA_Transmission | Internal | Shoulder | B15 | 1203 | 2100 | 0 | 42.07 | 40.85 | 8 | 0
2020 | ENT_2_TVA_Transmission | ENT | TVA_Transmission | Internal | Summer | B1 | 10 | 2100 | 504.89 | 64.54 | 72.54 | 8 | 0
2020 | ENT_2_TVA_Transmission | ENT | TVA_Transmission | Internal | Summer | B2 | 25 | 2100 | 941.04 | 63.36 | 71.36 | 8 | 0
2020 | ENT_2_TVA_Transmission | ENT | TVA_Transmission | Internal | Summer | B3 | 75 | 2100 | 0 | 62.36 | 67.86 | 8 | 0
2020 | ENT_2_TVA_Transmission | ENT | TVA_Transmission | Internal | Summer | B4 | 100 | 2100 | 0 | 62.36 | 67.86 | 8 | 0
2020 | ENT_2_TVA_Transmission | ENT | TVA_Transmission | Internal | Summer | B5 | 200 | 2100 | 0 | 59.66 | 62.45 | 8 | 0
2020 | ENT_2_TVA_Transmission | ENT | TVA_Transmission | Internal | Summer | B6 | 300 | 2100 | 0 | 55.86 | 54.61 | 8 | 0
2020 | ENT_2_TVA_Transmission | ENT | TVA_Transmission | Internal | Summer | B7 | 400 | 2100 | 0 | 48.06 | 47.66 | 8 | 0
2020 | ENT_2_TVA_Transmission | ENT | TVA_Transmission | Internal | Summer | B8 | 500 | 2100 | 0 | 41 | 42.31 | 8 | 0
2020 | ENT_2_TVA_Transmission | ENT | TVA_Transmission | Internal | Summer | B9 | 800 | 2100 | 0 | 41 | 40.22 | 8 | 0
2020 | ENT_2_TVA_Transmission | ENT | TVA_Transmission | Internal | Summer | B10 | 1262 | 2100 | 0 | 40.71 | 38.18 | 8 | 0
2020 | ENT_2_TVA_Transmission | ENT | TVA_Transmission | Internal | Winter | B16 | 25 | 2100 | 0 | 56.45 | 56.17 | 8 | 0
2020 | ENT_2_TVA_Transmission | ENT | TVA_Transmission | Internal | Winter | B17 | 100 | 2100 | 0 | 45.1 | 50.65 | 8 | 0
2020 | ENT_2_TVA_Transmission | ENT | TVA_Transmission | Internal | Winter | B18 | 400 | 2100 | 0 | 45.1 | 46.09 | 8 | 0
2020 | ENT_2_TVA_Transmission | ENT | TVA_Transmission | Internal | Winter | B19 | 700 | 2100 | 0 | 44.77 | 44.21 | 8 | 0
2020 | ENT_2_TVA_Transmission | ENT | TVA_Transmission | Internal | Winter | B20 | 935 | 2100 | 0 | 43.65 | 41.13 | 8 | 0
2020 | HQ_NEISO_2_NEISO | HQ_NEISO | NEISO | Internal | Shoulder | B11 | 25 | 99999 | 2920 | 37.48 | 37.5 | 0.01 | 0
2020 | HQ_NEISO_2_NEISO | HQ_NEISO | NEISO | Internal | Shoulder | B12 | 200 | 99999 | 2920 | 37.48 | 37.5 | 0.01 | 0
2020 | HQ_NEISO_2_NEISO | HQ_NEISO | NEISO | Internal | Shoulder | B13 | 600 | 99999 | 2920 | 37.48 | 37.5 | 0.01 | 0
2020 | HQ_NEISO_2_NEISO | HQ_NEISO | NEISO | Internal | Shoulder | B14 | 900 | 99999 | 2920 | 37.48 | 37.5 | 0.01 | 0
2020 | HQ_NEISO_2_NEISO | HQ_NEISO | NEISO | Internal | Shoulder | B15 | 1203 | 99999 | 2564.65 | 34.8 | 34.81 | 0.01 | 0
2020 | HQ_NEISO_2_NEISO | HQ_NEISO | NEISO | Internal | Summer | B1 | 10 | 99999 | 2920 | 81.04 | 81.05 | 0.01 | 0
2020 | HQ_NEISO_2_NEISO | HQ_NEISO | NEISO | Internal | Summer | B2 | 25 | 99999 | 2920 | 68.37 | 68.38 | 0.01 | 0
2020 | HQ_NEISO_2_NEISO | HQ_NEISO | NEISO | Internal | Summer | B3 | 75 | 99999 | 2920 | 49.91 | 49.92 | 0.01 | 0
2020 | HQ_NEISO_2_NEISO | HQ_NEISO | NEISO | Internal | Summer | B4 | 100 | 99999 | 2920 | 39.31 | 39.32 | 0.01 | 0
2020 | HQ_NEISO_2_NEISO | HQ_NEISO | NEISO | Internal | Summer | B5 | 200 | 99999 | 2920 | 34.6 | 34.61 | 0.01 | 0
2020 | HQ_NEISO_2_NEISO | HQ_NEISO | NEISO | Internal | Summer | B6 | 300 | 99999 | 2920 | 34.6 | 34.61 | 0.01 | 0
2020 | HQ_NEISO_2_NEISO | HQ_NEISO | NEISO | Internal | Summer | B7 | 400 | 99999 | 2920 | 34.6 | 34.61 | 0.01 | 0
2020 | HQ_NEISO_2_NEISO | HQ_NEISO | NEISO | Internal | Summer | B8 | 500 | 99999 | 2920 | 34.6 | 34.61 | 0.01 | 0
2020 | HQ_NEISO_2_NEISO | HQ_NEISO | NEISO | Internal | Summer | B9 | 800 | 99999 | 2920 | 34.6 | 34.61 | 0.01 | 0
2020 | HQ_NEISO_2_NEISO | HQ_NEISO | NEISO | Internal | Summer | B10 | 1262 | 99999 | 2495.19 | 34.6 | 34.61 | 0.01 | 0
2020 | HQ_NEISO_2_NEISO | HQ_NEISO | NEISO | Internal | Winter | B16 | 25 | 99999 | 2920 | 46.41 | 46.42 | 0.01 | 0
2020 | HQ_NEISO_2_NEISO | HQ_NEISO | NEISO | Internal | Winter | B17 | 100 | 99999 | 2920 | 46.41 | 46.42 | 0.01 | 0
2020 | HQ_NEISO_2_NEISO | HQ_NEISO | NEISO | Internal | Winter | B18 | 400 | 99999 | 2920 | 46.41 | 46.42 | 0.01 | 0
2020 | HQ_NEISO_2_NEISO | HQ_NEISO | NEISO | Internal | Winter | B19 | 700 | 99999 | 2920 | 46.41 | 46.42 | 0.01 | 0
2020 | HQ_NEISO_2_NEISO | HQ_NEISO | NEISO | Internal | Winter | B20 | 935 | 99999 | 2582.72 | 44.84 | 44.86 | 0.01 | 0
2020 | HQ_NY_2_NYISO_A-F | HQ_NY | NYISO_A-F | Internal | Shoulder | B11 | 25 | 99999 | 1500 | 39.86 | 39.87 | 0.01 | 0
2020 | HQ_NY_2_NYISO_A-F | HQ_NY | NYISO_A-F | Internal | Shoulder | B12 | 200 | 99999 | 1500 | 39.86 | 39.87 | 0.01 | 0
2020 | HQ_NY_2_NYISO_A-F | HQ_NY | NYISO_A-F | Internal | Shoulder | B13 | 600 | 99999 | 1500 | 39.22 | 39.23 | 0.01 | 0
2020 | HQ_NY_2_NYISO_A-F | HQ_NY | NYISO_A-F | Internal | Shoulder | B14 | 900 | 99999 | 1500 | 37.63 | 37.64 | 0.01 | 0
2020 | HQ_NY_2_NYISO_A-F | HQ_NY | NYISO_A-F | Internal | Shoulder | B15 | 1203 | 99999 | 1317.46 | 37.63 | 37.64 | 0.01 | 0
2020 | HQ_NY_2_NYISO_A-F | HQ_NY | NYISO_A-F | Internal | Summer | B1 | 10 | 99999 | 1500 | 51.51 | 51.52 | 0.01 | 0
2020 | HQ_NY_2_NYISO_A-F | HQ_NY | NYISO_A-F | Internal | Summer | B2 | 25 | 99999 | 1500 | 51.51 | 51.52 | 0.01 | 0
2020 | HQ_NY_2_NYISO_A-F | HQ_NY | NYISO_A-F | Internal | Summer | B3 | 75 | 99999 | 1500 | 46.91 | 46.92 | 0.01 | 0
2020 | HQ_NY_2_NYISO_A-F | HQ_NY | NYISO_A-F | Internal | Summer | B4 | 100 | 99999 | 1500 | 42.31 | 42.32 | 0.01 | 0
2020 | HQ_NY_2_NYISO_A-F | HQ_NY | NYISO_A-F | Internal | Summer | B5 | 200 | 99999 | 1500 | 42.31 | 42.32 | 0.01 | 0
2020 | HQ_NY_2_NYISO_A-F | HQ_NY | NYISO_A-F | Internal | Summer | B6 | 300 | 99999 | 1500 | 40.6 | 40.62 | 0.01 | 0
2020 | HQ_NY_2_NYISO_A-F | HQ_NY | NYISO_A-F | Internal | Summer | B7 | 400 | 99999 | 1500 | 37.6 | 37.61 | 0.01 | 0
2020 | HQ_NY_2_NYISO_A-F | HQ_NY | NYISO_A-F | Internal | Summer | B8 | 500 | 99999 | 1500 | 37.58 | 37.59 | 0.01 | 0
2020 | HQ_NY_2_NYISO_A-F | HQ_NY | NYISO_A-F | Internal | Summer | B9 | 800 | 99999 | 1500 | 36.85 | 36.86 | 0.01 | 0
2020 | HQ_NY_2_NYISO_A-F | HQ_NY | NYISO_A-F | Internal | Summer | B10 | 1262 | 99999 | 1281.77 | 36.85 | 36.86 | 0.01 | 0
2020 | HQ_NY_2_NYISO_A-F | HQ_NY | NYISO_A-F | Internal | Winter | B16 | 25 | 99999 | 1500 | 42.25 | 42.26 | 0.01 | 0
2020 | HQ_NY_2_NYISO_A-F | HQ_NY | NYISO_A-F | Internal | Winter | B17 | 100 | 99999 | 1500 | 42.25 | 42.26 | 0.01 | 0
2020 | HQ_NY_2_NYISO_A-F | HQ_NY | NYISO_A-F | Internal | Winter | B18 | 400 | 99999 | 1500 | 42.25 | 42.26 | 0.01 | 0
2020 | HQ_NY_2_NYISO_A-F | HQ_NY | NYISO_A-F | Internal | Winter | B19 | 700 | 99999 | 1500 | 41.84 | 41.86 | 0.01 | 0
2020 | HQ_NY_2_NYISO_A-F | HQ_NY | NYISO_A-F | Internal | Winter | B20 | 935 | 99999 | 1326.74 | 41.84 | 41.86 | 0.01 | 0
2020 | HQ_IESO_2_IESO | HQ_IESO | IESO | Internal | Shoulder | B11 | 25 | 99999 | 3000 | 10.96 | 10.97 | 0.01 | 0
2020 | HQ_IESO_2_IESO | HQ_IESO | IESO | Internal | Shoulder | B12 | 200 | 99999 | 3000 | 10.96 | 10.97 | 0.01 | 0
2020 | HQ_IESO_2_IESO | HQ_IESO | IESO | Internal | Shoulder | B13 | 600 | 99999 | 3000 | 10.96 | 10.97 | 0.01 | 0
2020 | HQ_IESO_2_IESO | HQ_IESO | IESO | Internal | Shoulder | B14 | 900 | 99999 | 3000 | 10.96 | 10.97 | 0.01 | 0
2020 | HQ_IESO_2_IESO | HQ_IESO | IESO | Internal | Shoulder | B15 | 1203 | 99999 | 2634.91 | 10.96 | 10.97 | 0.01 | 0
2020 | HQ_IESO_2_IESO | HQ_IESO | IESO | Internal | Summer | B1 | 10 | 99999 | 3000 | 36.27 | 36.28 | 0.01 | 0
2020 | HQ_IESO_2_IESO | HQ_IESO | IESO | Internal | Summer | B2 | 25 | 99999 | 3000 | 10.96 | 10.97 | 0.01 | 0
2020 | HQ_IESO_2_IESO | HQ_IESO | IESO | Internal | Summer | B3 | 75 | 99999 | 3000 | 10.96 | 10.97 | 0.01 | 0
2020 | HQ_IESO_2_IESO | HQ_IESO | IESO | Internal | Summer | B4 | 100 | 99999 | 3000 | 10.96 | 10.97 | 0.01 | 0
2020 | HQ_IESO_2_IESO | HQ_IESO | IESO | Internal | Summer | B5 | 200 | 99999 | 3000 | 10.96 | 10.97 | 0.01 | 0
2020 | HQ_IESO_2_IESO | HQ_IESO | IESO | Internal | Summer | B6 | 300 | 99999 | 3000 | 10.96 | 10.97 | 0.01 | 0
2020 | HQ_IESO_2_IESO | HQ_IESO | IESO | Internal | Summer | B7 | 400 | 99999 | 3000 | 10.96 | 10.97 | 0.01 | 0
2020 | HQ_IESO_2_IESO | HQ_IESO | IESO | Internal | Summer | B8 | 500 | 99999 | 3000 | 10.96 | 10.97 | 0.01 | 0
2020 | HQ_IESO_2_IESO | HQ_IESO | IESO | Internal | Summer | B9 | 800 | 99999 | 3000 | 10.96 | 10.97 | 0.01 | 0
2020 | HQ_IESO_2_IESO | HQ_IESO | IESO | Internal | Summer | B10 | 1262 | 99999 | 2563.55 | 10.96 | 10.97 | 0.01 | 0
2020 | HQ_IESO_2_IESO | HQ_IESO | IESO | Internal | Winter | B16 | 25 | 99999 | 3000 | 10.96 | 10.97 | 0.01 | 0
2020 | HQ_IESO_2_IESO | HQ_IESO | IESO | Internal | Winter | B17 | 100 | 99999 | 3000 | 10.96 | 10.97 | 0.01 | 0
2020 | HQ_IESO_2_IESO | HQ_IESO | IESO | Internal | Winter | B18 | 400 | 99999 | 3000 | 10.96 | 10.97 | 0.01 | 0
2020 | HQ_IESO_2_IESO | HQ_IESO | IESO | Internal | Winter | B19 | 700 | 99999 | 3000 | 10.96 | 10.97 | 0.01 | 0
2020 | HQ_IESO_2_IESO | HQ_IESO | IESO | Internal | Winter | B20 | 935 | 99999 | 2653.48 | 10.96 | 10.97 | 0.01 | 0
2020 | IESO_2_MAPP_CA | IESO | MAPP_CA | Internal | Shoulder | B11 | 25 | 262 | 262 | 10.97 | 48.69 | 7 | 30.72
2020 | IESO_2_MAPP_CA | IESO | MAPP_CA | Internal | Shoulder | B12 | 200 | 262 | 262 | 10.97 | 46.39 | 7 | 28.42
2020 | IESO_2_MAPP_CA | IESO | MAPP_CA | Internal | Shoulder | B13 | 600 | 262 | 262 | 10.97 | 41.72 | 7 | 23.75
2020 | IESO_2_MAPP_CA | IESO | MAPP_CA | Internal | Shoulder | B14 | 900 | 262 | 262 | 10.97 | 41.72 | 7 | 23.75
2020 | IESO_2_MAPP_CA | IESO | MAPP_CA | Internal | Shoulder | B15 | 1203 | 262 | 262 | 10.97 | 41.72 | 7 | 23.75
2020 | IESO_2_MAPP_CA | IESO | MAPP_CA | Internal | Summer | B1 | 10 | 262 | 262 | 36.28 | 52.75 | 7 | 9.47
2020 | IESO_2_MAPP_CA | IESO | MAPP_CA | Internal | Summer | B2 | 25 | 262 | 262 | 10.97 | 51.33 | 7 | 33.36
2020 | IESO_2_MAPP_CA | IESO | MAPP_CA | Internal | Summer | B3 | 75 | 262 | 262 | 10.97 | 53.22 | 7 | 35.25
2020 | IESO_2_MAPP_CA | IESO | MAPP_CA | Internal | Summer | B4 | 100 | 262 | 262 | 10.97 | 51.33 | 7 | 33.36
2020 | IESO_2_MAPP_CA | IESO | MAPP_CA | Internal | Summer | B5 | 200 | 262 | 262 | 10.97 | 48.18 | 7 | 30.21
2020 | IESO_2_MAPP_CA | IESO | MAPP_CA | Internal | Summer | B6 | 300 | 262 | 262 | 10.97 | 48.18 | 7 | 30.21
2020 | IESO_2_MAPP_CA | IESO | MAPP_CA | Internal | Summer | B7 | 400 | 262 | 262 | 10.97 | 40.33 | 7 | 22.36
2020 | IESO_2_MAPP_CA | IESO | MAPP_CA | Internal | Summer | B8 | 500 | 262 | 262 | 10.97 | 39.11 | 7 | 21.14
2020 | IESO_2_MAPP_CA | IESO | MAPP_CA | Internal | Summer | B9 | 800 | 262 | 262 | 10.97 | 39.11 | 7 | 21.14
2020 | IESO_2_MAPP_CA | IESO | MAPP_CA | Internal | Summer | B10 | 1262 | 262 | 262 | 10.97 | 39.11 | 7 | 21.14
2020 | IESO_2_MAPP_CA | IESO | MAPP_CA | Internal | Winter | B16 | 25 | 262 | 262 | 10.97 | 51.73 | 7 | 33.76
2020 | IESO_2_MAPP_CA | IESO | MAPP_CA | Internal | Winter | B17 | 100 | 262 | 262 | 10.97 | 48.18 | 7 | 30.21
2020 | IESO_2_MAPP_CA | IESO | MAPP_CA | Internal | Winter | B18 | 400 | 262 | 262 | 10.97 | 48.18 | 7 | 30.21
2020 | IESO_2_MAPP_CA | IESO | MAPP_CA | Internal | Winter | B19 | 700 | 262 | 262 | 10.97 | 48.18 | 7 | 30.21
2020 | IESO_2_MAPP_CA | IESO | MAPP_CA | Internal | Winter | B20 | 935 | 262 | 262 | 10.97 | 48.18 | 7 | 30.21
2020 | IESO_2_MISO_MI | IESO | MISO_MI | Internal | Shoulder | B11 | 25 | 1840 | 1840 | 10.97 | 55.68 | 7 | 37.71
2020 | IESO_2_MISO_MI | IESO | MISO_MI | Internal | Shoulder | B12 | 200 | 1840 | 1840 | 10.97 | 46.4 | 7 | 28.43
2020 | IESO_2_MISO_MI | IESO | MISO_MI | Internal | Shoulder | B13 | 600 | 1840 | 1840 | 10.97 | 41.75 | 7 | 23.78
2020 | IESO_2_MISO_MI | IESO | MISO_MI | Internal | Shoulder | B14 | 900 | 1840 | 1840 | 10.97 | 40.65 | 7 | 22.68
2020 | IESO_2_MISO_MI | IESO | MISO_MI | Internal | Shoulder | B15 | 1203 | 1840 | 1840 | 10.97 | 37.5 | 7 | 19.53
2020 | IESO_2_MISO_MI | IESO | MISO_MI | Internal | Summer | B1 | 10 | 1840 | 1840 | 36.28 | 64.12 | 7 | 20.84
2020 | IESO_2_MISO_MI | IESO | MISO_MI | Internal | Summer | B2 | 25 | 1840 | 1840 | 10.97 | 63.37 | 7 | 45.4
2020 | IESO_2_MISO_MI | IESO | MISO_MI | Internal | Summer | B3 | 75 | 1840 | 1840 | 10.97 | 60.38 | 7 | 42.41
2020 | IESO_2_MISO_MI | IESO | MISO_MI | Internal | Summer | B4 | 100 | 1840 | 1840 | 10.97 | 59.86 | 7 | 41.89
2020 | IESO_2_MISO_MI | IESO | MISO_MI | Internal | Summer | B5 | 200 | 1840 | 1840 | 10.97 | 58.75 | 7 | 40.78
2020 | IESO_2_MISO_MI | IESO | MISO_MI | Internal | Summer | B6 | 300 | 1840 | 1840 | 10.97 | 49.09 | 7 | 31.12
2020 | IESO_2_MISO_MI | IESO | MISO_MI | Internal | Summer | B7 | 400 | 1840 | 1840 | 10.97 | 40.34 | 7 | 22.37
2020 | IESO_2_MISO_MI | IESO | MISO_MI | Internal | Summer | B8 | 500 | 1840 | 1840 | 10.97 | 38.18 | 7 | 20.21
2020 | IESO_2_MISO_MI | IESO | MISO_MI | Internal | Summer | B9 | 800 | 1840 | 1840 | 10.97 | 36.71 | 7 | 18.74
2020 | IESO_2_MISO_MI | IESO | MISO_MI | Internal | Summer | B10 | 1262 | 1840 | 1840 | 10.97 | 35.03 | 7 | 17.06
2020 | IESO_2_MISO_MI | IESO | MISO_MI | Internal | Winter | B16 | 25 | 1840 | 1840 | 10.97 | 51.77 | 7 | 33.8
2020 | IESO_2_MISO_MI | IESO | MISO_MI | Internal | Winter | B17 | 100 | 1840 | 1840 | 10.97 | 48.21 | 7 | 30.24
2020 | IESO_2_MISO_MI | IESO | MISO_MI | Internal | Winter | B18 | 400 | 1840 | 1840 | 10.97 | 42.53 | 7 | 24.56
2020 | IESO_2_MISO_MI | IESO | MISO_MI | Internal | Winter | B19 | 700 | 1840 | 1840 | 10.97 | 41.25 | 7 | 23.28
2020 | IESO_2_MISO_MI | IESO | MISO_MI | Internal | Winter | B20 | 935 | 1840 | 1840 | 10.97 | 37.03 | 7 | 19.06
2020 | IESO_2_MISO_W | IESO | MISO_W | Internal | Shoulder | B11 | 25 | 140 | 140 | 10.97 | 55.7 | 7 | 37.73
2020 | IESO_2_MISO_W | IESO | MISO_W | Internal | Shoulder | B12 | 200 | 140 | 140 | 10.97 | 46.4 | 7 | 28.43
2020 | IESO_2_MISO_W | IESO | MISO_W | Internal | Shoulder | B13 | 600 | 140 | 140 | 10.97 | 41.73 | 7 | 23.76
2020 | IESO_2_MISO_W | IESO | MISO_W | Internal | Shoulder | B14 | 900 | 140 | 140 | 10.97 | 40.65 | 7 | 22.68
2020 | IESO_2_MISO_W | IESO | MISO_W | Internal | Shoulder | B15 | 1203 | 140 | 140 | 10.97 | 37.52 | 7 | 19.55
2020 | IESO_2_MISO_W | IESO | MISO_W | Internal | Summer | B1 | 10 | 140 | 140 | 36.28 | 64.53 | 7 | 21.25
2020 | IESO_2_MISO_W | IESO | MISO_W | Internal | Summer | B2 | 25 | 140 | 140 | 10.97 | 63.38 | 7 | 45.41
2020 | IESO_2_MISO_W | IESO | MISO_W | Internal | Summer | B3 | 75 | 140 | 140 | 10.97 | 63.38 | 7 | 45.41
2020 | IESO_2_MISO_W | IESO | MISO_W | Internal | Summer | B4 | 100 | 140 | 140 | 10.97 | 61.18 | 7 | 43.21
2020 | IESO_2_MISO_W | IESO | MISO_W | Internal | Summer | B5 | 200 | 140 | 140 | 10.97 | 58.97 | 7 | 41
2020 | IESO_2_MISO_W | IESO | MISO_W | Internal | Summer | B6 | 300 | 140 | 140 | 10.97 | 49.4 | 7 | 31.43
2020 | IESO_2_MISO_W | IESO | MISO_W | Internal | Summer | B7 | 400 | 140 | 140 | 10.97 | 40.34 | 7 | 22.37
2020 | IESO_2_MISO_W | IESO | MISO_W | Internal | Summer | B8 | 500 | 140 | 140 | 10.97 | 38.18 | 7 | 20.21
2020 | IESO_2_MISO_W | IESO | MISO_W | Internal | Summer | B9 | 800 | 140 | 140 | 10.97 | 37.02 | 7 | 19.05
2020 | IESO_2_MISO_W | IESO | MISO_W | Internal | Summer | B10 | 1262 | 140 | 140 | 10.97 | 35.02 | 7 | 17.05
2020 | IESO_2_MISO_W | IESO | MISO_W | Internal | Winter | B16 | 25 | 140 | 140 | 10.97 | 51.74 | 7 | 33.77
2020 | IESO_2_MISO_W | IESO | MISO_W | Internal | Winter | B17 | 100 | 140 | 140 | 10.97 | 48.18 | 7 | 30.21
2020 | IESO_2_MISO_W | IESO | MISO_W | Internal | Winter | B18 | 400 | 140 | 140 | 10.97 | 42.53 | 7 | 24.56
2020 | IESO_2_MISO_W | IESO | MISO_W | Internal | Winter | B19 | 700 | 140 | 140 | 10.97 | 41.27 | 7 | 23.3
2020 | IESO_2_MISO_W | IESO | MISO_W | Internal | Winter | B20 | 935 | 140 | 140 | 10.97 | 37.03 | 7 | 19.06
2020 | IESO_2_NYISO_A-F | IESO | NYISO_A-F | Internal | Shoulder | B11 | 25 | 1725 | 1725 | 10.97 | 39.87 | 7 | 21.9
2020 | IESO_2_NYISO_A-F | IESO | NYISO_A-F | Internal | Shoulder | B12 | 200 | 1725 | 1725 | 10.97 | 39.87 | 7 | 21.9
2020 | IESO_2_NYISO_A-F | IESO | NYISO_A-F | Internal | Shoulder | B13 | 600 | 1725 | 1725 | 10.97 | 39.23 | 7 | 21.26
2020 | IESO_2_NYISO_A-F | IESO | NYISO_A-F | Internal | Shoulder | B14 | 900 | 1725 | 1725 | 10.97 | 37.64 | 7 | 19.67
2020 | IESO_2_NYISO_A-F | IESO | NYISO_A-F | Internal | Shoulder | B15 | 1203 | 1725 | 1725 | 10.97 | 37.64 | 7 | 19.67
2020 | IESO_2_NYISO_A-F | IESO | NYISO_A-F | Internal | Summer | B1 | 10 | 1725 | 1725 | 36.28 | 51.52 | 7 | 8.24
2020 | IESO_2_NYISO_A-F | IESO | NYISO_A-F | Internal | Summer | B2 | 25 | 1725 | 1725 | 10.97 | 51.52 | 7 | 33.55
2020 | IESO_2_NYISO_A-F | IESO | NYISO_A-F | Internal | Summer | B3 | 75 | 1725 | 1725 | 10.97 | 46.92 | 7 | 28.95
2020 | IESO_2_NYISO_A-F | IESO | NYISO_A-F | Internal | Summer | B4 | 100 | 1725 | 1725 | 10.97 | 42.32 | 7 | 24.35
2020 | IESO_2_NYISO_A-F | IESO | NYISO_A-F | Internal | Summer | B5 | 200 | 1725 | 1725 | 10.97 | 42.32 | 7 | 24.35
2020 | IESO_2_NYISO_A-F | IESO | NYISO_A-F | Internal | Summer | B6 | 300 | 1725 | 1725 | 10.97 | 40.62 | 7 | 22.65
2020 | IESO_2_NYISO_A-F | IESO | NYISO_A-F | Internal | Summer | B7 | 400 | 1725 | 1725 | 10.97 | 37.61 | 7 | 19.64
2020 | IESO_2_NYISO_A-F | IESO | NYISO_A-F | Internal | Summer | B8 | 500 | 1725 | 1725 | 10.97 | 37.59 | 7 | 19.62
2020 | IESO_2_NYISO_A-F | IESO | NYISO_A-F | Internal | Summer | B9 | 800 | 1725 | 1725 | 10.97 | 36.86 | 7 | 18.89
2020 | IESO_2_NYISO_A-F | IESO | NYISO_A-F | Internal | Summer | B10 | 1262 | 1725 | 1725 | 10.97 | 36.86 | 7 | 18.89
2020 | IESO_2_NYISO_A-F | IESO | NYISO_A-F | Internal | Winter | B16 | 25 | 1725 | 1725 | 10.97 | 42.26 | 7 | 24.29
2020 | IESO_2_NYISO_A-F | IESO | NYISO_A-F | Internal | Winter | B17 | 100 | 1725 | 1725 | 10.97 | 42.26 | 7 | 24.29
2020 | IESO_2_NYISO_A-F | IESO | NYISO_A-F | Internal | Winter | B18 | 400 | 1725 | 1725 | 10.97 | 42.26 | 7 | 24.29
2020 | IESO_2_NYISO_A-F | IESO | NYISO_A-F | Internal | Winter | B19 | 700 | 1725 | 1725 | 10.97 | 41.86 | 7 | 23.89
2020 | IESO_2_NYISO_A-F | IESO | NYISO_A-F | Internal | Winter | B20 | 935 | 1725 | 1725 | 10.97 | 41.86 | 7 | 23.89
2020 | MAPP_CA_2_IESO | MAPP_CA | IESO | Internal | Shoulder | B11 | 25 | 330 | 0 | 48.69 | 10.97 | 8 | 0
2020 | MAPP_CA_2_IESO | MAPP_CA | IESO | Internal | Shoulder | B12 | 200 | 330 | 0 | 46.39 | 10.97 | 8 | 0
2020 | MAPP_CA_2_IESO | MAPP_CA | IESO | Internal | Shoulder | B13 | 600 | 330 | 0 | 41.72 | 10.97 | 8 | 0
2020 | MAPP_CA_2_IESO | MAPP_CA | IESO | Internal | Shoulder | B14 | 900 | 330 | 0 | 41.72 | 10.97 | 8 | 0
2020 | MAPP_CA_2_IESO | MAPP_CA | IESO | Internal | Shoulder | B15 | 1203 | 330 | 0 | 41.72 | 10.97 | 8 | 0
2020 | MAPP_CA_2_IESO | MAPP_CA | IESO | Internal | Summer | B1 | 10 | 330 | 0 | 52.75 | 36.28 | 8 | 0
2020 | MAPP_CA_2_IESO | MAPP_CA | IESO | Internal | Summer | B2 | 25 | 330 | 0 | 51.33 | 10.97 | 8 | 0
2020 | MAPP_CA_2_IESO | MAPP_CA | IESO | Internal | Summer | B3 | 75 | 330 | 0 | 53.22 | 10.97 | 8 | 0
2020 | MAPP_CA_2_IESO | MAPP_CA | IESO | Internal | Summer | B4 | 100 | 330 | 0 | 51.33 | 10.97 | 8 | 0
2020 | MAPP_CA_2_IESO | MAPP_CA | IESO | Internal | Summer | B5 | 200 | 330 | 0 | 48.18 | 10.97 | 8 | 0
2020 | MAPP_CA_2_IESO | MAPP_CA | IESO | Internal | Summer | B6 | 300 | 330 | 0 | 48.18 | 10.97 | 8 | 0
2020 | MAPP_CA_2_IESO | MAPP_CA | IESO | Internal | Summer | B7 | 400 | 330 | 0 | 40.33 | 10.97 | 8 | 0
2020 | MAPP_CA_2_IESO | MAPP_CA | IESO | Internal | Summer | B8 | 500 | 330 | 0 | 39.11 | 10.97 | 8 | 0
2020 | MAPP_CA_2_IESO | MAPP_CA | IESO | Internal | Summer | B9 | 800 | 330 | 0 | 39.11 | 10.97 | 8 | 0
2020 | MAPP_CA_2_IESO | MAPP_CA | IESO | Internal | Summer | B10 | 1262 | 330 | 0 | 39.11 | 10.97 | 8 | 0
2020 | MAPP_CA_2_IESO | MAPP_CA | IESO | Internal | Winter | B16 | 25 | 330 | 0 | 51.73 | 10.97 | 8 | 0
2020 | MAPP_CA_2_IESO | MAPP_CA | IESO | Internal | Winter | B17 | 100 | 330 | 0 | 48.18 | 10.97 | 8 | 0
2020 | MAPP_CA_2_IESO | MAPP_CA | IESO | Internal | Winter | B18 | 400 | 330 | 0 | 48.18 | 10.97 | 8 | 0
2020 | MAPP_CA_2_IESO | MAPP_CA | IESO | Internal | Winter | B19 | 700 | 330 | 0 | 48.18 | 10.97 | 8 | 0
2020 | MAPP_CA_2_IESO | MAPP_CA | IESO | Internal | Winter | B20 | 935 | 330 | 0 | 48.18 | 10.97 | 8 | 0
2020 | MAPP_CA_2_MAPP_US | MAPP_CA | MAPP_US | Internal | Shoulder | B11 | 25 | 372 | 153.75 | 48.69 | 55.69 | 7 | 0
2020 | MAPP_CA_2_MAPP_US | MAPP_CA | MAPP_US | Internal | Shoulder | B12 | 200 | 372 | 0 | 46.39 | 39.4 | 7 | 0
2020 | MAPP_CA_2_MAPP_US | MAPP_CA | MAPP_US | Internal | Shoulder | B13 | 600 | 372 | 0 | 41.72 | 34.73 | 7 | 0
2020 | MAPP_CA_2_MAPP_US | MAPP_CA | MAPP_US | Internal | Shoulder | B14 | 900 | 372 | 0 | 41.72 | 34.49 | 7 | 0
2020 | MAPP_CA_2_MAPP_US | MAPP_CA | MAPP_US | Internal | Shoulder | B15 | 1203 | 372 | 0 | 41.72 | 33.51 | 7 | 0
2020 | MAPP_CA_2_MAPP_US | MAPP_CA | MAPP_US | Internal | Summer | B1 | 10 | 372 | 148.92 | 52.75 | 59.75 | 7 | 0
2020 | MAPP_CA_2_MAPP_US | MAPP_CA | MAPP_US | Internal | Summer | B2 | 25 | 372 | 38.5 | 51.33 | 58.33 | 7 | 0
2020 | MAPP_CA_2_MAPP_US | MAPP_CA | MAPP_US | Internal | Summer | B3 | 75 | 372 | 0 | 53.22 | 59.75 | 7 | 0
2020 | MAPP_CA_2_MAPP_US | MAPP_CA | MAPP_US | Internal | Summer | B4 | 100 | 372 | 71.41 | 51.33 | 58.33 | 7 | 0
2020 | MAPP_CA_2_MAPP_US | MAPP_CA | MAPP_US | Internal | Summer | B5 | 200 | 372 | 0 | 48.18 | 54.56 | 7 | 0
2020 | MAPP_CA_2_MAPP_US | MAPP_CA | MAPP_US | Internal | Summer | B6 | 300 | 372 | 0 | 48.18 | 49.38 | 7 | 0
2020 | MAPP_CA_2_MAPP_US | MAPP_CA | MAPP_US | Internal | Summer | B7 | 400 | 372 | 0 | 40.33 | 40.33 | 7 | 0
2020 | MAPP_CA_2_MAPP_US | MAPP_CA | MAPP_US | Internal | Summer | B8 | 500 | 372 | 0 | 39.11 | 33.05 | 7 | 0
2020 | MAPP_CA_2_MAPP_US | MAPP_CA | MAPP_US | Internal | Summer | B9 | 800 | 372 | 0 | 39.11 | 32.64 | 7 | 0
2020 | MAPP_CA_2_MAPP_US | MAPP_CA | MAPP_US | Internal | Summer | B10 | 1262 | 372 | 0 | 39.11 | 30.46 | 7 | 0
2020 | MAPP_CA_2_MAPP_US | MAPP_CA | MAPP_US | Internal | Winter | B16 | 25 | 372 | 0 | 51.73 | 44.74 | 7 | 0
2020 | MAPP_CA_2_MAPP_US | MAPP_CA | MAPP_US | Internal | Winter | B17 | 100 | 372 | 0 | 48.18 | 41.18 | 7 | 0
2020 | MAPP_CA_2_MAPP_US | MAPP_CA | MAPP_US | Internal | Winter | B18 | 400 | 372 | 0 | 48.18 | 36.27 | 7 | 0
2020 | MAPP_CA_2_MAPP_US | MAPP_CA | MAPP_US | Internal | Winter | B19 | 700 | 372 | 0 | 48.18 | 36.27 | 7 | 0
2020 | MAPP_CA_2_MAPP_US | MAPP_CA | MAPP_US | Internal | Winter | B20 | 935 | 372 | 0 | 48.18 | 31.79 | 7 | 0
2020 | MAPP_CA_2_MISO_W | MAPP_CA | MISO_W | Internal | Shoulder | B11 | 25 | 1988 | 1988 | 48.69 | 55.7 | 0.01 | 7
2020 | MAPP_CA_2_MISO_W | MAPP_CA | MISO_W | Internal | Shoulder | B12 | 200 | 1988 | 638.48 | 46.39 | 46.4 | 0.01 | 0
2020 | MAPP_CA_2_MISO_W | MAPP_CA | MISO_W | Internal | Shoulder | B13 | 600 | 1988 | 343.09 | 41.72 | 41.73 | 0.01 | 0
2020 | MAPP_CA_2_MISO_W | MAPP_CA | MISO_W | Internal | Shoulder | B14 | 900 | 1988 | 0 | 41.72 | 40.65 | 0.01 | 0
2020 | MAPP_CA_2_MISO_W | MAPP_CA | MISO_W | Internal | Shoulder | B15 | 1203 | 1988 | 0 | 41.72 | 37.52 | 0.01 | 0
2020 | MAPP_CA_2_MISO_W | MAPP_CA | MISO_W | Internal | Summer | B1 | 10 | 1988 | 1988 | 52.75 | 64.53 | 0.01 | 11.76
2020 | MAPP_CA_2_MISO_W | MAPP_CA | MISO_W | Internal | Summer | B2 | 25 | 1988 | 1988 | 51.33 | 63.38 | 0.01 | 12.04
2020 | MAPP_CA_2_MISO_W | MAPP_CA | MISO_W | Internal | Summer | B3 | 75 | 1988 | 1988 | 53.22 | 63.38 | 0.01 | 10.15
2020 | MAPP_CA_2_MISO_W | MAPP_CA | MISO_W | Internal | Summer | B4 | 100 | 1988 | 1988 | 51.33 | 61.18 | 0.01 | 9.84
2020 | MAPP_CA_2_MISO_W | MAPP_CA | MISO_W | Internal | Summer | B5 | 200 | 1988 | 1988 | 48.18 | 58.97 | 0.01 | 10.77
2020 | MAPP_CA_2_MISO_W | MAPP_CA | MISO_W | Internal | Summer | B6 | 300 | 1988 | 1988 | 48.18 | 49.4 | 0.01 | 1.2
2020 | MAPP_CA_2_MISO_W | MAPP_CA | MISO_W | Internal | Summer | B7 | 400 | 1988 | 560.29 | 40.33 | 40.34 | 0.01 | 0
2020 | MAPP_CA_2_MISO_W | MAPP_CA | MISO_W | Internal | Summer | B8 | 500 | 1988 | 0 | 39.11 | 38.18 | 0.01 | 0
2020 | MAPP_CA_2_MISO_W | MAPP_CA | MISO_W | Internal | Summer | B9 | 800 | 1988 | 0 | 39.11 | 37.02 | 0.01 | 0
2020 | MAPP_CA_2_MISO_W | MAPP_CA | MISO_W | Internal | Summer | B10 | 1262 | 1988 | 0 | 39.11 | 35.02 | 0.01 | 0
2020 | MAPP_CA_2_MISO_W | MAPP_CA | MISO_W | Internal | Winter | B16 | 25 | 1988 | 1512.67 | 51.73 | 51.74 | 0.01 | 0
2020 | MAPP_CA_2_MISO_W | MAPP_CA | MISO_W | Internal | Winter | B17 | 100 | 1988 | 0 | 48.18 | 48.18 | 0.01 | 0
2020 | MAPP_CA_2_MISO_W | MAPP_CA | MISO_W | Internal | Winter | B18 | 400 | 1988 | 0 | 48.18 | 42.53 | 0.01 | 0
2020 | MAPP_CA_2_MISO_W | MAPP_CA | MISO_W | Internal | Winter | B19 | 700 | 1988 | 0 | 48.18 | 41.27 | 0.01 | 0
2020 | MAPP_CA_2_MISO_W | MAPP_CA | MISO_W | Internal | Winter | B20 | 935 | 1988 | 0 | 48.18 | 37.03 | 0.01 | 0
2020 | MAPP_US_2_MAPP_CA | MAPP_US | MAPP_CA | Internal | Shoulder | B11 | 25 | 165 | 0 | 55.69 | 48.69 | 7 | 0
2020 | MAPP_US_2_MAPP_CA | MAPP_US | MAPP_CA | Internal | Shoulder | B12 | 200 | 165 | 0 | 39.4 | 46.39 | 7 | 0
2020 | MAPP_US_2_MAPP_CA | MAPP_US | MAPP_CA | Internal | Shoulder | B13 | 600 | 165 | 0 | 34.73 | 41.72 | 7 | 0
2020 | MAPP_US_2_MAPP_CA | MAPP_US | MAPP_CA | Internal | Shoulder | B14 | 900 | 165 | 165 | 34.49 | 41.72 | 7 | 0.23
2020 | MAPP_US_2_MAPP_CA | MAPP_US | MAPP_CA | Internal | Shoulder | B15 | 1203 | 165 | 165 | 33.51 | 41.72 | 7 | 1.21
2020 | MAPP_US_2_MAPP_CA | MAPP_US | MAPP_CA | Internal | Summer | B1 | 10 | 165 | 0 | 59.75 | 52.75 | 7 | 0
2020 | MAPP_US_2_MAPP_CA | MAPP_US | MAPP_CA | Internal | Summer | B2 | 25 | 165 | 0 | 58.33 | 51.33 | 7 | 0
2020 | MAPP_US_2_MAPP_CA | MAPP_US | MAPP_CA | Internal | Summer | B3 | 75 | 165 | 0 | 59.75 | 53.22 | 7 | 0
2020 | MAPP_US_2_MAPP_CA | MAPP_US | MAPP_CA | Internal | Summer | B4 | 100 | 165 | 0 | 58.33 | 51.33 | 7 | 0
2020 | MAPP_US_2_MAPP_CA | MAPP_US | MAPP_CA | Internal | Summer | B5 | 200 | 165 | 0 | 54.56 | 48.18 | 7 | 0
2020 | MAPP_US_2_MAPP_CA | MAPP_US | MAPP_CA | Internal | Summer | B6 | 300 | 165 | 0 | 49.38 | 48.18 | 7 | 0
2020 | MAPP_US_2_MAPP_CA | MAPP_US | MAPP_CA | Internal | Summer | B7 | 400 | 165 | 0 | 40.33 | 40.33 | 7 | 0
2020 | MAPP_US_2_MAPP_CA | MAPP_US | MAPP_CA | Internal | Summer | B8 | 500 | 165 | 0 | 33.05 | 39.11 | 7 | 0
2020 | MAPP_US_2_MAPP_CA | MAPP_US | MAPP_CA | Internal | Summer | B9 | 800 | 165 | 0 | 32.64 | 39.11 | 7 | 0
2020 | MAPP_US_2_MAPP_CA | MAPP_US | MAPP_CA | Internal | Summer | B10 | 1262 | 165 | 165 | 30.46 | 39.11 | 7 | 1.66
2020 | MAPP_US_2_MAPP_CA | MAPP_US | MAPP_CA | Internal | Winter | B16 | 25 | 165 | 0 | 44.74 | 51.73 | 7 | 0
2020 | MAPP_US_2_MAPP_CA | MAPP_US | MAPP_CA | Internal | Winter | B17 | 100 | 165 | 79.8 | 41.18 | 48.18 | 7 | 0
2020 | MAPP_US_2_MAPP_CA | MAPP_US | MAPP_CA | Internal | Winter | B18 | 400 | 165 | 165 | 36.27 | 48.18 | 7 | 4.91
2020 | MAPP_US_2_MAPP_CA | MAPP_US | MAPP_CA | Internal | Winter | B19 | 700 | 165 | 165 | 36.27 | 48.18 | 7 | 4.91
2020 | MAPP_US_2_MAPP_CA | MAPP_US | MAPP_CA | Internal | Winter | B20 | 935 | 165 | 165 | 31.79 | 48.18 | 7 | 9.39
2020 | MAPP_US_2_MISO_W | MAPP_US | MISO_W | Internal | Shoulder | B11 | 25 | 2635 | 0 | 55.69 | 55.7 | 7 | 0
2020 | MAPP_US_2_MISO_W | MAPP_US | MISO_W | Internal | Shoulder | B12 | 200 | 2635 | 1422.7 | 39.4 | 46.4 | 7 | 0
2020 | MAPP_US_2_MISO_W | MAPP_US | MISO_W | Internal | Shoulder | B13 | 600 | 2635 | 890.9 | 34.73 | 41.73 | 7 | 0
2020 | MAPP_US_2_MISO_W | MAPP_US | MISO_W | Internal | Shoulder | B14 | 900 | 2635 | 0 | 34.49 | 40.65 | 7 | 0
2020 | MAPP_US_2_MISO_W | MAPP_US | MISO_W | Internal | Shoulder | B15 | 1203 | 2635 | 0 | 33.51 | 37.52 | 7 | 0
2020 | MAPP_US_2_MISO_W | MAPP_US | MISO_W | Internal | Summer | B1 | 10 | 2635 | 0 | 59.75 | 64.53 | 7 | 0
2020 | MAPP_US_2_MISO_W | MAPP_US | MISO_W | Internal | Summer | B2 | 25 | 2635 | 0 | 58.33 | 63.38 | 7 | 0
2020 | MAPP_US_2_MISO_W | MAPP_US | MISO_W | Internal | Summer | B3 | 75 | 2635 | 0 | 59.75 | 63.38 | 7 | 0
2020 | MAPP_US_2_MISO_W | MAPP_US | MISO_W | Internal | Summer | B4 | 100 | 2635 | 0 | 58.33 | 61.18 | 7 | 0
2020 | MAPP_US_2_MISO_W | MAPP_US | MISO_W | Internal | Summer | B5 | 200 | 2635 | 0 | 54.56 | 58.97 | 7 | 0
2020 | MAPP_US_2_MISO_W | MAPP_US | MISO_W | Internal | Summer | B6 | 300 | 2635 | 0 | 49.38 | 49.4 | 7 | 0
2020 | MAPP_US_2_MISO_W | MAPP_US | MISO_W | Internal | Summer | B7 | 400 | 2635 | 0 | 40.33 | 40.34 | 7 | 0
2020 | MAPP_US_2_MISO_W | MAPP_US | MISO_W | Internal | Summer | B8 | 500 | 2635 | 0 | 33.05 | 38.18 | 7 | 0
2020 | MAPP_US_2_MISO_W | MAPP_US | MISO_W | Internal | Summer | B9 | 800 | 2635 | 0 | 32.64 | 37.02 | 7 | 0
2020 | MAPP_US_2_MISO_W | MAPP_US | MISO_W | Internal | Summer | B10 | 1262 | 2635 | 0 | 30.46 | 35.02 | 7 | 0
2020 | MAPP_US_2_MISO_W | MAPP_US | MISO_W | Internal | Winter | B16 | 25 | 2635 | 1698.6 | 44.74 | 51.74 | 7 | 0
2020 | MAPP_US_2_MISO_W | MAPP_US | MISO_W | Internal | Winter | B17 | 100 | 2635 | 1246.76 | 41.18 | 48.18 | 7 | 0
2020 | MAPP_US_2_MISO_W | MAPP_US | MISO_W | Internal | Winter | B18 | 400 | 2635 | 0 | 36.27 | 42.53 | 7 | 0
2020 | MAPP_US_2_MISO_W | MAPP_US | MISO_W | Internal | Winter | B19 | 700 | 2635 | 0 | 36.27 | 41.27 | 7 | 0
2020 | MAPP_US_2_MISO_W | MAPP_US | MISO_W | Internal | Winter | B20 | 935 | 2635 | 0 | 31.79 | 37.03 | 7 | 0
2020 | MAPP_US_2_NE | MAPP_US | NE | Internal | Shoulder | B11 | 25 | 2000 | 1894.61 | 55.69 | 62.69 | 7 | 0
2020 | MAPP_US_2_NE | MAPP_US | NE | Internal | Shoulder | B12 | 200 | 2000 | 0 | 39.4 | 45.16 | 7 | 0
2020 | MAPP_US_2_NE | MAPP_US | NE | Internal | Shoulder | B13 | 600 | 2000 | 310.4 | 34.73 | 41.73 | 7 | 0
2020 | MAPP_US_2_NE | MAPP_US | NE | Internal | Shoulder | B14 | 900 | 2000 | 0 | 34.49 | 40.63 | 7 | 0
2020 | MAPP_US_2_NE | MAPP_US | NE | Internal | Shoulder | B15 | 1203 | 2000 | 78.69 | 33.51 | 40.51 | 7 | 0
2020 | MAPP_US_2_NE | MAPP_US | NE | Internal | Summer | B1 | 10 | 2000 | 1211.24 | 59.75 | 66.75 | 7 | 0
2020 | MAPP_US_2_NE | MAPP_US | NE | Internal | Summer | B2 | 25 | 2000 | 1421.02 | 58.33 | 65.33 | 7 | 0
2020 | MAPP_US_2_NE | MAPP_US | NE | Internal | Summer | B3 | 75 | 2000 | 1336.08 | 59.75 | 66.75 | 7 | 0
2020 | MAPP_US_2_NE | MAPP_US | NE | Internal | Summer | B4 | 100 | 2000 | 1679.42 | 58.33 | 65.33 | 7 | 0
2020 | MAPP_US_2_NE | MAPP_US | NE | Internal | Summer | B5 | 200 | 2000 | 1276.59 | 54.56 | 61.56 | 7 | 0
2020 | MAPP_US_2_NE | MAPP_US | NE | Internal | Summer | B6 | 300 | 2000 | 1375.48 | 49.38 | 56.38 | 7 | 0
2020 | MAPP_US_2_NE | MAPP_US | NE | Internal | Summer | B7 | 400 | 2000 | 1784.97 | 40.33 | 47.33 | 7 | 0
2020 | MAPP_US_2_NE | MAPP_US | NE | Internal | Summer | B8 | 500 | 2000 | 1721.17 | 33.05 | 40.05 | 7 | 0
2020 | MAPP_US_2_NE | MAPP_US | NE | Internal | Summer | B9 | 800 | 2000 | 1014.52 | 32.64 | 39.64 | 7 | 0
2020 | MAPP_US_2_NE | MAPP_US | NE | Internal | Summer | B10 | 1262 | 2000 | 783.53 | 30.46 | 37.46 | 7 | 0
2020 | MAPP_US_2_NE | MAPP_US | NE | Internal | Winter | B16 | 25 | 2000 | 0 | 44.74 | 51.44 | 7 | 0
2020 | MAPP_US_2_NE | MAPP_US | NE | Internal | Winter | B17 | 100 | 2000 | 0 | 41.18 | 43.37 | 7 | 0
2020 | MAPP_US_2_NE | MAPP_US | NE | Internal | Winter | B18 | 400 | 2000 | 417.33 | 36.27 | 43.27 | 7 | 0
2020 | MAPP_US_2_NE | MAPP_US | NE | Internal | Winter | B19 | 700 | 2000 | 61.42 | 36.27 | 43.27 | 7 | 0
2020 | MAPP_US_2_NE | MAPP_US | NE | Internal | Winter | B20 | 935 | 2000 | 79.99 | 31.79 | 38.79 | 7 | 0
2020 | MARITIMES_2_NEISO | MARITIMES | NEISO | Internal | Shoulder | B11 | 25 | 99999 | 1900 | 37.48 | 37.5 | 0.01 | 0
2020 | MARITIMES_2_NEISO | MARITIMES | NEISO | Internal | Shoulder | B12 | 200 | 99999 | 1900 | 37.48 | 37.5 | 0.01 | 0
2020 | MARITIMES_2_NEISO | MARITIMES | NEISO | Internal | Shoulder | B13 | 600 | 99999 | 1900 | 37.48 | 37.5 | 0.01 | 0
2020 | MARITIMES_2_NEISO | MARITIMES | NEISO | Internal | Shoulder | B14 | 900 | 99999 | 1900 | 37.48 | 37.5 | 0.01 | 0
2020 | MARITIMES_2_NEISO | MARITIMES | NEISO | Internal | Shoulder | B15 | 1203 | 99999 | 1425.39 | 34.8 | 34.81 | 0.01 | 0
2020 | MARITIMES_2_NEISO | MARITIMES | NEISO | Internal | Summer | B1 | 10 | 99999 | 1900 | 81.04 | 81.05 | 0.01 | 0
2020 | MARITIMES_2_NEISO | MARITIMES | NEISO | Internal | Summer | B2 | 25 | 99999 | 1900 | 68.37 | 68.38 | 0.01 | 0
2020 | MARITIMES_2_NEISO | MARITIMES | NEISO | Internal | Summer | B3 | 75 | 99999 | 1900 | 49.91 | 49.92 | 0.01 | 0
2020 | MARITIMES_2_NEISO | MARITIMES | NEISO | Internal | Summer | B4 | 100 | 99999 | 1900 | 39.31 | 39.32 | 0.01 | 0
2020 | MARITIMES_2_NEISO | MARITIMES | NEISO | Internal | Summer | B5 | 200 | 99999 | 1900 | 34.6 | 34.61 | 0.01 | 0
2020 | MARITIMES_2_NEISO | MARITIMES | NEISO | Internal | Summer | B6 | 300 | 99999 | 1900 | 34.6 | 34.61 | 0.01 | 0
2020 | MARITIMES_2_NEISO | MARITIMES | NEISO | Internal | Summer | B7 | 400 | 99999 | 1900 | 34.6 | 34.61 | 0.01 | 0
2020 | MARITIMES_2_NEISO | MARITIMES | NEISO | Internal | Summer | B8 | 500 | 99999 | 1900 | 34.6 | 34.61 | 0.01 | 0
2020 | MARITIMES_2_NEISO | MARITIMES | NEISO | Internal | Summer | B9 | 800 | 99999 | 1900 | 34.6 | 34.61 | 0.01 | 0
2020 | MARITIMES_2_NEISO | MARITIMES | NEISO | Internal | Summer | B10 | 1262 | 99999 | 1332.61 | 34.6 | 34.61 | 0.01 | 0
2020 | MARITIMES_2_NEISO | MARITIMES | NEISO | Internal | Winter | B16 | 25 | 99999 | 1900 | 46.41 | 46.42 | 0.01 | 0
2020 | MARITIMES_2_NEISO | MARITIMES | NEISO | Internal | Winter | B17 | 100 | 99999 | 1900 | 46.41 | 46.42 | 0.01 | 0
2020 | MARITIMES_2_NEISO | MARITIMES | NEISO | Internal | Winter | B18 | 400 | 99999 | 1900 | 46.41 | 46.42 | 0.01 | 0
2020 | MARITIMES_2_NEISO | MARITIMES | NEISO | Internal | Winter | B19 | 700 | 99999 | 1900 | 46.41 | 46.42 | 0.01 | 0
2020 | MARITIMES_2_NEISO | MARITIMES | NEISO | Internal | Winter | B20 | 935 | 99999 | 1449.52 | 44.84 | 44.86 | 0.01 | 0
2020 | MISO_IN_2_MISO_MI | MISO_IN | MISO_MI | Internal | Shoulder | B11 | 25 | 5000 | 0 | 55.69 | 55.68 | 0.01 | 0
2020 | MISO_IN_2_MISO_MI | MISO_IN | MISO_MI | Internal | Shoulder | B12 | 200 | 5000 | 0 | 46.41 | 46.4 | 0.01 | 0
2020 | MISO_IN_2_MISO_MI | MISO_IN | MISO_MI | Internal | Shoulder | B13 | 600 | 5000 | 381.84 | 41.73 | 41.75 | 0.01 | 0
2020 | MISO_IN_2_MISO_MI | MISO_IN | MISO_MI | Internal | Shoulder | B14 | 900 | 5000 | 261.29 | 40.64 | 40.65 | 0.01 | 0
2020 | MISO_IN_2_MISO_MI | MISO_IN | MISO_MI | Internal | Shoulder | B15 | 1203 | 5000 | 0 | 37.51 | 37.5 | 0.01 | 0
2020 | MISO_IN_2_MISO_MI | MISO_IN | MISO_MI | Internal | Summer | B1 | 10 | 5000 | 0 | 64.55 | 64.12 | 0.01 | 0
2020 | MISO_IN_2_MISO_MI | MISO_IN | MISO_MI | Internal | Summer | B2 | 25 | 5000 | 0 | 63.38 | 63.37 | 0.01 | 0
2020 | MISO_IN_2_MISO_MI | MISO_IN | MISO_MI | Internal | Summer | B3 | 75 | 5000 | 0 | 61.97 | 60.38 | 0.01 | 0
2020 | MISO_IN_2_MISO_MI | MISO_IN | MISO_MI | Internal | Summer | B4 | 100 | 5000 | 0 | 61.15 | 59.86 | 0.01 | 0
2020 | MISO_IN_2_MISO_MI | MISO_IN | MISO_MI | Internal | Summer | B5 | 200 | 5000 | 0 | 58.95 | 58.75 | 0.01 | 0
2020 | MISO_IN_2_MISO_MI | MISO_IN | MISO_MI | Internal | Summer | B6 | 300 | 5000 | 0 | 49.1 | 49.09 | 0.01 | 0
2020 | MISO_IN_2_MISO_MI | MISO_IN | MISO_MI | Internal | Summer | B7 | 400 | 5000 | 191.99 | 40.33 | 40.34 | 0.01 | 0
2020 | MISO_IN_2_MISO_MI | MISO_IN | MISO_MI | Internal | Summer | B8 | 500 | 5000 | 564.92 | 38.17 | 38.18 | 0.01 | 0
2020 | MISO_IN_2_MISO_MI | MISO_IN | MISO_MI | Internal | Summer | B9 | 800 | 5000 | 798.97 | 36.7 | 36.71 | 0.01 | 0
2020 | MISO_IN_2_MISO_MI | MISO_IN | MISO_MI | Internal | Summer | B10 | 1262 | 5000 | 2254.23 | 35.02 | 35.03 | 0.01 | 0
2020 | MISO_IN_2_MISO_MI | MISO_IN | MISO_MI | Internal | Winter | B16 | 25 | 5000 | 0 | 51.78 | 51.77 | 0.01 | 0
2020 | MISO_IN_2_MISO_MI | MISO_IN | MISO_MI | Internal | Winter | B17 | 100 | 5000 | 0 | 48.21 | 48.21 | 0.01 | 0
2020 | MISO_IN_2_MISO_MI | MISO_IN | MISO_MI | Internal | Winter | B18 | 400 | 5000 | 0 | 42.53 | 42.53 | 0.01 | 0
2020 | MISO_IN_2_MISO_MI | MISO_IN | MISO_MI | Internal | Winter | B19 | 700 | 5000 | 816.69 | 41.24 | 41.25 | 0.01 | 0
2020 | MISO_IN_2_MISO_MI | MISO_IN | MISO_MI | Internal | Winter | B20 | 935 | 5000 | 0 | 37.04 | 37.03 | 0.01 | 0
2020 | MISO_IN_2_MISO_MO-IL | MISO_IN | MISO_MO-IL | Internal | Shoulder | B11 | 25 | 5000 | 503.92 | 55.69 | 55.7 | 0.01 | 0
2020 | MISO_IN_2_MISO_MO-IL | MISO_IN | MISO_MO-IL | Internal | Shoulder | B12 | 200 | 5000 | 0 | 46.41 | 46.4 | 0.01 | 0
2020 | MISO_IN_2_MISO_MO-IL | MISO_IN | MISO_MO-IL | Internal | Shoulder | B13 | 600 | 5000 | 0 | 41.73 | 41.72 | 0.01 | 0
2020 | MISO_IN_2_MISO_MO-IL | MISO_IN | MISO_MO-IL | Internal | Shoulder | B14 | 900 | 5000 | 0 | 40.64 | 40.63 | 0.01 | 0
2020 | MISO_IN_2_MISO_MO-IL | MISO_IN | MISO_MO-IL | Internal | Shoulder | B15 | 1203 | 5000 | 0 | 37.51 | 37.51 | 0.01 | 0
2020 | MISO_IN_2_MISO_MO-IL | MISO_IN | MISO_MO-IL | Internal | Summer | B1 | 10 | 5000 | 0 | 64.55 | 64.54 | 0.01 | 0
2020 | MISO_IN_2_MISO_MO-IL | MISO_IN | MISO_MO-IL | Internal | Summer | B2 | 25 | 5000 | 0 | 63.38 | 63.37 | 0.01 | 0
2020 | MISO_IN_2_MISO_MO-IL | MISO_IN | MISO_MO-IL | Internal | Summer | B3 | 75 | 5000 | 116.25 | 61.97 | 61.99 | 0.01 | 0
2020 | MISO_IN_2_MISO_MO-IL | MISO_IN | MISO_MO-IL | Internal | Summer | B4 | 100 | 5000 | 575.5 | 61.15 | 61.17 | 0.01 | 0
2020 | MISO_IN_2_MISO_MO-IL | MISO_IN | MISO_MO-IL | Internal | Summer | B5 | 200 | 5000 | 635.94 | 58.95 | 58.96 | 0.01 | 0
2020 | MISO_IN_2_MISO_MO-IL | MISO_IN | MISO_MO-IL | Internal | Summer | B6 | 300 | 5000 | 0 | 49.1 | 49.09 | 0.01 | 0
2020 | MISO_IN_2_MISO_MO-IL | MISO_IN | MISO_MO-IL | Internal | Summer | B7 | 400 | 5000 | 0 | 40.33 | 40.33 | 0.01 | 0
2020 | MISO_IN_2_MISO_MO-IL | MISO_IN | MISO_MO-IL | Internal | Summer | B8 | 500 | 5000 | 38.97 | 38.17 | 38.18 | 0.01 | 0
2020 | MISO_IN_2_MISO_MO-IL | MISO_IN | MISO_MO-IL | Internal | Summer | B9 | 800 | 5000 | 868.96 | 36.7 | 36.71 | 0.01 | 0
2020 | MISO_IN_2_MISO_MO-IL | MISO_IN | MISO_MO-IL | Internal | Summer | B10 | 1262 | 5000 | 0 | 35.02 | 35.01 | 0.01 | 0
2020 | MISO_IN_2_MISO_MO-IL | MISO_IN | MISO_MO-IL | Internal | Winter | B16 | 25 | 5000 | 0 | 51.78 | 51.75 | 0.01 | 0
2020 | MISO_IN_2_MISO_MO-IL | MISO_IN | MISO_MO-IL | Internal | Winter | B17 | 100 | 5000 | 0 | 48.21 | 48.2 | 0.01 | 0
2020 | MISO_IN_2_MISO_MO-IL | MISO_IN | MISO_MO-IL | Internal | Winter | B18 | 400 | 5000 | 0 | 42.53 | 42.52 | 0.01 | 0
2020 | MISO_IN_2_MISO_MO-IL | MISO_IN | MISO_MO-IL | Internal | Winter | B19 | 700 | 5000 | 0 | 41.24 | 41.22 | 0.01 | 0
2020 | MISO_IN_2_MISO_MO-IL | MISO_IN | MISO_MO-IL | Internal | Winter | B20 | 935 | 5000 | 0 | 37.04 | 37.04 | 0.01 | 0
2020 | MISO_IN_2_NonRTO_Midwest | MISO_IN | NonRTO_Midwest | Internal | Shoulder | B11 | 25 | 4800 | 875.29 | 55.69 | 63.69 | 8 | 0
2020 | MISO_IN_2_NonRTO_Midwest | MISO_IN | NonRTO_Midwest | Internal | Shoulder | B12 | 200 | 4800 | 450.5 | 46.41 | 54.41 | 8 | 0
2020 | MISO_IN_2_NonRTO_Midwest | MISO_IN | NonRTO_Midwest | Internal | Shoulder | B13 | 600 | 4800 | 0 | 41.73 | 49.21 | 8 | 0
2020 | MISO_IN_2_NonRTO_Midwest | MISO_IN | NonRTO_Midwest | Internal | Shoulder | B14 | 900 | 4800 | 0 | 40.64 | 43.24 | 8 | 0
2020 | MISO_IN_2_NonRTO_Midwest | MISO_IN | NonRTO_Midwest | Internal | Shoulder | B15 | 1203 | 4800 | 0 | 37.51 | 35.62 | 8 | 0
2020 | MISO_IN_2_NonRTO_Midwest | MISO_IN | NonRTO_Midwest | Internal | Summer | B1 | 10 | 4800 | 0 | 64.55 | 69.15 | 8 | 0
2020 | MISO_IN_2_NonRTO_Midwest | MISO_IN | NonRTO_Midwest | Internal | Summer | B2 | 25 | 4800 | 0 | 63.38 | 69.15 | 8 | 0
2020 | MISO_IN_2_NonRTO_Midwest | MISO_IN | NonRTO_Midwest | Internal | Summer | B3 | 75 | 4800 | 0 | 61.97 | 69.15 | 8 | 0
2020 | MISO_IN_2_NonRTO_Midwest | MISO_IN | NonRTO_Midwest | Internal | Summer | B4 | 100 | 4800 | 351.34 | 61.15 | 69.15 | 8 | 0
2020 | MISO_IN_2_NonRTO_Midwest | MISO_IN | NonRTO_Midwest | Internal | Summer | B5 | 200 | 4800 | 829.51 | 58.95 | 66.95 | 8 | 0
2020 | MISO_IN_2_NonRTO_Midwest | MISO_IN | NonRTO_Midwest | Internal | Summer | B6 | 300 | 4800 | 349.86 | 49.1 | 57.1 | 8 | 0
2020 | MISO_IN_2_NonRTO_Midwest | MISO_IN | NonRTO_Midwest | Internal | Summer | B7 | 400 | 4800 | 0 | 40.33 | 43.73 | 8 | 0
2020 | MISO_IN_2_NonRTO_Midwest | MISO_IN | NonRTO_Midwest | Internal | Summer | B8 | 500 | 4800 | 0 | 38.17 | 41.6 | 8 | 0
2020 | MISO_IN_2_NonRTO_Midwest | MISO_IN | NonRTO_Midwest | Internal | Summer | B9 | 800 | 4800 | 0 | 36.7 | 36.85 | 8 | 0
2020 | MISO_IN_2_NonRTO_Midwest | MISO_IN | NonRTO_Midwest | Internal | Summer | B10 | 1262 | 4800 | 0 | 35.02 | 33.6 | 8 | 0
2020 | MISO_IN_2_NonRTO_Midwest | MISO_IN | NonRTO_Midwest | Internal | Winter | B16 | 25 | 4800 | 2281.54 | 51.78 | 59.78 | 8 | 0
2020 | MISO_IN_2_NonRTO_Midwest | MISO_IN | NonRTO_Midwest | Internal | Winter | B17 | 100 | 4800 | 1172.36 | 48.21 | 56.21 | 8 | 0
2020 | MISO_IN_2_NonRTO_Midwest | MISO_IN | NonRTO_Midwest | Internal | Winter | B18 | 400 | 4800 | 316.57 | 42.53 | 50.53 | 8 | 0
2020 | MISO_IN_2_NonRTO_Midwest | MISO_IN | NonRTO_Midwest | Internal | Winter | B19 | 700 | 4800 | 0 | 41.24 | 43.73 | 8 | 0
2020 | MISO_IN_2_NonRTO_Midwest | MISO_IN | NonRTO_Midwest | Internal | Winter | B20 | 935 | 4800 | 0 | 37.04 | 35.69 | 8 | 0
2020 | MISO_IN_2_PJM_ROR | MISO_IN | PJM_ROR | Internal | Shoulder | B11 | 25 | 992 | 0 | 55.69 | 53.69 | 2 | 0
2020 | MISO_IN_2_PJM_ROR | MISO_IN | PJM_ROR | Internal | Shoulder | B12 | 200 | 992 | 0 | 46.41 | 48.18 | 2 | 0
2020 | MISO_IN_2_PJM_ROR | MISO_IN | PJM_ROR | Internal | Shoulder | B13 | 600 | 992 | 0 | 41.73 | 42.88 | 2 | 0
2020 | MISO_IN_2_PJM_ROR | MISO_IN | PJM_ROR | Internal | Shoulder | B14 | 900 | 992 | 0 | 40.64 | 40.17 | 2 | 0
2020 | MISO_IN_2_PJM_ROR | MISO_IN | PJM_ROR | Internal | Shoulder | B15 | 1203 | 992 | 0 | 37.51 | 37.37 | 2 | 0
2020 | MISO_IN_2_PJM_ROR | MISO_IN | PJM_ROR | Internal | Summer | B1 | 10 | 992 | 0 | 64.55 | 66.54 | 2 | 0
2020 | MISO_IN_2_PJM_ROR | MISO_IN | PJM_ROR | Internal | Summer | B2 | 25 | 992 | 0 | 63.38 | 65.36 | 2 | 0
2020 | MISO_IN_2_PJM_ROR | MISO_IN | PJM_ROR | Internal | Summer | B3 | 75 | 992 | 0 | 61.97 | 61.86 | 2 | 0
2020 | MISO_IN_2_PJM_ROR | MISO_IN | PJM_ROR | Internal | Summer | B4 | 100 | 992 | 0 | 61.15 | 61.86 | 2 | 0
2020 | MISO_IN_2_PJM_ROR | MISO_IN | PJM_ROR | Internal | Summer | B5 | 200 | 992 | 0 | 58.95 | 56.97 | 2 | 0
2020 | MISO_IN_2_PJM_ROR | MISO_IN | PJM_ROR | Internal | Summer | B6 | 300 | 992 | 0 | 49.1 | 48.62 | 2 | 0
2020 | MISO_IN_2_PJM_ROR | MISO_IN | PJM_ROR | Internal | Summer | B7 | 400 | 992 | 92.27 | 40.33 | 42.33 | 2 | 0
2020 | MISO_IN_2_PJM_ROR | MISO_IN | PJM_ROR | Internal | Summer | B8 | 500 | 992 | 0 | 38.17 | 38.01 | 2 | 0
2020 | MISO_IN_2_PJM_ROR | MISO_IN | PJM_ROR | Internal | Summer | B9 | 800 | 992 | 0 | 36.7 | 36.2 | 2 | 0
2020 | MISO_IN_2_PJM_ROR | MISO_IN | PJM_ROR | Internal | Summer | B10 | 1262 | 992 | 0 | 35.02 | 34.67 | 2 | 0
2020 | MISO_IN_2_PJM_ROR | MISO_IN | PJM_ROR | Internal | Winter | B16 | 25 | 992 | 0 | 51.78 | 50.17 | 2 | 0
2020 | MISO_IN_2_PJM_ROR | MISO_IN | PJM_ROR | Internal | Winter | B17 | 100 | 992 | 0 | 48.21 | 50.17 | 2 | 0
2020 | MISO_IN_2_PJM_ROR | MISO_IN | PJM_ROR | Internal | Winter | B18 | 400 | 992 | 0 | 42.53 | 44.33 | 2 | 0
2020 | MISO_IN_2_PJM_ROR | MISO_IN | PJM_ROR | Internal | Winter | B19 | 700 | 992 | 0 | 41.24 | 41.99 | 2 | 0
2020 | MISO_IN_2_PJM_ROR | MISO_IN | PJM_ROR | Internal | Winter | B20 | 935 | 992 | 0 | 37.04 | 35.84 | 2 | 0
2020 | MISO_MI_2_MISO_IN | MISO_MI | MISO_IN | Internal | Shoulder | B11 | 25 | 2045 | 1821.61 | 55.68 | 55.69 | 0.01 | 0
2020 | MISO_MI_2_MISO_IN | MISO_MI | MISO_IN | Internal | Shoulder | B12 | 200 | 2045 | 372.13 | 46.4 | 46.41 | 0.01 | 0
2020 | MISO_MI_2_MISO_IN | MISO_MI | MISO_IN | Internal | Shoulder | B13 | 600 | 2045 | 0 | 41.75 | 41.73 | 0.01 | 0
2020 | MISO_MI_2_MISO_IN | MISO_MI | MISO_IN | Internal | Shoulder | B14 | 900 | 2045 | 0 | 40.65 | 40.64 | 0.01 | 0
2020 | MISO_MI_2_MISO_IN | MISO_MI | MISO_IN | Internal | Shoulder | B15 | 1203 | 2045 | 139.91 | 37.5 | 37.51 | 0.01 | 0
2020 | MISO_MI_2_MISO_IN | MISO_MI | MISO_IN | Internal | Summer | B1 | 10 | 2045 | 2045 | 64.12 | 64.55 | 0.01 | 0.42
2020 | MISO_MI_2_MISO_IN | MISO_MI | MISO_IN | Internal | Summer | B2 | 25 | 2045 | 1376.17 | 63.37 | 63.38 | 0.01 | 0
2020 | MISO_MI_2_MISO_IN | MISO_MI | MISO_IN | Internal | Summer | B3 | 75 | 2045 | 2045 | 60.38 | 61.97 | 0.01 | 1.58
2020 | MISO_MI_2_MISO_IN | MISO_MI | MISO_IN | Internal | Summer | B4 | 100 | 2045 | 2045 | 59.86 | 61.15 | 0.01 | 1.28
2020 | MISO_MI_2_MISO_IN | MISO_MI | MISO_IN | Internal | Summer | B5 | 200 | 2045 | 2045 | 58.75 | 58.95 | 0.01 | 0.18
2020 | MISO_MI_2_MISO_IN | MISO_MI | MISO_IN | Internal | Summer | B6 | 300 | 2045 | 108.39 | 49.09 | 49.1 | 0.01 | 0
2020 | MISO_MI_2_MISO_IN | MISO_MI | MISO_IN | Internal | Summer | B7 | 400 | 2045 | 0 | 40.34 | 40.33 | 0.01 | 0
2020 | MISO_MI_2_MISO_IN | MISO_MI | MISO_IN | Internal | Summer | B8 | 500 | 2045 | 0 | 38.18 | 38.17 | 0.01 | 0
2020 | MISO_MI_2_MISO_IN | MISO_MI | MISO_IN | Internal | Summer | B9 | 800 | 2045 | 0 | 36.71 | 36.7 | 0.01 | 0
2020 | MISO_MI_2_MISO_IN | MISO_MI | MISO_IN | Internal | Summer | B10 | 1262 | 2045 | 0 | 35.03 | 35.02 | 0.01 | 0
2020 | MISO_MI_2_MISO_IN | MISO_MI | MISO_IN | Internal | Winter | B16 | 25 | 2045 | 1786.01 | 51.77 | 51.78 | 0.01 | 0
2020 | MISO_MI_2_MISO_IN | MISO_MI | MISO_IN | Internal | Winter | B17 | 100 | 2045 | 0 | 48.21 | 48.21 | 0.01 | 0
2020 | MISO_MI_2_MISO_IN | MISO_MI | MISO_IN | Internal | Winter | B18 | 400 | 2045 | 0 | 42.53 | 42.53 | 0.01 | 0
2020 | MISO_MI_2_MISO_IN | MISO_MI | MISO_IN | Internal | Winter | B19 | 700 | 2045 | 0 | 41.25 | 41.24 | 0.01 | 0
2020 | MISO_MI_2_MISO_IN | MISO_MI | MISO_IN | Internal | Winter | B20 | 935 | 2045 | 0 | 37.03 | 37.04 | 0.01 | 0
2020 | MISO_MI_2_MISO_WUMS | MISO_MI | MISO_WUMS | Internal | Shoulder | B11 | 25 | 947 | 780.53 | 55.68 | 55.69 | 0.01 | 0
2020 | MISO_MI_2_MISO_WUMS | MISO_MI | MISO_WUMS | Internal | Shoulder | B12 | 200 | 947 | 363.94 | 46.4 | 46.41 | 0.01 | 0
2020 | MISO_MI_2_MISO_WUMS | MISO_MI | MISO_WUMS | Internal | Shoulder | B13 | 600 | 947 | 0 | 41.75 | 41.75 | 0.01 | 0
2020 | MISO_MI_2_MISO_WUMS | MISO_MI | MISO_WUMS | Internal | Shoulder | B14 | 900 | 947 | 495.87 | 40.65 | 40.66 | 0.01 | 0
2020 | MISO_MI_2_MISO_WUMS | MISO_MI | MISO_WUMS | Internal | Shoulder | B15 | 1203 | 947 | 517.73 | 37.5 | 37.51 | 0.01 | 0
2020 | MISO_MI_2_MISO_WUMS | MISO_MI | MISO_WUMS | Internal | Summer | B1 | 10 | 947 | 0 | 64.12 | 63.96 | 0.01 | 0
2020 | MISO_MI_2_MISO_WUMS | MISO_MI | MISO_WUMS | Internal | Summer | B2 | 25 | 947 | 0 | 63.37 | 63.36 | 0.01 | 0
2020 | MISO_MI_2_MISO_WUMS | MISO_MI | MISO_WUMS | Internal | Summer | B3 | 75 | 947 | 558.77 | 60.38 | 60.4 | 0.01 | 0
2020 | MISO_MI_2_MISO_WUMS | MISO_MI | MISO_WUMS | Internal | Summer | B4 | 100 | 947 | 947 | 59.86 | 60.4 | 0.01 | 0.52
2020 | MISO_MI_2_MISO_WUMS | MISO_MI | MISO_WUMS | Internal | Summer | B5 | 200 | 947 | 947 | 58.75 | 58.96 | 0.01 | 0.19
2020 | MISO_MI_2_MISO_WUMS | MISO_MI | MISO_WUMS | Internal | Summer | B6 | 300 | 947 | 947 | 49.09 | 49.38 | 0.01 | 0.29
2020 | MISO_MI_2_MISO_WUMS | MISO_MI | MISO_WUMS | Internal | Summer | B7 | 400 | 947 | 162.66 | 40.34 | 40.36 | 0.01 | 0
2020 | MISO_MI_2_MISO_WUMS | MISO_MI | MISO_WUMS | Internal | Summer | B8 | 500 | 947 | 30.58 | 38.18 | 38.2 | 0.01 | 0
2020 | MISO_MI_2_MISO_WUMS | MISO_MI | MISO_WUMS | Internal | Summer | B9 | 800 | 947 | 947 | 36.71 | 37.01 | 0.01 | 0.29
2020 | MISO_MI_2_MISO_WUMS | MISO_MI | MISO_WUMS | Internal | Summer | B10 | 1262 | 947 | 452.93 | 35.03 | 35.05 | 0.01 | 0
2020 | MISO_MI_2_MISO_WUMS | MISO_MI | MISO_WUMS | Internal | Winter | B16 | 25 | 947 | 0 | 51.77 | 51.75 | 0.01 | 0
2020 | MISO_MI_2_MISO_WUMS | MISO_MI | MISO_WUMS | Internal | Winter | B17 | 100 | 947 | 0 | 48.21 | 48.2 | 0.01 | 0
2020 | MISO_MI_2_MISO_WUMS | MISO_MI | MISO_WUMS | Internal | Winter | B18 | 400 | 947 | 371.77 | 42.53 | 42.54 | 0.01 | 0
2020 | MISO_MI_2_MISO_WUMS | MISO_MI | MISO_WUMS | Internal | Winter | B19 | 700 | 947 | 893.81 | 41.25 | 41.26 | 0.01 | 0
2020 | MISO_MI_2_MISO_WUMS | MISO_MI | MISO_WUMS | Internal | Winter | B20 | 935 | 947 | 605.58 | 37.03 | 37.04 | 0.01 | 0
2020 | MISO_MI_2_PJM_ROR | MISO_MI | PJM_ROR | Internal | Shoulder | B11 | 25 | 1424 | 0 | 55.68 | 53.69 | 2 | 0
2020 | MISO_MI_2_PJM_ROR | MISO_MI | PJM_ROR | Internal | Shoulder | B12 | 200 | 1424 | 0 | 46.4 | 48.18 | 2 | 0
2020 | MISO_MI_2_PJM_ROR | MISO_MI | PJM_ROR | Internal | Shoulder | B13 | 600 | 1424 | 0 | 41.75 | 42.88 | 2 | 0
2020 | MISO_MI_2_PJM_ROR | MISO_MI | PJM_ROR | Internal | Shoulder | B14 | 900 | 1424 | 0 | 40.65 | 40.17 | 2 | 0
2020 | MISO_MI_2_PJM_ROR | MISO_MI | PJM_ROR | Internal | Shoulder | B15 | 1203 | 1424 | 0 | 37.5 | 37.37 | 2 | 0
2020 | MISO_MI_2_PJM_ROR | MISO_MI | PJM_ROR | Internal | Summer | B1 | 10 | 1424 | 1424 | 64.12 | 66.54 | 2 | 0.42
2020 | MISO_MI_2_PJM_ROR | MISO_MI | PJM_ROR | Internal | Summer | B2 | 25 | 1424 | 0 | 63.37 | 65.36 | 2 | 0
2020 | MISO_MI_2_PJM_ROR | MISO_MI | PJM_ROR | Internal | Summer | B3 | 75 | 1424 | 0 | 60.38 | 61.86 | 2 | 0
2020 | MISO_MI_2_PJM_ROR | MISO_MI | PJM_ROR | Internal | Summer | B4 | 100 | 1424 | 750.35 | 59.86 | 61.86 | 2 | 0
2020 | MISO_MI_2_PJM_ROR | MISO_MI | PJM_ROR | Internal | Summer | B5 | 200 | 1424 | 0 | 58.75 | 56.97 | 2 | 0
2020 | MISO_MI_2_PJM_ROR | MISO_MI | PJM_ROR | Internal | Summer | B6 | 300 | 1424 | 0 | 49.09 | 48.62 | 2 | 0
2020 | MISO_MI_2_PJM_ROR | MISO_MI | PJM_ROR | Internal | Summer | B7 | 400 | 1424 | 0 | 40.34 | 42.33 | 2 | 0
2020 | MISO_MI_2_PJM_ROR | MISO_MI | PJM_ROR | Internal | Summer | B8 | 500 | 1424 | 0 | 38.18 | 38.01 | 2 | 0
2020 | MISO_MI_2_PJM_ROR | MISO_MI | PJM_ROR | Internal | Summer | B9 | 800 | 1424 | 0 | 36.71 | 36.2 | 2 | 0
2020 | MISO_MI_2_PJM_ROR | MISO_MI | PJM_ROR | Internal | Summer | B10 | 1262 | 1424 | 0 | 35.03 | 34.67 | 2 | 0
2020 | MISO_MI_2_PJM_ROR | MISO_MI | PJM_ROR | Internal | Winter | B16 | 25 | 1424 | 0 | 51.77 | 50.17 | 2 | 0
2020 | MISO_MI_2_PJM_ROR | MISO_MI | PJM_ROR | Internal | Winter | B17 | 100 | 1424 | 0 | 48.21 | 50.17 | 2 | 0
2020 | MISO_MI_2_PJM_ROR | MISO_MI | PJM_ROR | Internal | Winter | B18 | 400 | 1424 | 0 | 42.53 | 44.33 | 2 | 0
2020 | MISO_MI_2_PJM_ROR | MISO_MI | PJM_ROR | Internal | Winter | B19 | 700 | 1424 | 0 | 41.25 | 41.99 | 2 | 0
2020 | MISO_MI_2_PJM_ROR | MISO_MI | PJM_ROR | Internal | Winter | B20 | 935 | 1424 | 0 | 37.03 | 35.84 | 2 | 0
2020 | MISO_MO-IL_2_ENT | MISO_MO-IL | ENT | Internal | Shoulder | B11 | 25 | 2540 | 0 | 55.7 | 59.7 | 8 | 0
2020 | MISO_MO-IL_2_ENT | MISO_MO-IL | ENT | Internal | Shoulder | B12 | 200 | 2540 | 0 | 46.4 | 42.38 | 8 | 0
2020 | MISO_MO-IL_2_ENT | MISO_MO-IL | ENT | Internal | Shoulder | B13 | 600 | 2540 | 0 | 41.72 | 42.38 | 8 | 0
2020 | MISO_MO-IL_2_ENT | MISO_MO-IL | ENT | Internal | Shoulder | B14 | 900 | 2540 | 0 | 40.63 | 42.38 | 8 | 0
2020 | MISO_MO-IL_2_ENT | MISO_MO-IL | ENT | Internal | Shoulder | B15 | 1203 | 2540 | 0 | 37.51 | 42.07 | 8 | 0
2020 | MISO_MO-IL_2_ENT | MISO_MO-IL | ENT | Internal | Summer | B1 | 10 | 2540 | 0 | 64.54 | 64.54 | 8 | 0
2020 | MISO_MO-IL_2_ENT | MISO_MO-IL | ENT | Internal | Summer | B2 | 25 | 2540 | 0 | 63.37 | 63.36 | 8 | 0
2020 | MISO_MO-IL_2_ENT | MISO_MO-IL | ENT | Internal | Summer | B3 | 75 | 2540 | 0 | 61.99 | 62.36 | 8 | 0
2020 | MISO_MO-IL_2_ENT | MISO_MO-IL | ENT | Internal | Summer | B4 | 100 | 2540 | 0 | 61.17 | 62.36 | 8 | 0
2020 | MISO_MO-IL_2_ENT | MISO_MO-IL | ENT | Internal | Summer | B5 | 200 | 2540 | 0 | 58.96 | 59.66 | 8 | 0
2020 | MISO_MO-IL_2_ENT | MISO_MO-IL | ENT | Internal | Summer | B6 | 300 | 2540 | 0 | 49.09 | 55.86 | 8 | 0
2020 | MISO_MO-IL_2_ENT | MISO_MO-IL | ENT | Internal | Summer | B7 | 400 | 2540 | 0 | 40.33 | 48.06 | 8 | 0
2020 | MISO_MO-IL_2_ENT | MISO_MO-IL | ENT | Internal | Summer | B8 | 500 | 2540 | 0 | 38.18 | 41 | 8 | 0
2020 | MISO_MO-IL_2_ENT | MISO_MO-IL | ENT | Internal | Summer | B9 | 800 | 2540 | 0 | 36.71 | 41 | 8 | 0
2020 | MISO_MO-IL_2_ENT | MISO_MO-IL | ENT | Internal | Summer | B10 | 1262 | 2540 | 0 | 35.01 | 40.71 | 8 | 0
2020 | MISO_MO-IL_2_ENT | MISO_MO-IL | ENT | Internal | Winter | B16 | 25 | 2540 | 0 | 51.75 | 56.45 | 8 | 0
2020 | MISO_MO-IL_2_ENT | MISO_MO-IL | ENT | Internal | Winter | B17 | 100 | 2540 | 0 | 48.2 | 45.1 | 8 | 0
2020 | MISO_MO-IL_2_ENT | MISO_MO-IL | ENT | Internal | Winter | B18 | 400 | 2540 | 0 | 42.52 | 45.1 | 8 | 0
2020 | MISO_MO-IL_2_ENT | MISO_MO-IL | ENT | Internal | Winter | B19 | 700 | 2540 | 0 | 41.22 | 44.77 | 8 | 0
2020 | MISO_MO-IL_2_ENT | MISO_MO-IL | ENT | Internal | Winter | B20 | 935 | 2540 | 0 | 37.04 | 43.65 | 8 | 0
2020 | MISO_MO-IL_2_MISO_IN | MISO_MO-IL | MISO_IN | Internal | Shoulder | B11 | 25 | 2100 | 0 | 55.7 | 55.69 | 0.01 | 0
2020 | MISO_MO-IL_2_MISO_IN | MISO_MO-IL | MISO_IN | Internal | Shoulder | B12 | 200 | 2100 | 435.95 | 46.4 | 46.41 | 0.01 | 0
2020 | MISO_MO-IL_2_MISO_IN | MISO_MO-IL | MISO_IN | Internal | Shoulder | B13 | 600 | 2100 | 656.07 | 41.72 | 41.73 | 0.01 | 0
2020 | MISO_MO-IL_2_MISO_IN | MISO_MO-IL | MISO_IN | Internal | Shoulder | B14 | 900 | 2100 | 113.42 | 40.63 | 40.64 | 0.01 | 0
2020 | MISO_MO-IL_2_MISO_IN | MISO_MO-IL | MISO_IN | Internal | Shoulder | B15 | 1203 | 2100 | 0 | 37.51 | 37.51 | 0.01 | 0
2020 | MISO_MO-IL_2_MISO_IN | MISO_MO-IL | MISO_IN | Internal | Summer | B1 | 10 | 2100 | 986.68 | 64.54 | 64.55 | 0.01 | 0
2020 | MISO_MO-IL_2_MISO_IN | MISO_MO-IL | MISO_IN | Internal | Summer | B2 | 25 | 2100 | 1426.28 | 63.37 | 63.38 | 0.01 | 0
2020 | MISO_MO-IL_2_MISO_IN | MISO_MO-IL | MISO_IN | Internal | Summer | B3 | 75 | 2100 | 0 | 61.99 | 61.97 | 0.01 | 0
2020 | MISO_MO-IL_2_MISO_IN | MISO_MO-IL | MISO_IN | Internal | Summer | B4 | 100 | 2100 | 0 | 61.17 | 61.15 | 0.01 | 0
2020 | MISO_MO-IL_2_MISO_IN | MISO_MO-IL | MISO_IN | Internal | Summer | B5 | 200 | 2100 | 0 | 58.96 | 58.95 | 0.01 | 0
2020 | MISO_MO-IL_2_MISO_IN | MISO_MO-IL | MISO_IN | Internal | Summer | B6 | 300 | 2100 | 153.99 | 49.09 | 49.1 | 0.01 | 0
2020 | MISO_MO-IL_2_MISO_IN | MISO_MO-IL | MISO_IN | Internal | Summer | B7 | 400 | 2100 | 0 | 40.33 | 40.33 | 0.01 | 0
2020 | MISO_MO-IL_2_MISO_IN | MISO_MO-IL | MISO_IN | Internal | Summer | B8 | 500 | 2100 | 0 | 38.18 | 38.17 | 0.01 | 0
2020 | MISO_MO-IL_2_MISO_IN | MISO_MO-IL | MISO_IN | Internal | Summer | B9 | 800 | 2100 | 0 | 36.71 | 36.7 | 0.01 | 0
2020 | MISO_MO-IL_2_MISO_IN | MISO_MO-IL | MISO_IN | Internal | Summer | B10 | 1262 | 2100 | 594.45 | 35.01 | 35.02 | 0.01 | 0
2020 | MISO_MO-IL_2_MISO_IN | MISO_MO-IL | MISO_IN | Internal | Winter | B16 | 25 | 2100 | 2100 | 51.75 | 51.78 | 0.01 | 0.01
2020 | MISO_MO-IL_2_MISO_IN | MISO_MO-IL | MISO_IN | Internal | Winter | B17 | 100 | 2100 | 1958.29 | 48.2 | 48.21 | 0.01 | 0
2020 | MISO_MO-IL_2_MISO_IN | MISO_MO-IL | MISO_IN | Internal | Winter | B18 | 400 | 2100 | 534.31 | 42.52 | 42.53 | 0.01 | 0
2020 | MISO_MO-IL_2_MISO_IN | MISO_MO-IL | MISO_IN | Internal | Winter | B19 | 700 | 2100 | 1067.05 | 41.22 | 41.24 | 0.01 | 0
2020 | MISO_MO-IL_2_MISO_IN | MISO_MO-IL | MISO_IN | Internal | Winter | B20 | 935 | 2100 | 0 | 37.04 | 37.04 | 0.01 | 0
2020 | MISO_MO-IL_2_MISO_W | MISO_MO-IL | MISO_W | Internal | Shoulder | B11 | 25 | 960 | 0 | 55.7 | 55.7 | 0.01 | 0
2020 | MISO_MO-IL_2_MISO_W | MISO_MO-IL | MISO_W | Internal | Shoulder | B12 | 200 | 960 | 0 | 46.4 | 46.4 | 0.01 | 0
2020 | MISO_MO-IL_2_MISO_W | MISO_MO-IL | MISO_W | Internal | Shoulder | B13 | 600 | 960 | 475.65 | 41.72 | 41.73 | 0.01 | 0
2020 | MISO_MO-IL_2_MISO_W | MISO_MO-IL | MISO_W | Internal | Shoulder | B14 | 900 | 960 | 960 | 40.63 | 40.65 | 0.01 | 0.01
2020 | MISO_MO-IL_2_MISO_W | MISO_MO-IL | MISO_W | Internal | Shoulder | B15 | 1203 | 960 | 295.9 | 37.51 | 37.52 | 0.01 | 0
2020 | MISO_MO-IL_2_MISO_W | MISO_MO-IL | MISO_W | Internal | Summer | B1 | 10 | 960 | 0 | 64.54 | 64.53 | 0.01 | 0
2020 | MISO_MO-IL_2_MISO_W | MISO_MO-IL | MISO_W | Internal | Summer | B2 | 25 | 960 | 384.47 | 63.37 | 63.38 | 0.01 | 0
2020 | MISO_MO-IL_2_MISO_W | MISO_MO-IL | MISO_W | Internal | Summer | B3 | 75 | 960 | 960 | 61.99 | 63.38 | 0.01 | 1.38
2020 | MISO_MO-IL_2_MISO_W | MISO_MO-IL | MISO_W | Internal | Summer | B4 | 100 | 960 | 680.1 | 61.17 | 61.18 | 0.01 | 0
2020 | MISO_MO-IL_2_MISO_W | MISO_MO-IL | MISO_W | Internal | Summer | B5 | 200 | 960 | 673.96 | 58.96 | 58.97 | 0.01 | 0
2020 | MISO_MO-IL_2_MISO_W | MISO_MO-IL | MISO_W | Internal | Summer | B6 | 300 | 960 | 960 | 49.09 | 49.4 | 0.01 | 0.3
2020 | MISO_MO-IL_2_MISO_W | MISO_MO-IL | MISO_W | Internal | Summer | B7 | 400 | 960 | 635.28 | 40.33 | 40.34 | 0.01 | 0
2020 | MISO_MO-IL_2_MISO_W | MISO_MO-IL | MISO_W | Internal | Summer | B8 | 500 | 960 | 0 | 38.18 | 38.18 | 0.01 | 0
2020 | MISO_MO-IL_2_MISO_W | MISO_MO-IL | MISO_W | Internal | Summer | B9 | 800 | 960 | 960 | 36.71 | 37.02 | 0.01 | 0.3
2020 | MISO_MO-IL_2_MISO_W | MISO_MO-IL | MISO_W | Internal | Summer | B10 | 1262 | 960 | 291.31 | 35.01 | 35.02 | 0.01 | 0
2020 | MISO_MO-IL_2_MISO_W | MISO_MO-IL | MISO_W | Internal | Winter | B16 | 25 | 960 | 0 | 51.75 | 51.74 | 0.01 | 0
2020 | MISO_MO-IL_2_MISO_W | MISO_MO-IL | MISO_W | Internal | Winter | B17 | 100 | 960 | 0 | 48.2 | 48.18 | 0.01 | 0
2020 | MISO_MO-IL_2_MISO_W | MISO_MO-IL | MISO_W | Internal | Winter | B18 | 400 | 960 | 760.96 | 42.52 | 42.53 | 0.01 | 0
2020 | MISO_MO-IL_2_MISO_W | MISO_MO-IL | MISO_W | Internal | Winter | B19 | 700 | 960 | 960 | 41.22 | 41.27 | 0.01 | 0.04
2020 | MISO_MO-IL_2_MISO_W | MISO_MO-IL | MISO_W | Internal | Winter | B20 | 935 | 960 | 0 | 37.04 | 37.03 | 0.01 | 0
2020 | MISO_MO-IL_2_PJM_ROR | MISO_MO-IL | PJM_ROR | Internal | Shoulder | B11 | 25 | 1212 | 0 | 55.7 | 53.69 | 2 | 0
2020 | MISO_MO-IL_2_PJM_ROR | MISO_MO-IL | PJM_ROR | Internal | Shoulder | B12 | 200 | 1212 | 0 | 46.4 | 48.18 | 2 | 0
2020 | MISO_MO-IL_2_PJM_ROR | MISO_MO-IL | PJM_ROR | Internal | Shoulder | B13 | 600 | 1212 | 0 | 41.72 | 42.88 | 2 | 0
2020 | MISO_MO-IL_2_PJM_ROR | MISO_MO-IL | PJM_ROR | Internal | Shoulder | B14 | 900 | 1212 | 0 | 40.63 | 40.17 | 2 | 0
2020 | MISO_MO-IL_2_PJM_ROR | MISO_MO-IL | PJM_ROR | Internal | Shoulder | B15 | 1203 | 1212 | 0 | 37.51 | 37.37 | 2 | 0
2020 | MISO_MO-IL_2_PJM_ROR | MISO_MO-IL | PJM_ROR | Internal | Summer | B1 | 10 | 1212 | 263.43 | 64.54 | 66.54 | 2 | 0
2020 | MISO_MO-IL_2_PJM_ROR | MISO_MO-IL | PJM_ROR | Internal | Summer | B2 | 25 | 1212 | 0 | 63.37 | 65.36 | 2 | 0
2020 | MISO_MO-IL_2_PJM_ROR | MISO_MO-IL | PJM_ROR | Internal | Summer | B3 | 75 | 1212 | 0 | 61.99 | 61.86 | 2 | 0
2020 | MISO_MO-IL_2_PJM_ROR | MISO_MO-IL | PJM_ROR | Internal | Summer | B4 | 100 | 1212 | 0 | 61.17 | 61.86 | 2 | 0
2020 | MISO_MO-IL_2_PJM_ROR | MISO_MO-IL | PJM_ROR | Internal | Summer | B5 | 200 | 1212 | 0 | 58.96 | 56.97 | 2 | 0
2020 | MISO_MO-IL_2_PJM_ROR | MISO_MO-IL | PJM_ROR | Internal | Summer | B6 | 300 | 1212 | 0 | 49.09 | 48.62 | 2 | 0
2020 | MISO_MO-IL_2_PJM_ROR | MISO_MO-IL | PJM_ROR | Internal | Summer | B7 | 400 | 1212 | 381.36 | 40.33 | 42.33 | 2 | 0
2020 | MISO_MO-IL_2_PJM_ROR | MISO_MO-IL | PJM_ROR | Internal | Summer | B8 | 500 | 1212 | 0 | 38.18 | 38.01 | 2 | 0
2020 | MISO_MO-IL_2_PJM_ROR | MISO_MO-IL | PJM_ROR | Internal | Summer | B9 | 800 | 1212 | 0 | 36.71 | 36.2 | 2 | 0
2020 | MISO_MO-IL_2_PJM_ROR | MISO_MO-IL | PJM_ROR | Internal | Summer | B10 | 1262 | 1212 | 0 | 35.01 | 34.67 | 2 | 0
2020 | MISO_MO-IL_2_PJM_ROR | MISO_MO-IL | PJM_ROR | Internal | Winter | B16 | 25 | 1212 | 0 | 51.75 | 50.17 | 2 | 0
2020 | MISO_MO-IL_2_PJM_ROR | MISO_MO-IL | PJM_ROR | Internal | Winter | B17 | 100 | 1212 | 0 | 48.2 | 50.17 | 2 | 0
2020 | MISO_MO-IL_2_PJM_ROR | MISO_MO-IL | PJM_ROR | Internal | Winter | B18 | 400 | 1212 | 0 | 42.52 | 44.33 | 2 | 0
2020 | MISO_MO-IL_2_PJM_ROR | MISO_MO-IL | PJM_ROR | Internal | Winter | B19 | 700 | 1212 | 0 | 41.22 | 41.99 | 2 | 0
2020 | MISO_MO-IL_2_PJM_ROR | MISO_MO-IL | PJM_ROR | Internal | Winter | B20 | 935 | 1212 | 0 | 37.04 | 35.84 | 2 | 0
2020 | MISO_MO-IL_2_SPP_N | MISO_MO-IL | SPP_N | Internal | Shoulder | B11 | 25 | 2000 | 0 | 55.7 | 62.7 | 8 | 0
2020 | MISO_MO-IL_2_SPP_N | MISO_MO-IL | SPP_N | Internal | Shoulder | B12 | 200 | 2000 | 0 | 46.4 | 45.18 | 8 | 0
2020 | MISO_MO-IL_2_SPP_N | MISO_MO-IL | SPP_N | Internal | Shoulder | B13 | 600 | 2000 | 0 | 41.72 | 41.75 | 8 | 0
2020 | MISO_MO-IL_2_SPP_N | MISO_MO-IL | SPP_N | Internal | Shoulder | B14 | 900 | 2000 | 0 | 40.63 | 40.64 | 8 | 0
2020 | MISO_MO-IL_2_SPP_N | MISO_MO-IL | SPP_N | Internal | Shoulder | B15 | 1203 | 2000 | 0 | 37.51 | 40.53 | 8 | 0
2020 | MISO_MO-IL_2_SPP_N | MISO_MO-IL | SPP_N | Internal | Summer | B1 | 10 | 2000 | 0 | 64.54 | 66.76 | 8 | 0
2020 | MISO_MO-IL_2_SPP_N | MISO_MO-IL | SPP_N | Internal | Summer | B2 | 25 | 2000 | 0 | 63.37 | 66.76 | 8 | 0
2020 | MISO_MO-IL_2_SPP_N | MISO_MO-IL | SPP_N | Internal | Summer | B3 | 75 | 2000 | 0 | 61.99 | 66.76 | 8 | 0
2020 | MISO_MO-IL_2_SPP_N | MISO_MO-IL | SPP_N | Internal | Summer | B4 | 100 | 2000 | 0 | 61.17 | 65.34 | 8 | 0
2020 | MISO_MO-IL_2_SPP_N | MISO_MO-IL | SPP_N | Internal | Summer | B5 | 200 | 2000 | 0 | 58.96 | 61.57 | 8 | 0
2020 | MISO_MO-IL_2_SPP_N | MISO_MO-IL | SPP_N | Internal | Summer | B6 | 300 | 2000 | 0 | 49.09 | 56.4 | 8 | 0
2020 | MISO_MO-IL_2_SPP_N | MISO_MO-IL | SPP_N | Internal | Summer | B7 | 400 | 2000 | 0 | 40.33 | 47.34 | 8 | 0
2020 | MISO_MO-IL_2_SPP_N | MISO_MO-IL | SPP_N | Internal | Summer | B8 | 500 | 2000 | 0 | 38.18 | 40.98 | 8 | 0
2020 | MISO_MO-IL_2_SPP_N | MISO_MO-IL | SPP_N | Internal | Summer | B9 | 800 | 2000 | 0 | 36.71 | 39.65 | 8 | 0
2020 | MISO_MO-IL_2_SPP_N | MISO_MO-IL | SPP_N | Internal | Summer | B10 | 1262 | 2000 | 0 | 35.01 | 39.12 | 8 | 0
2020 | MISO_MO-IL_2_SPP_N | MISO_MO-IL | SPP_N | Internal | Winter | B16 | 25 | 2000 | 0 | 51.75 | 51.45 | 8 | 0
2020 | MISO_MO-IL_2_SPP_N | MISO_MO-IL | SPP_N | Internal | Winter | B17 | 100 | 2000 | 0 | 48.2 | 43.38 | 8 | 0
2020 | MISO_MO-IL_2_SPP_N | MISO_MO-IL | SPP_N | Internal | Winter | B18 | 400 | 2000 | 0 | 42.52 | 43.28 | 8 | 0
2020 | MISO_MO-IL_2_SPP_N | MISO_MO-IL | SPP_N | Internal | Winter | B19 | 700 | 2000 | 0 | 41.22 | 43.28 | 8 | 0
2020 | MISO_MO-IL_2_SPP_N | MISO_MO-IL | SPP_N | Internal | Winter | B20 | 935 | 2000 | 0 | 37.04 | 38.8 | 8 | 0
2020 | MISO_MO-IL_2_TVA_Transmission | MISO_MO-IL | TVA_Transmission | Internal | Shoulder | B11 | 25 | 4000 | 0 | 55.7 | 59.22 | 8 | 0
2020 | MISO_MO-IL_2_TVA_Transmission | MISO_MO-IL | TVA_Transmission | Internal | Shoulder | B12 | 200 | 4000 | 0 | 46.4 | 48.35 | 8 | 0
2020 | MISO_MO-IL_2_TVA_Transmission | MISO_MO-IL | TVA_Transmission | Internal | Shoulder | B13 | 600 | 4000 | 0 | 41.72 | 45.1 | 8 | 0
2020 | MISO_MO-IL_2_TVA_Transmission | MISO_MO-IL | TVA_Transmission | Internal | Shoulder | B14 | 900 | 4000 | 0 | 40.63 | 43.78 | 8 | 0
2020 | MISO_MO-IL_2_TVA_Transmission | MISO_MO-IL | TVA_Transmission | Internal | Shoulder | B15 | 1203 | 4000 | 0 | 37.51 | 40.85 | 8 | 0
2020 | MISO_MO-IL_2_TVA_Transmission | MISO_MO-IL | TVA_Transmission | Internal | Summer | B1 | 10 | 4000 | 1058.12 | 64.54 | 72.54 | 8 | 0
2020 | MISO_MO-IL_2_TVA_Transmission | MISO_MO-IL | TVA_Transmission | Internal | Summer | B2 | 25 | 4000 | 0 | 63.37 | 71.36 | 8 | 0
2020 | MISO_MO-IL_2_TVA_Transmission | MISO_MO-IL | TVA_Transmission | Internal | Summer | B3 | 75 | 4000 | 0 | 61.99 | 67.86 | 8 | 0
2020 | MISO_MO-IL_2_TVA_Transmission | MISO_MO-IL | TVA_Transmission | Internal | Summer | B4 | 100 | 4000 | 0 | 61.17 | 67.86 | 8 | 0
2020 | MISO_MO-IL_2_TVA_Transmission | MISO_MO-IL | TVA_Transmission | Internal | Summer | B5 | 200 | 4000 | 0 | 58.96 | 62.45 | 8 | 0
2020 | MISO_MO-IL_2_TVA_Transmission | MISO_MO-IL | TVA_Transmission | Internal | Summer | B6 | 300 | 4000 | 0 | 49.09 | 54.61 | 8 | 0
2020 | MISO_MO-IL_2_TVA_Transmission | MISO_MO-IL | TVA_Transmission | Internal | Summer | B7 | 400 | 4000 | 0 | 40.33 | 47.66 | 8 | 0
2020 | MISO_MO-IL_2_TVA_Transmission | MISO_MO-IL | TVA_Transmission | Internal | Summer | B8 | 500 | 4000 | 0 | 38.18 | 42.31 | 8 | 0
2020 | MISO_MO-IL_2_TVA_Transmission | MISO_MO-IL | TVA_Transmission | Internal | Summer | B9 | 800 | 4000 | 0 | 36.71 | 40.22 | 8 | 0
2020 | MISO_MO-IL_2_TVA_Transmission | MISO_MO-IL | TVA_Transmission | Internal | Summer | B10 | 1262 | 4000 | 0 | 35.01 | 38.18 | 8 | 0
2020 | MISO_MO-IL_2_TVA_Transmission | MISO_MO-IL | TVA_Transmission | Internal | Winter | B16 | 25 | 4000 | 0 | 51.75 | 56.17 | 8 | 0
2020 | MISO_MO-IL_2_TVA_Transmission | MISO_MO-IL | TVA_Transmission | Internal | Winter | B17 | 100 | 4000 | 0 | 48.2 | 50.65 | 8 | 0
2020 | MISO_MO-IL_2_TVA_Transmission | MISO_MO-IL | TVA_Transmission | Internal | Winter | B18 | 400 | 4000 | 0 | 42.52 | 46.09 | 8 | 0
2020 | MISO_MO-IL_2_TVA_Transmission | MISO_MO-IL | TVA_Transmission | Internal | Winter | B19 | 700 | 4000 | 0 | 41.22 | 44.21 | 8 | 0
2020 | MISO_MO-IL_2_TVA_Transmission | MISO_MO-IL | TVA_Transmission | Internal | Winter | B20 | 935 | 4000 | 0 | 37.04 | 41.13 | 8 | 0
2020 | MISO_W_2_MAPP_CA | MISO_W | MAPP_CA | Internal | Shoulder | B11 | 25 | 718 | 0 | 55.7 | 48.69 | 0.01 | 0
2020 | MISO_W_2_MAPP_CA | MISO_W | MAPP_CA | Internal | Shoulder | B12 | 200 | 718 | 0 | 46.4 | 46.39 | 0.01 | 0
2020 | MISO_W_2_MAPP_CA | MISO_W | MAPP_CA | Internal | Shoulder | B13 | 600 | 718 | 0 | 41.73 | 41.72 | 0.01 | 0
2020 | MISO_W_2_MAPP_CA | MISO_W | MAPP_CA | Internal | Shoulder | B14 | 900 | 718 | 718 | 40.65 | 41.72 | 0.01 | 1.06
2020 | MISO_W_2_MAPP_CA | MISO_W | MAPP_CA | Internal | Shoulder | B15 | 1203 | 718 | 718 | 37.52 | 41.72 | 0.01 | 4.19
2020 | MISO_W_2_MAPP_CA | MISO_W | MAPP_CA | Internal | Summer | B1 | 10 | 718 | 0 | 64.53 | 52.75 | 0.01 | 0
2020 | MISO_W_2_MAPP_CA | MISO_W | MAPP_CA | Internal | Summer | B2 | 25 | 718 | 0 | 63.38 | 51.33 | 0.01 | 0
2020 | MISO_W_2_MAPP_CA | MISO_W | MAPP_CA | Internal | Summer | B3 | 75 | 718 | 0 | 63.38 | 53.22 | 0.01 | 0
2020 | MISO_W_2_MAPP_CA | MISO_W | MAPP_CA | Internal | Summer | B4 | 100 | 718 | 0 | 61.18 | 51.33 | 0.01 | 0
2020 | MISO_W_2_MAPP_CA | MISO_W | MAPP_CA | Internal | Summer | B5 | 200 | 718 | 0 | 58.97 | 48.18 | 0.01 | 0
2020 | MISO_W_2_MAPP_CA | MISO_W | MAPP_CA | Internal | Summer | B6 | 300 | 718 | 0 | 49.4 | 48.18 | 0.01 | 0
2020 | MISO_W_2_MAPP_CA | MISO_W | MAPP_CA | Internal | Summer | B7 | 400 | 718 | 0 | 40.34 | 40.33 | 0.01 | 0
2020 | MISO_W_2_MAPP_CA | MISO_W | MAPP_CA | Internal | Summer | B8 | 500 | 718 | 718 | 38.18 | 39.11 | 0.01 | 0.92
2020 | MISO_W_2_MAPP_CA | MISO_W | MAPP_CA | Internal | Summer | B9 | 800 | 718 | 718 | 37.02 | 39.11 | 0.01 | 2.08
2020 | MISO_W_2_MAPP_CA | MISO_W | MAPP_CA | Internal | Summer | B10 | 1262 | 718 | 718 | 35.02 | 39.11 | 0.01 | 4.08
2020 | MISO_W_2_MAPP_CA | MISO_W | MAPP_CA | Internal | Winter | B16 | 25 | 718 | 0 | 51.74 | 51.73 | 0.01 | 0
2020 | MISO_W_2_MAPP_CA | MISO_W | MAPP_CA | Internal | Winter | B17 | 100 | 718 | 0 | 48.18 | 48.18 | 0.01 | 0
2020 | MISO_W_2_MAPP_CA | MISO_W | MAPP_CA | Internal | Winter | B18 | 400 | 718 | 718 | 42.53 | 48.18 | 0.01 | 5.64
2020 | MISO_W_2_MAPP_CA | MISO_W | MAPP_CA | Internal | Winter | B19 | 700 | 718 | 718 | 41.27 | 48.18 | 0.01 | 6.9
2020 | MISO_W_2_MAPP_CA | MISO_W | MAPP_CA | Internal | Winter | B20 | 935 | 718 | 718 | 37.03 | 48.18 | 0.01 | 11.14
2020 | MISO_W_2_MISO_MO-IL | MISO_W | MISO_MO-IL | Internal | Shoulder | B11 | 25 | 3800 | 0 | 55.7 | 55.7 | 0.01 | 0
2020 | MISO_W_2_MISO_MO-IL | MISO_W | MISO_MO-IL | Internal | Shoulder | B12 | 200 | 3800 | 0 | 46.4 | 46.4 | 0.01 | 0
2020 | MISO_W_2_MISO_MO-IL | MISO_W | MISO_MO-IL | Internal | Shoulder | B13 | 600 | 3800 | 0 | 41.73 | 41.72 | 0.01 | 0
2020 | MISO_W_2_MISO_MO-IL | MISO_W | MISO_MO-IL | Internal | Shoulder | B14 | 900 | 3800 | 0 | 40.65 | 40.63 | 0.01 | 0
2020 | MISO_W_2_MISO_MO-IL | MISO_W | MISO_MO-IL | Internal | Shoulder | B15 | 1203 | 3800 | 0 | 37.52 | 37.51 | 0.01 | 0
2020 | MISO_W_2_MISO_MO-IL | MISO_W | MISO_MO-IL | Internal | Summer | B1 | 10 | 3800 | 1130.18 | 64.53 | 64.54 | 0.01 | 0
2020 | MISO_W_2_MISO_MO-IL | MISO_W | MISO_MO-IL | Internal | Summer | B2 | 25 | 3800 | 0 | 63.38 | 63.37 | 0.01 | 0
2020 | MISO_W_2_MISO_MO-IL | MISO_W | MISO_MO-IL | Internal | Summer | B3 | 75 | 3800 | 0 | 63.38 | 61.99 | 0.01 | 0
2020 | MISO_W_2_MISO_MO-IL | MISO_W | MISO_MO-IL | Internal | Summer | B4 | 100 | 3800 | 0 | 61.18 | 61.17 | 0.01 | 0
2020 | MISO_W_2_MISO_MO-IL | MISO_W | MISO_MO-IL | Internal | Summer | B5 | 200 | 3800 | 0 | 58.97 | 58.96 | 0.01 | 0
2020 | MISO_W_2_MISO_MO-IL | MISO_W | MISO_MO-IL | Internal | Summer | B6 | 300 | 3800 | 0 | 49.4 | 49.09 | 0.01 | 0
2020 | MISO_W_2_MISO_MO-IL | MISO_W | MISO_MO-IL | Internal | Summer | B7 | 400 | 3800 | 0 | 40.34 | 40.33 | 0.01 | 0
2020 | MISO_W_2_MISO_MO-IL | MISO_W | MISO_MO-IL | Internal | Summer | B8 | 500 | 3800 | 0 | 38.18 | 38.18 | 0.01 | 0
2020 | MISO_W_2_MISO_MO-IL | MISO_W | MISO_MO-IL | Internal | Summer | B9 | 800 | 3800 | 0 | 37.02 | 36.71 | 0.01 | 0
2020 | MISO_W_2_MISO_MO-IL | MISO_W | MISO_MO-IL | Internal | Summer | B10 | 1262 | 3800 | 0 | 35.02 | 35.01 | 0.01 | 0
2020 | MISO_W_2_MISO_MO-IL | MISO_W | MISO_MO-IL | Internal | Winter | B16 | 25 | 3800 | 2238.79 | 51.74 | 51.75 | 0.01 | 0
2020 | MISO_W_2_MISO_MO-IL | MISO_W | MISO_MO-IL | Internal | Winter | B17 | 100 | 3800 | 1157.96 | 48.18 | 48.2 | 0.01 | 0
2020 | MISO_W_2_MISO_MO-IL | MISO_W | MISO_MO-IL | Internal | Winter | B18 | 400 | 3800 | 0 | 42.53 | 42.52 | 0.01 | 0
2020 | MISO_W_2_MISO_MO-IL | MISO_W | MISO_MO-IL | Internal | Winter | B19 | 700 | 3800 | 0 | 41.27 | 41.22 | 0.01 | 0
2020 | MISO_W_2_MISO_MO-IL | MISO_W | MISO_MO-IL | Internal | Winter | B20 | 935 | 3800 | 0 | 37.03 | 37.04 | 0.01 | 0
2020 | MISO_W_2_MISO_WUMS | MISO_W | MISO_WUMS | Internal | Shoulder | B11 | 25 | 1629 | 0 | 55.7 | 55.69 | 0.01 | 0
2020 | MISO_W_2_MISO_WUMS | MISO_W | MISO_WUMS | Internal | Shoulder | B12 | 200 | 1629 | 745.77 | 46.4 | 46.41 | 0.01 | 0
2020 | MISO_W_2_MISO_WUMS | MISO_W | MISO_WUMS | Internal | Shoulder | B13 | 600 | 1629 | 879.32 | 41.73 | 41.75 | 0.01 | 0
2020 | MISO_W_2_MISO_WUMS | MISO_W | MISO_WUMS | Internal | Shoulder | B14 | 900 | 1629 | 572.68 | 40.65 | 40.66 | 0.01 | 0
2020 | MISO_W_2_MISO_WUMS | MISO_W | MISO_WUMS | Internal | Shoulder | B15 | 1203 | 1629 | 0 | 37.52 | 37.51 | 0.01 | 0
2020 | MISO_W_2_MISO_WUMS | MISO_W | MISO_WUMS | Internal | Summer | B1 | 10 | 1629 | 0 | 64.53 | 63.96 | 0.01 | 0
2020 | MISO_W_2_MISO_WUMS | MISO_W | MISO_WUMS | Internal | Summer | B2 | 25 | 1629 | 0 | 63.38 | 63.36 | 0.01 | 0
2020 | MISO_W_2_MISO_WUMS | MISO_W | MISO_WUMS | Internal | Summer | B3 | 75 | 1629 | 0 | 63.38 | 60.4 | 0.01 | 0
2020 | MISO_W_2_MISO_WUMS | MISO_W | MISO_WUMS | Internal | Summer | B4 | 100 | 1629 | 0 | 61.18 | 60.4 | 0.01 | 0
2020 | MISO_W_2_MISO_WUMS | MISO_W | MISO_WUMS | Internal | Summer | B5 | 200 | 1629 | 0 | 58.97 | 58.96 | 0.01 | 0
2020 | MISO_W_2_MISO_WUMS | MISO_W | MISO_WUMS | Internal | Summer | B6 | 300 | 1629 | 0 | 49.4 | 49.38 | 0.01 | 0
2020 | MISO_W_2_MISO_WUMS | MISO_W | MISO_WUMS | Internal | Summer | B7 | 400 | 1629 | 806.2 | 40.34 | 40.36 | 0.01 | 0
2020 | MISO_W_2_MISO_WUMS | MISO_W | MISO_WUMS | Internal | Summer | B8 | 500 | 1629 | 710.21 | 38.18 | 38.2 | 0.01 | 0
2020 | MISO_W_2_MISO_WUMS | MISO_W | MISO_WUMS | Internal | Summer | B9 | 800 | 1629 | 0 | 37.02 | 37.01 | 0.01 | 0
2020 | MISO_W_2_MISO_WUMS | MISO_W | MISO_WUMS | Internal | Summer | B10 | 1262 | 1629 | 1629 | 35.02 | 35.05 | 0.01 | 0.01
2020 | MISO_W_2_MISO_WUMS | MISO_W | MISO_WUMS | Internal | Winter | B16 | 25 | 1629 | 781.34 | 51.74 | 51.75 | 0.01 | 0
2020 | MISO_W_2_MISO_WUMS | MISO_W | MISO_WUMS | Internal | Winter | B17 | 100 | 1629 | 746.28 | 48.18 | 48.2 | 0.01 | 0
2020 | MISO_W_2_MISO_WUMS | MISO_W | MISO_WUMS | Internal | Winter | B18 | 400 | 1629 | 0 | 42.53 | 42.54 | 0.01 | 0
2020 | MISO_W_2_MISO_WUMS | MISO_W | MISO_WUMS | Internal | Winter | B19 | 700 | 1629 | 0 | 41.27 | 41.26 | 0.01 | 0
2020 | MISO_W_2_MISO_WUMS | MISO_W | MISO_WUMS | Internal | Winter | B20 | 935 | 1629 | 944.12 | 37.03 | 37.04 | 0.01 | 0
2020 | MISO_W_2_NE | MISO_W | NE | Internal | Shoulder | B11 | 25 | 2800 | 0 | 55.7 | 62.69 | 7 | 0
2020 | MISO_W_2_NE | MISO_W | NE | Internal | Shoulder | B12 | 200 | 2800 | 0 | 46.4 | 45.16 | 7 | 0
2020 | MISO_W_2_NE | MISO_W | NE | Internal | Shoulder | B13 | 600 | 2800 | 0 | 41.73 | 41.73 | 7 | 0
2020 | MISO_W_2_NE | MISO_W | NE | Internal | Shoulder | B14 | 900 | 2800 | 0 | 40.65 | 40.63 | 7 | 0
2020 | MISO_W_2_NE | MISO_W | NE | Internal | Shoulder | B15 | 1203 | 2800 | 0 | 37.52 | 40.51 | 7 | 0
2020 | MISO_W_2_NE | MISO_W | NE | Internal | Summer | B1 | 10 | 2800 | 0 | 64.53 | 66.75 | 7 | 0
2020 | MISO_W_2_NE | MISO_W | NE | Internal | Summer | B2 | 25 | 2800 | 0 | 63.38 | 65.33 | 7 | 0
2020 | MISO_W_2_NE | MISO_W | NE | Internal | Summer | B3 | 75 | 2800 | 0 | 63.38 | 66.75 | 7 | 0
2020 | MISO_W_2_NE | MISO_W | NE | Internal | Summer | B4 | 100 | 2800 | 0 | 61.18 | 65.33 | 7 | 0
2020 | MISO_W_2_NE | MISO_W | NE | Internal | Summer | B5 | 200 | 2800 | 0 | 58.97 | 61.56 | 7 | 0
2020 | MISO_W_2_NE | MISO_W | NE | Internal | Summer | B6 | 300 | 2800 | 0 | 49.4 | 56.38 | 7 | 0
2020 | MISO_W_2_NE | MISO_W | NE | Internal | Summer | B7 | 400 | 2800 | 0 | 40.34 | 47.33 | 7 | 0
2020 | MISO_W_2_NE | MISO_W | NE | Internal | Summer | B8 | 500 | 2800 | 0 | 38.18 | 40.05 | 7 | 0
2020 | MISO_W_2_NE | MISO_W | NE | Internal | Summer | B9 | 800 | 2800 | 0 | 37.02 | 39.64 | 7 | 0
2020 | MISO_W_2_NE | MISO_W | NE | Internal | Summer | B10 | 1262 | 2800 | 0 | 35.02 | 37.46 | 7 | 0
2020 | MISO_W_2_NE | MISO_W | NE | Internal | Winter | B16 | 25 | 2800 | 0 | 51.74 | 51.44 | 7 | 0
2020 | MISO_W_2_NE | MISO_W | NE | Internal | Winter | B17 | 100 | 2800 | 0 | 48.18 | 43.37 | 7 | 0
2020 | MISO_W_2_NE | MISO_W | NE | Internal | Winter | B18 | 400 | 2800 | 0 | 42.53 | 43.27 | 7 | 0
2020 | MISO_W_2_NE | MISO_W | NE | Internal | Winter | B19 | 700 | 2800 | 0 | 41.27 | 43.27 | 7 | 0
2020 | MISO_W_2_NE | MISO_W | NE | Internal | Winter | B20 | 935 | 2800 | 0 | 37.03 | 38.79 | 7 | 0
2020 | MISO_W_2_PJM_ROR | MISO_W | PJM_ROR | Internal | Shoulder | B11 | 25 | 773 | 0 | 55.7 | 53.69 | 2 | 0
2020 | MISO_W_2_PJM_ROR | MISO_W | PJM_ROR | Internal | Shoulder | B12 | 200 | 773 | 0 | 46.4 | 48.18 | 2 | 0
2020 | MISO_W_2_PJM_ROR | MISO_W | PJM_ROR | Internal | Shoulder | B13 | 600 | 773 | 0 | 41.73 | 42.88 | 2 | 0
2020 | MISO_W_2_PJM_ROR | MISO_W | PJM_ROR | Internal | Shoulder | B14 | 900 | 773 | 0 | 40.65 | 40.17 | 2 | 0
2020 | MISO_W_2_PJM_ROR | MISO_W | PJM_ROR | Internal | Shoulder | B15 | 1203 | 773 | 0 | 37.52 | 37.37 | 2 | 0
2020 | MISO_W_2_PJM_ROR | MISO_W | PJM_ROR | Internal | Summer | B1 | 10 | 773 | 772.99 | 64.53 | 66.54 | 2 | 0.01
2020 | MISO_W_2_PJM_ROR | MISO_W | PJM_ROR | Internal | Summer | B2 | 25 | 773 | 0 | 63.38 | 65.36 | 2 | 0
2020 | MISO_W_2_PJM_ROR | MISO_W | PJM_ROR | Internal | Summer | B3 | 75 | 773 | 0 | 63.38 | 61.86 | 2 | 0
2020 | MISO_W_2_PJM_ROR | MISO_W | PJM_ROR | Internal | Summer | B4 | 100 | 773 | 0 | 61.18 | 61.86 | 2 | 0
2020 | MISO_W_2_PJM_ROR | MISO_W | PJM_ROR | Internal | Summer | B5 | 200 | 773 | 0 | 58.97 | 56.97 | 2 | 0
2020 | MISO_W_2_PJM_ROR | MISO_W | PJM_ROR | Internal | Summer | B6 | 300 | 773 | 0 | 49.4 | 48.62 | 2 | 0
2020 | MISO_W_2_PJM_ROR | MISO_W | PJM_ROR | Internal | Summer | B7 | 400 | 773 | 0 | 40.34 | 42.33 | 2 | 0
2020 | MISO_W_2_PJM_ROR | MISO_W | PJM_ROR | Internal | Summer | B8 | 500 | 773 | 0 | 38.18 | 38.01 | 2 | 0
2020 | MISO_W_2_PJM_ROR | MISO_W | PJM_ROR | Internal | Summer | B9 | 800 | 773 | 0 | 37.02 | 36.2 | 2 | 0
2020 | MISO_W_2_PJM_ROR | MISO_W | PJM_ROR | Internal | Summer | B10 | 1262 | 773 | 0 | 35.02 | 34.67 | 2 | 0
2020 | MISO_W_2_PJM_ROR | MISO_W | PJM_ROR | Internal | Winter | B16 | 25 | 773 | 0 | 51.74 | 50.17 | 2 | 0
2020 | MISO_W_2_PJM_ROR | MISO_W | PJM_ROR | Internal | Winter | B17 | 100 | 773 | 0 | 48.18 | 50.17 | 2 | 0
2020 | MISO_W_2_PJM_ROR | MISO_W | PJM_ROR | Internal | Winter | B18 | 400 | 773 | 0 | 42.53 | 44.33 | 2 | 0
2020 | MISO_W_2_PJM_ROR | MISO_W | PJM_ROR | Internal | Winter | B19 | 700 | 773 | 0 | 41.27 | 41.99 | 2 | 0
2020 | MISO_W_2_PJM_ROR | MISO_W | PJM_ROR | Internal | Winter | B20 | 935 | 773 | 0 | 37.03 | 35.84 | 2 | 0
2020 | MISO_W_2_SPP_N | MISO_W | SPP_N | Internal | Shoulder | B11 | 25 | 3200 | 781.73 | 55.7 | 62.7 | 7 | 0
2020 | MISO_W_2_SPP_N | MISO_W | SPP_N | Internal | Shoulder | B12 | 200 | 3200 | 0 | 46.4 | 45.18 | 7 | 0
2020 | MISO_W_2_SPP_N | MISO_W | SPP_N | Internal | Shoulder | B13 | 600 | 3200 | 0 | 41.73 | 41.75 | 7 | 0
2020 | MISO_W_2_SPP_N | MISO_W | SPP_N | Internal | Shoulder | B14 | 900 | 3200 | 0 | 40.65 | 40.64 | 7 | 0
2020 | MISO_W_2_SPP_N | MISO_W | SPP_N | Internal | Shoulder | B15 | 1203 | 3200 | 0 | 37.52 | 40.53 | 7 | 0
2020 | MISO_W_2_SPP_N | MISO_W | SPP_N | Internal | Summer | B1 | 10 | 3200 | 0 | 64.53 | 66.76 | 7 | 0
2020 | MISO_W_2_SPP_N | MISO_W | SPP_N | Internal | Summer | B2 | 25 | 3200 | 0 | 63.38 | 66.76 | 7 | 0
2020 | MISO_W_2_SPP_N | MISO_W | SPP_N | Internal | Summer | B3 | 75 | 3200 | 0 | 63.38 | 66.76 | 7 | 0
2020 | MISO_W_2_SPP_N | MISO_W | SPP_N | Internal | Summer | B4 | 100 | 3200 | 0 | 61.18 | 65.34 | 7 | 0
2020 | MISO_W_2_SPP_N | MISO_W | SPP_N | Internal | Summer | B5 | 200 | 3200 | 0 | 58.97 | 61.57 | 7 | 0
2020 | MISO_W_2_SPP_N | MISO_W | SPP_N | Internal | Summer | B6 | 300 | 3200 | 1775.93 | 49.4 | 56.4 | 7 | 0
2020 | MISO_W_2_SPP_N | MISO_W | SPP_N | Internal | Summer | B7 | 400 | 3200 | 21.13 | 40.34 | 47.34 | 7 | 0
2020 | MISO_W_2_SPP_N | MISO_W | SPP_N | Internal | Summer | B8 | 500 | 3200 | 0 | 38.18 | 40.98 | 7 | 0
2020 | MISO_W_2_SPP_N | MISO_W | SPP_N | Internal | Summer | B9 | 800 | 3200 | 0 | 37.02 | 39.65 | 7 | 0
2020 | MISO_W_2_SPP_N | MISO_W | SPP_N | Internal | Summer | B10 | 1262 | 3200 | 0 | 35.02 | 39.12 | 7 | 0
2020 | MISO_W_2_SPP_N | MISO_W | SPP_N | Internal | Winter | B16 | 25 | 3200 | 0 | 51.74 | 51.45 | 7 | 0
2020 | MISO_W_2_SPP_N | MISO_W | SPP_N | Internal | Winter | B17 | 100 | 3200 | 0 | 48.18 | 43.38 | 7 | 0
2020 | MISO_W_2_SPP_N | MISO_W | SPP_N | Internal | Winter | B18 | 400 | 3200 | 0 | 42.53 | 43.28 | 7 | 0
2020 | MISO_W_2_SPP_N | MISO_W | SPP_N | Internal | Winter | B19 | 700 | 3200 | 0 | 41.27 | 43.28 | 7 | 0
2020 | MISO_W_2_SPP_N | MISO_W | SPP_N | Internal | Winter | B20 | 935 | 3200 | 0 | 37.03 | 38.8 | 7 | 0
2020 | MISO_WUMS_2_MISO_MI | MISO_WUMS | MISO_MI | Internal | Shoulder | B11 | 25 | 929 | 0 | 55.69 | 55.68 | 0.01 | 0
2020 | MISO_WUMS_2_MISO_MI | MISO_WUMS | MISO_MI | Internal | Shoulder | B12 | 200 | 929 | 0 | 46.41 | 46.4 | 0.01 | 0
2020 | MISO_WUMS_2_MISO_MI | MISO_WUMS | MISO_MI | Internal | Shoulder | B13 | 600 | 929 | 0 | 41.75 | 41.75 | 0.01 | 0
2020 | MISO_WUMS_2_MISO_MI | MISO_WUMS | MISO_MI | Internal | Shoulder | B14 | 900 | 929 | 0 | 40.66 | 40.65 | 0.01 | 0
2020 | MISO_WUMS_2_MISO_MI | MISO_WUMS | MISO_MI | Internal | Shoulder | B15 | 1203 | 929 | 0 | 37.51 | 37.5 | 0.01 | 0
2020 | MISO_WUMS_2_MISO_MI | MISO_WUMS | MISO_MI | Internal | Summer | B1 | 10 | 929 | 929 | 63.96 | 64.12 | 0.01 | 0.14
2020 | MISO_WUMS_2_MISO_MI | MISO_WUMS | MISO_MI | Internal | Summer | B2 | 25 | 929 | 272.3 | 63.36 | 63.37 | 0.01 | 0
2020 | MISO_WUMS_2_MISO_MI | MISO_WUMS | MISO_MI | Internal | Summer | B3 | 75 | 929 | 0 | 60.4 | 60.38 | 0.01 | 0
2020 | MISO_WUMS_2_MISO_MI | MISO_WUMS | MISO_MI | Internal | Summer | B4 | 100 | 929 | 0 | 60.4 | 59.86 | 0.01 | 0
2020 | MISO_WUMS_2_MISO_MI | MISO_WUMS | MISO_MI | Internal | Summer | B5 | 200 | 929 | 0 | 58.96 | 58.75 | 0.01 | 0
2020 | MISO_WUMS_2_MISO_MI | MISO_WUMS | MISO_MI | Internal | Summer | B6 | 300 | 929 | 0 | 49.38 | 49.09 | 0.01 | 0
2020 | MISO_WUMS_2_MISO_MI | MISO_WUMS | MISO_MI | Internal | Summer | B7 | 400 | 929 | 0 | 40.36 | 40.34 | 0.01 | 0
2020 | MISO_WUMS_2_MISO_MI | MISO_WUMS | MISO_MI | Internal | Summer | B8 | 500 | 929 | 0 | 38.2 | 38.18 | 0.01 | 0
2020 | MISO_WUMS_2_MISO_MI | MISO_WUMS | MISO_MI | Internal | Summer | B9 | 800 | 929 | 0 | 37.01 | 36.71 | 0.01 | 0
2020 | MISO_WUMS_2_MISO_MI | MISO_WUMS | MISO_MI | Internal | Summer | B10 | 1262 | 929 | 0 | 35.05 | 35.03 | 0.01 | 0
2020 | MISO_WUMS_2_MISO_MI | MISO_WUMS | MISO_MI | Internal | Winter | B16 | 25 | 929 | 58.1 | 51.75 | 51.77 | 0.01 | 0
2020 | MISO_WUMS_2_MISO_MI | MISO_WUMS | MISO_MI | Internal | Winter | B17 | 100 | 929 | 331.31 | 48.2 | 48.21 | 0.01 | 0
2020 | MISO_WUMS_2_MISO_MI | MISO_WUMS | MISO_MI | Internal | Winter | B18 | 400 | 929 | 0 | 42.54 | 42.53 | 0.01 | 0
2020 | MISO_WUMS_2_MISO_MI | MISO_WUMS | MISO_MI | Internal | Winter | B19 | 700 | 929 | 0 | 41.26 | 41.25 | 0.01 | 0
2020 | MISO_WUMS_2_MISO_MI | MISO_WUMS | MISO_MI | Internal | Winter | B20 | 935 | 929 | 0 | 37.04 | 37.03 | 0.01 | 0
2020 | MISO_WUMS_2_MISO_W | MISO_WUMS | MISO_W | Internal | Shoulder | B11 | 25 | 1137 | 755.55 | 55.69 | 55.7 | 0.01 | 0
2020 | MISO_WUMS_2_MISO_W | MISO_WUMS | MISO_W | Internal | Shoulder | B12 | 200 | 1137 | 0 | 46.41 | 46.4 | 0.01 | 0
2020 | MISO_WUMS_2_MISO_W | MISO_WUMS | MISO_W | Internal | Shoulder | B13 | 600 | 1137 | 0 | 41.75 | 41.73 | 0.01 | 0
2020 | MISO_WUMS_2_MISO_W | MISO_WUMS | MISO_W | Internal | Shoulder | B14 | 900 | 1137 | 0 | 40.66 | 40.65 | 0.01 | 0
2020 | MISO_WUMS_2_MISO_W | MISO_WUMS | MISO_W | Internal | Shoulder | B15 | 1203 | 1137 | 693.18 | 37.51 | 37.52 | 0.01 | 0
2020 | MISO_WUMS_2_MISO_W | MISO_WUMS | MISO_W | Internal | Summer | B1 | 10 | 1137 | 1137 | 63.96 | 64.53 | 0.01 | 0.55
2020 | MISO_WUMS_2_MISO_W | MISO_WUMS | MISO_W | Internal | Summer | B2 | 25 | 1137 | 1137 | 63.36 | 63.38 | 0.01 | 0.01
2020 | MISO_WUMS_2_MISO_W | MISO_WUMS | MISO_W | Internal | Summer | B3 | 75 | 1137 | 1137 | 60.4 | 63.38 | 0.01 | 2.97
2020 | MISO_WUMS_2_MISO_W | MISO_WUMS | MISO_W | Internal | Summer | B4 | 100 | 1137 | 1137 | 60.4 | 61.18 | 0.01 | 0.77
2020 | MISO_WUMS_2_MISO_W | MISO_WUMS | MISO_W | Internal | Summer | B5 | 200 | 1137 | 16.14 | 58.96 | 58.97 | 0.01 | 0
2020 | MISO_WUMS_2_MISO_W | MISO_WUMS | MISO_W | Internal | Summer | B6 | 300 | 1137 | 537.44 | 49.38 | 49.4 | 0.01 | 0
2020 | MISO_WUMS_2_MISO_W | MISO_WUMS | MISO_W | Internal | Summer | B7 | 400 | 1137 | 0 | 40.36 | 40.34 | 0.01 | 0
2020 | MISO_WUMS_2_MISO_W | MISO_WUMS | MISO_W | Internal | Summer | B8 | 500 | 1137 | 0 | 38.2 | 38.18 | 0.01 | 0
2020 | MISO_WUMS_2_MISO_W | MISO_WUMS | MISO_W | Internal | Summer | B9 | 800 | 1137 | 0.37 | 37.01 | 37.02 | 0.01 | 0
2020 | MISO_WUMS_2_MISO_W | MISO_WUMS | MISO_W | Internal | Summer | B10 | 1262 | 1137 | 0 | 35.05 | 35.02 | 0.01 | 0
2020 | MISO_WUMS_2_MISO_W | MISO_WUMS | MISO_W | Internal | Winter | B16 | 25 | 1137 | 0 | 51.75 | 51.74 | 0.01 | 0
2020 | MISO_WUMS_2_MISO_W | MISO_WUMS | MISO_W | Internal | Winter | B17 | 100 | 1137 | 0 | 48.2 | 48.18 | 0.01 | 0
2020 | MISO_WUMS_2_MISO_W | MISO_WUMS | MISO_W | Internal | Winter | B18 | 400 | 1137 | 0 | 42.54 | 42.53 | 0.01 | 0
2020 | MISO_WUMS_2_MISO_W | MISO_WUMS | MISO_W | Internal | Winter | B19 | 700 | 1137 | 838.83 | 41.26 | 41.27 | 0.01 | 0
2020 | MISO_WUMS_2_MISO_W | MISO_WUMS | MISO_W | Internal | Winter | B20 | 935 | 1137 | 0 | 37.04 | 37.03 | 0.01 | 0
2020 | MISO_WUMS_2_PJM_ROR | MISO_WUMS | PJM_ROR | Internal | Shoulder | B11 | 25 | 1600 | 0 | 55.69 | 53.69 | 2 | 0
2020 | MISO_WUMS_2_PJM_ROR | MISO_WUMS | PJM_ROR | Internal | Shoulder | B12 | 200 | 1600 | 0 | 46.41 | 48.18 | 2 | 0
2020 | MISO_WUMS_2_PJM_ROR | MISO_WUMS | PJM_ROR | Internal | Shoulder | B13 | 600 | 1600 | 0 | 41.75 | 42.88 | 2 | 0
2020 | MISO_WUMS_2_PJM_ROR | MISO_WUMS | PJM_ROR | Internal | Shoulder | B14 | 900 | 1600 | 0 | 40.66 | 40.17 | 2 | 0
2020 | MISO_WUMS_2_PJM_ROR | MISO_WUMS | PJM_ROR | Internal | Shoulder | B15 | 1203 | 1600 | 0 | 37.51 | 37.37 | 2 | 0
2020 | MISO_WUMS_2_PJM_ROR | MISO_WUMS | PJM_ROR | Internal | Summer | B1 | 10 | 1600 | 1600 | 63.96 | 66.54 | 2 | 0.57
2020 | MISO_WUMS_2_PJM_ROR | MISO_WUMS | PJM_ROR | Internal | Summer | B2 | 25 | 1600 | 7.51 | 63.36 | 65.36 | 2 | 0
2020 | MISO_WUMS_2_PJM_ROR | MISO_WUMS | PJM_ROR | Internal | Summer | B3 | 75 | 1600 | 0 | 60.4 | 61.86 | 2 | 0
2020 | MISO_WUMS_2_PJM_ROR | MISO_WUMS | PJM_ROR | Internal | Summer | B4 | 100 | 1600 | 0 | 60.4 | 61.86 | 2 | 0
2020 | MISO_WUMS_2_PJM_ROR | MISO_WUMS | PJM_ROR | Internal | Summer | B5 | 200 | 1600 | 0 | 58.96 | 56.97 | 2 | 0
2020 | MISO_WUMS_2_PJM_ROR | MISO_WUMS | PJM_ROR | Internal | Summer | B6 | 300 | 1600 | 0 | 49.38 | 48.62 | 2 | 0
2020 | MISO_WUMS_2_PJM_ROR | MISO_WUMS | PJM_ROR | Internal | Summer | B7 | 400 | 1600 | 0 | 40.36 | 42.33 | 2 | 0
2020 | MISO_WUMS_2_PJM_ROR | MISO_WUMS | PJM_ROR | Internal | Summer | B8 | 500 | 1600 | 0 | 38.2 | 38.01 | 2 | 0
2020 | MISO_WUMS_2_PJM_ROR | MISO_WUMS | PJM_ROR | Internal | Summer | B9 | 800 | 1600 | 0 | 37.01 | 36.2 | 2 | 0
2020 | MISO_WUMS_2_PJM_ROR | MISO_WUMS | PJM_ROR | Internal | Summer | B10 | 1262 | 1600 | 0 | 35.05 | 34.67 | 2 | 0
2020 | MISO_WUMS_2_PJM_ROR | MISO_WUMS | PJM_ROR | Internal | Winter | B16 | 25 | 1600 | 0 | 51.75 | 50.17 | 2 | 0
2020 | MISO_WUMS_2_PJM_ROR | MISO_WUMS | PJM_ROR | Internal | Winter | B17 | 100 | 1600 | 0 | 48.2 | 50.17 | 2 | 0
2020 | MISO_WUMS_2_PJM_ROR | MISO_WUMS | PJM_ROR | Internal | Winter | B18 | 400 | 1600 | 0 | 42.54 | 44.33 | 2 | 0
2020 | MISO_WUMS_2_PJM_ROR | MISO_WUMS | PJM_ROR | Internal | Winter | B19 | 700 | 1600 | 0 | 41.26 | 41.99 | 2 | 0
2020 | MISO_WUMS_2_PJM_ROR | MISO_WUMS | PJM_ROR | Internal | Winter | B20 | 935 | 1600 | 0 | 37.04 | 35.84 | 2 | 0
2020 | NE_2_MISO_W | NE | MISO_W | Internal | Shoulder | B11 | 25 | 1600 | 0 | 62.69 | 55.7 | 5 | 0
2020 | NE_2_MISO_W | NE | MISO_W | Internal | Shoulder | B12 | 200 | 1600 | 0 | 45.16 | 46.4 | 5 | 0
2020 | NE_2_MISO_W | NE | MISO_W | Internal | Shoulder | B13 | 600 | 1600 | 0 | 41.73 | 41.73 | 5 | 0
2020 | NE_2_MISO_W | NE | MISO_W | Internal | Shoulder | B14 | 900 | 1600 | 0 | 40.63 | 40.65 | 5 | 0
2020 | NE_2_MISO_W | NE | MISO_W | Internal | Shoulder | B15 | 1203 | 1600 | 0 | 40.51 | 37.52 | 5 | 0
2020 | NE_2_MISO_W | NE | MISO_W | Internal | Summer | B1 | 10 | 1600 | 0 | 66.75 | 64.53 | 5 | 0
2020 | NE_2_MISO_W | NE | MISO_W | Internal | Summer | B2 | 25 | 1600 | 0 | 65.33 | 63.38 | 5 | 0
2020 | NE_2_MISO_W | NE | MISO_W | Internal | Summer | B3 | 75 | 1600 | 0 | 66.75 | 63.38 | 5 | 0
2020 | NE_2_MISO_W | NE | MISO_W | Internal | Summer | B4 | 100 | 1600 | 0 | 65.33 | 61.18 | 5 | 0
2020 | NE_2_MISO_W | NE | MISO_W | Internal | Summer | B5 | 200 | 1600 | 0 | 61.56 | 58.97 | 5 | 0
2020 | NE_2_MISO_W | NE | MISO_W | Internal | Summer | B6 | 300 | 1600 | 0 | 56.38 | 49.4 | 5 | 0
2020 | NE_2_MISO_W | NE | MISO_W | Internal | Summer | B7 | 400 | 1600 | 0 | 47.33 | 40.34 | 5 | 0
2020 | NE_2_MISO_W | NE | MISO_W | Internal | Summer | B8 | 500 | 1600 | 0 | 40.05 | 38.18 | 5 | 0
2020 | NE_2_MISO_W | NE | MISO_W | Internal | Summer | B9 | 800 | 1600 | 0 | 39.64 | 37.02 | 5 | 0
2020 | NE_2_MISO_W | NE | MISO_W | Internal | Summer | B10 | 1262 | 1600 | 0 | 37.46 | 35.02 | 5 | 0
2020 | NE_2_MISO_W | NE | MISO_W | Internal | Winter | B16 | 25 | 1600 | 0 | 51.44 | 51.74 | 5 | 0
2020 | NE_2_MISO_W | NE | MISO_W | Internal | Winter | B17 | 100 | 1600 | 0 | 43.37 | 48.18 | 5 | 0
2020 | NE_2_MISO_W | NE | MISO_W | Internal | Winter | B18 | 400 | 1600 | 0 | 43.27 | 42.53 | 5 | 0
2020 | NE_2_MISO_W | NE | MISO_W | Internal | Winter | B19 | 700 | 1600 | 0 | 43.27 | 41.27 | 5 | 0
2020 | NE_2_MISO_W | NE | MISO_W | Internal | Winter | B20 | 935 | 1600 | 0 | 38.79 | 37.03 | 5 | 0
2020 | NE_2_SPP_N | NE | SPP_N | Internal | Shoulder | B11 | 25 | 3001 | 2451.93 | 62.69 | 62.7 | 0.01 | 0
2020 | NE_2_SPP_N | NE | SPP_N | Internal | Shoulder | B12 | 200 | 3001 | 886.67 | 45.16 | 45.18 | 0.01 | 0
2020 | NE_2_SPP_N | NE | SPP_N | Internal | Shoulder | B13 | 600 | 3001 | 1096.43 | 41.73 | 41.75 | 0.01 | 0
2020 | NE_2_SPP_N | NE | SPP_N | Internal | Shoulder | B14 | 900 | 3001 | 1066.89 | 40.63 | 40.64 | 0.01 | 0
2020 | NE_2_SPP_N | NE | SPP_N | Internal | Shoulder | B15 | 1203 | 3001 | 1654.29 | 40.51 | 40.53 | 0.01 | 0
2020 | NE_2_SPP_N | NE | SPP_N | Internal | Summer | B1 | 10 | 3001 | 2761.46 | 66.75 | 66.76 | 0.01 | 0
2020 | NE_2_SPP_N | NE | SPP_N | Internal | Summer | B2 | 25 | 3001 | 3001 | 65.33 | 66.76 | 0.01 | 1.42
2020 | NE_2_SPP_N | NE | SPP_N | Internal | Summer | B3 | 75 | 3001 | 2990.17 | 66.75 | 66.76 | 0.01 | 0
2020 | NE_2_SPP_N | NE | SPP_N | Internal | Summer | B4 | 100 | 3001 | 2770.14 | 65.33 | 65.34 | 0.01 | 0
2020 | NE_2_SPP_N | NE | SPP_N | Internal | Summer | B5 | 200 | 3001 | 1996.51 | 61.56 | 61.57 | 0.01 | 0
2020 | NE_2_SPP_N | NE | SPP_N | Internal | Summer | B6 | 300 | 3001 | 2335.45 | 56.38 | 56.4 | 0.01 | 0
2020 | NE_2_SPP_N | NE | SPP_N | Internal | Summer | B7 | 400 | 3001 | 2852.39 | 47.33 | 47.34 | 0.01 | 0
2020 | NE_2_SPP_N | NE | SPP_N | Internal | Summer | B8 | 500 | 3001 | 3001 | 40.05 | 40.98 | 0.01 | 0.92
2020 | NE_2_SPP_N | NE | SPP_N | Internal | Summer | B9 | 800 | 3001 | 2565.32 | 39.64 | 39.65 | 0.01 | 0
2020 | NE_2_SPP_N | NE | SPP_N | Internal | Summer | B10 | 1262 | 3001 | 3001 | 37.46 | 39.12 | 0.01 | 1.66
2020 | NE_2_SPP_N | NE | SPP_N | Internal | Winter | B16 | 25 | 3001 | 2147.32 | 51.44 | 51.45 | 0.01 | 0
2020 | NE_2_SPP_N | NE | SPP_N | Internal | Winter | B17 | 100 | 3001 | 2096.4 | 43.37 | 43.38 | 0.01 | 0
2020 | NE_2_SPP_N | NE | SPP_N | Internal | Winter | B18 | 400 | 3001 | 2421.25 | 43.27 | 43.28 | 0.01 | 0
2020 | NE_2_SPP_N | NE | SPP_N | Internal | Winter | B19 | 700 | 3001 | 2165.58 | 43.27 | 43.28 | 0.01 | 0
2020 | NE_2_SPP_N | NE | SPP_N | Internal | Winter | B20 | 935 | 3001 | 2667.22 | 38.79 | 38.8 | 0.01 | 0
2020 | NEISO_2_NYISO_A-F | NEISO | NYISO_A-F | Internal | Shoulder | B11 | 25 | 600 | 0 | 37.5 | 39.87 | 3 | 0
2020 | NEISO_2_NYISO_A-F | NEISO | NYISO_A-F | Internal | Shoulder | B12 | 200 | 600 | 0 | 37.5 | 39.87 | 3 | 0
2020 | NEISO_2_NYISO_A-F | NEISO | NYISO_A-F | Internal | Shoulder | B13 | 600 | 600 | 0 | 37.5 | 39.23 | 3 | 0
2020 | NEISO_2_NYISO_A-F | NEISO | NYISO_A-F | Internal | Shoulder | B14 | 900 | 600 | 0 | 37.5 | 37.64 | 3 | 0
2020 | NEISO_2_NYISO_A-F | NEISO | NYISO_A-F | Internal | Shoulder | B15 | 1203 | 600 | 0 | 34.81 | 37.64 | 3 | 0
2020 | NEISO_2_NYISO_A-F | NEISO | NYISO_A-F | Internal | Summer | B1 | 10 | 600 | 0 | 81.05 | 51.52 | 3 | 0
2020 | NEISO_2_NYISO_A-F | NEISO | NYISO_A-F | Internal | Summer | B2 | 25 | 600 | 0 | 68.38 | 51.52 | 3 | 0
2020 | NEISO_2_NYISO_A-F | NEISO | NYISO_A-F | Internal | Summer | B3 | 75 | 600 | 0 | 49.92 | 46.92 | 3 | 0
2020 | NEISO_2_NYISO_A-F | NEISO | NYISO_A-F | Internal | Summer | B4 | 100 | 600 | 416.27 | 39.32 | 42.32 | 3 | 0
2020 | NEISO_2_NYISO_A-F | NEISO | NYISO_A-F | Internal | Summer | B5 | 200 | 600 | 600 | 34.61 | 42.32 | 3 | 4.7
2020 | NEISO_2_NYISO_A-F | NEISO | NYISO_A-F | Internal | Summer | B6 | 300 | 600 | 600 | 34.61 | 40.62 | 3 | 3
2020 | NEISO_2_NYISO_A-F | NEISO | NYISO_A-F | Internal | Summer | B7 | 400 | 600 | 380.99 | 34.61 | 37.61 | 3 | 0
2020 | NEISO_2_NYISO_A-F | NEISO | NYISO_A-F | Internal | Summer | B8 | 500 | 600 | 0 | 34.61 | 37.59 | 3 | 0
2020 | NEISO_2_NYISO_A-F | NEISO | NYISO_A-F | Internal | Summer | B9 | 800 | 600 | 0 | 34.61 | 36.86 | 3 | 0
2020 | NEISO_2_NYISO_A-F | NEISO | NYISO_A-F | Internal | Summer | B10 | 1262 | 600 | 0 | 34.61 | 36.86 | 3 | 0
2020 | NEISO_2_NYISO_A-F | NEISO | NYISO_A-F | Internal | Winter | B16 | 25 | 600 | 0 | 46.42 | 42.26 | 3 | 0
2020 | NEISO_2_NYISO_A-F | NEISO | NYISO_A-F | Internal | Winter | B17 | 100 | 600 | 0 | 46.42 | 42.26 | 3 | 0
2020 | NEISO_2_NYISO_A-F | NEISO | NYISO_A-F | Internal | Winter | B18 | 400 | 600 | 0 | 46.42 | 42.26 | 3 | 0
2020 | NEISO_2_NYISO_A-F | NEISO | NYISO_A-F | Internal | Winter | B19 | 700 | 600 | 0 | 46.42 | 41.86 | 3 | 0
2020 | NEISO_2_NYISO_A-F | NEISO | NYISO_A-F | Internal | Winter | B20 | 935 | 600 | 0 | 44.86 | 41.86 | 3 | 0
2020 | NEISO_2_NYISO_G-I | NEISO | NYISO_G-I | Internal | Shoulder | B11 | 25 | 600 | 600 | 37.5 | 45.67 | 3 | 5.17
2020 | NEISO_2_NYISO_G-I | NEISO | NYISO_G-I | Internal | Shoulder | B12 | 200 | 600 | 0 | 37.5 | 40.15 | 3 | 0
2020 | NEISO_2_NYISO_G-I | NEISO | NYISO_G-I | Internal | Shoulder | B13 | 600 | 600 | 0 | 37.5 | 40.02 | 3 | 0
2020 | NEISO_2_NYISO_G-I | NEISO | NYISO_G-I | Internal | Shoulder | B14 | 900 | 600 | 0 | 37.5 | 38.62 | 3 | 0
2020 | NEISO_2_NYISO_G-I | NEISO | NYISO_G-I | Internal | Shoulder | B15 | 1203 | 600 | 0 | 34.81 | 37.66 | 3 | 0
2020 | NEISO_2_NYISO_G-I | NEISO | NYISO_G-I | Internal | Summer | B1 | 10 | 600 | 0 | 81.05 | 78.05 | 3 | 0
2020 | NEISO_2_NYISO_G-I | NEISO | NYISO_G-I | Internal | Summer | B2 | 25 | 600 | 36.58 | 68.38 | 71.38 | 3 | 0
2020 | NEISO_2_NYISO_G-I | NEISO | NYISO_G-I | Internal | Summer | B3 | 75 | 600 | 557.06 | 49.92 | 52.92 | 3 | 0
2020 | NEISO_2_NYISO_G-I | NEISO | NYISO_G-I | Internal | Summer | B4 | 100 | 600 | 600 | 39.32 | 52.92 | 3 | 10.6
2020 | NEISO_2_NYISO_G-I | NEISO | NYISO_G-I | Internal | Summer | B5 | 200 | 600 | 600 | 34.61 | 48.95 | 3 | 11.33
2020 | NEISO_2_NYISO_G-I | NEISO | NYISO_G-I | Internal | Summer | B6 | 300 | 600 | 600 | 34.61 | 48.95 | 3 | 11.33
2020 | NEISO_2_NYISO_G-I | NEISO | NYISO_G-I | Internal | Summer | B7 | 400 | 600 | 600 | 34.61 | 37.63 | 3 | 0.01
2020 | NEISO_2_NYISO_G-I | NEISO | NYISO_G-I | Internal | Summer | B8 | 500 | 600 | 0 | 34.61 | 37.6 | 3 | 0
2020 | NEISO_2_NYISO_G-I | NEISO | NYISO_G-I | Internal | Summer | B9 | 800 | 600 | 0 | 34.61 | 36.87 | 3 | 0
2020 | NEISO_2_NYISO_G-I | NEISO | NYISO_G-I | Internal | Summer | B10 | 1262 | 600 | 0 | 34.61 | 36.87 | 3 | 0
2020 | NEISO_2_NYISO_G-I | NEISO | NYISO_G-I | Internal | Winter | B16 | 25 | 600 | 600 | 46.42 | 51.16 | 3 | 1.73
2020 | NEISO_2_NYISO_G-I | NEISO | NYISO_G-I | Internal | Winter | B17 | 100 | 600 | 600 | 46.42 | 51.16 | 3 | 1.73
2020 | NEISO_2_NYISO_G-I | NEISO | NYISO_G-I | Internal | Winter | B18 | 400 | 600 | 579.17 | 46.42 | 49.42 | 3 | 0
2020 | NEISO_2_NYISO_G-I | NEISO | NYISO_G-I | Internal | Winter | B19 | 700 | 600 | 0 | 46.42 | 48.09 | 3 | 0
2020 | NEISO_2_NYISO_G-I | NEISO | NYISO_G-I | Internal | Winter | B20 | 935 | 600 | 0 | 44.86 | 45.78 | 3 | 0
2020 | NEISO_2_NYISO_J-K | NEISO | NYISO_J-K | Internal | Shoulder | B11 | 25 | 500 | 500 | 37.5 | 45.68 | 3 | 5.18
2020 | NEISO_2_NYISO_J-K | NEISO | NYISO_J-K | Internal | Shoulder | B12 | 200 | 500 | 0 | 37.5 | 40.17 | 3 | 0
2020 | NEISO_2_NYISO_J-K | NEISO | NYISO_J-K | Internal | Shoulder | B13 | 600 | 500 | 0 | 37.5 | 40.03 | 3 | 0
2020 | NEISO_2_NYISO_J-K | NEISO | NYISO_J-K | Internal | Shoulder | B14 | 900 | 500 | 0 | 37.5 | 38.63 | 3 | 0
2020 | NEISO_2_NYISO_J-K | NEISO | NYISO_J-K | Internal | Shoulder | B15 | 1203 | 500 | 0 | 34.81 | 37.67 | 3 | 0
2020 | NEISO_2_NYISO_J-K | NEISO | NYISO_J-K | Internal | Summer | B1 | 10 | 500 | 0 | 81.05 | 78.06 | 3 | 0
2020 | NEISO_2_NYISO_J-K | NEISO | NYISO_J-K | Internal | Summer | B2 | 25 | 500 | 500 | 68.38 | 71.39 | 3 | 0.01
2020 | NEISO_2_NYISO_J-K | NEISO | NYISO_J-K | Internal | Summer | B3 | 75 | 500 | 500 | 49.92 | 52.93 | 3 | 0.01
2020 | NEISO_2_NYISO_J-K | NEISO | NYISO_J-K | Internal | Summer | B4 | 100 | 500 | 500 | 39.32 | 52.93 | 3 | 10.62
2020 | NEISO_2_NYISO_J-K | NEISO | NYISO_J-K | Internal | Summer | B5 | 200 | 500 | 500 | 34.61 | 48.96 | 3 | 11.34
2020 | NEISO_2_NYISO_J-K | NEISO | NYISO_J-K | Internal | Summer | B6 | 300 | 500 | 500 | 34.61 | 48.96 | 3 | 11.34
2020 | NEISO_2_NYISO_J-K | NEISO | NYISO_J-K | Internal | Summer | B7 | 400 | 500 | 500 | 34.61 | 37.64 | 3 | 0.02
2020 | NEISO_2_NYISO_J-K | NEISO | NYISO_J-K | Internal | Summer | B8 | 500 | 500 | 227.87 | 34.61 | 37.61 | 3 | 0
2020 | NEISO_2_NYISO_J-K | NEISO | NYISO_J-K | Internal | Summer | B9 | 800 | 500 | 0 | 34.61 | 36.88 | 3 | 0
2020 | NEISO_2_NYISO_J-K | NEISO | NYISO_J-K | Internal | Summer | B10 | 1262 | 500 | 0 | 34.61 | 36.88 | 3 | 0
2020 | NEISO_2_NYISO_J-K | NEISO | NYISO_J-K | Internal | Winter | B16 | 25 | 500 | 500 | 46.42 | 51.17 | 3 | 1.74
2020 | NEISO_2_NYISO_J-K | NEISO | NYISO_J-K | Internal | Winter | B17 | 100 | 500 | 500 | 46.42 | 51.17 | 3 | 1.74
2020 | NEISO_2_NYISO_J-K | NEISO | NYISO_J-K | Internal | Winter | B18 | 400 | 500 | 500 | 46.42 | 49.44 | 3 | 0.01
2020 | NEISO_2_NYISO_J-K | NEISO | NYISO_J-K | Internal | Winter | B19 | 700 | 500 | 0 | 46.42 | 48.1 | 3 | 0
2020 | NEISO_2_NYISO_J-K | NEISO | NYISO_J-K | Internal | Winter | B20 | 935 | 500 | 0 | 44.86 | 45.79 | 3 | 0
2020 | NonRTO_Midwest_2_TVA_Transmission | NonRTO_Midwest | TVA_Transmission | Internal | Shoulder | B11 | 25 | 2400 | 0 | 63.69 | 59.22 | 8 | 0
2020 | NonRTO_Midwest_2_TVA_Transmission | NonRTO_Midwest | TVA_Transmission | Internal | Shoulder | B12 | 200 | 2400 | 0 | 54.41 | 48.35 | 8 | 0
2020 | NonRTO_Midwest_2_TVA_Transmission | NonRTO_Midwest | TVA_Transmission | Internal | Shoulder | B13 | 600 | 2400 | 0 | 49.21 | 45.1 | 8 | 0
2020 | NonRTO_Midwest_2_TVA_Transmission | NonRTO_Midwest | TVA_Transmission | Internal | Shoulder | B14 | 900 | 2400 | 0 | 43.24 | 43.78 | 8 | 0
2020 | NonRTO_Midwest_2_TVA_Transmission | NonRTO_Midwest | TVA_Transmission | Internal | Shoulder | B15 | 1203 | 2400 | 0 | 35.62 | 40.85 | 8 | 0
2020 | NonRTO_Midwest_2_TVA_Transmission | NonRTO_Midwest | TVA_Transmission | Internal | Summer | B1 | 10 | 2400 | 0 | 69.15 | 72.54 | 8 | 0
2020 | NonRTO_Midwest_2_TVA_Transmission | NonRTO_Midwest | TVA_Transmission | Internal | Summer | B2 | 25 | 2400 | 0 | 69.15 | 71.36 | 8 | 0
2020 | NonRTO_Midwest_2_TVA_Transmission | NonRTO_Midwest | TVA_Transmission | Internal | Summer | B3 | 75 | 2400 | 0 | 69.15 | 67.86 | 8 | 0
2020 | NonRTO_Midwest_2_TVA_Transmission | NonRTO_Midwest | TVA_Transmission | Internal | Summer | B4 | 100 | 2400 | 0 | 69.15 | 67.86 | 8 | 0
2020 | NonRTO_Midwest_2_TVA_Transmission | NonRTO_Midwest | TVA_Transmission | Internal | Summer | B5 | 200 | 2400 | 0 | 66.95 | 62.45 | 8 | 0
2020 | NonRTO_Midwest_2_TVA_Transmission | NonRTO_Midwest | TVA_Transmission | Internal | Summer | B6 | 300 | 2400 | 0 | 57.1 | 54.61 | 8 | 0
2020 | NonRTO_Midwest_2_TVA_Transmission | NonRTO_Midwest | TVA_Transmission | Internal | Summer | B7 | 400 | 2400 | 0 | 43.73 | 47.66 | 8 | 0
2020 | NonRTO_Midwest_2_TVA_Transmission | NonRTO_Midwest | TVA_Transmission | Internal | Summer | B8 | 500 | 2400 | 0 | 41.6 | 42.31 | 8 | 0
2020 | NonRTO_Midwest_2_TVA_Transmission | NonRTO_Midwest | TVA_Transmission | Internal | Summer | B9 | 800 | 2400 | 0 | 36.85 | 40.22 | 8 | 0
2020 | NonRTO_Midwest_2_TVA_Transmission | NonRTO_Midwest | TVA_Transmission | Internal | Summer | B10 | 1262 | 2400 | 0 | 33.6 | 38.18 | 8 | 0
2020 | NonRTO_Midwest_2_TVA_Transmission | NonRTO_Midwest | TVA_Transmission | Internal | Winter | B16 | 25 | 2400 | 0 | 59.78 | 56.17 | 8 | 0
2020 | NonRTO_Midwest_2_TVA_Transmission | NonRTO_Midwest | TVA_Transmission | Internal | Winter | B17 | 100 | 2400 | 0 | 56.21 | 50.65 | 8 | 0
2020 | NonRTO_Midwest_2_TVA_Transmission | NonRTO_Midwest | TVA_Transmission | Internal | Winter | B18 | 400 | 2400 | 0 | 50.53 | 46.09 | 8 | 0
2020 | NonRTO_Midwest_2_TVA_Transmission | NonRTO_Midwest | TVA_Transmission | Internal | Winter | B19 | 700 | 2400 | 0 | 43.73 | 44.21 | 8 | 0
2020 | NonRTO_Midwest_2_TVA_Transmission | NonRTO_Midwest | TVA_Transmission | Internal | Winter | B20 | 935 | 2400 | 0 | 35.69 | 41.13 | 8 | 0
2020 | NYISO_A-F_2_NEISO | NYISO_A-F | NEISO | Internal | Shoulder | B11 | 25 | 600 | 0 | 39.87 | 37.5 | 3 | 0
2020 | NYISO_A-F_2_NEISO | NYISO_A-F | NEISO | Internal | Shoulder | B12 | 200 | 600 | 0 | 39.87 | 37.5 | 3 | 0
2020 | NYISO_A-F_2_NEISO | NYISO_A-F | NEISO | Internal | Shoulder | B13 | 600 | 600 | 0 | 39.23 | 37.5 | 3 | 0
2020 | NYISO_A-F_2_NEISO | NYISO_A-F | NEISO | Internal | Shoulder | B14 | 900 | 600 | 0 | 37.64 | 37.5 | 3 | 0
2020 | NYISO_A-F_2_NEISO | NYISO_A-F | NEISO | Internal | Shoulder | B15 | 1203 | 600 | 0 | 37.64 | 34.81 | 3 | 0
2020 | NYISO_A-F_2_NEISO | NYISO_A-F | NEISO | Internal | Summer | B1 | 10 | 600 | 600 | 51.52 | 81.05 | 3 | 26.53
2020 | NYISO_A-F_2_NEISO | NYISO_A-F | NEISO | Internal | Summer | B2 | 25 | 600 | 600 | 51.52 | 68.38 | 3 | 13.86
2020 | NYISO_A-F_2_NEISO | NYISO_A-F | NEISO | Internal | Summer | B3 | 75 | 600 | 1.68 | 46.92 | 49.92 | 3 | 0
2020 | NYISO_A-F_2_NEISO | NYISO_A-F | NEISO | Internal | Summer | B4 | 100 | 600 | 0 | 42.32 | 39.32 | 3 | 0
2020 | NYISO_A-F_2_NEISO | NYISO_A-F | NEISO | Internal | Summer | B5 | 200 | 600 | 0 | 42.32 | 34.61 | 3 | 0
2020 | NYISO_A-F_2_NEISO | NYISO_A-F | NEISO | Internal | Summer | B6 | 300 | 600 | 0 | 40.62 | 34.61 | 3 | 0
2020 | NYISO_A-F_2_NEISO | NYISO_A-F | NEISO | Internal | Summer | B7 | 400 | 600 | 0 | 37.61 | 34.61 | 3 | 0
2020 | NYISO_A-F_2_NEISO | NYISO_A-F | NEISO | Internal | Summer | B8 | 500 | 600 | 0 | 37.59 | 34.61 | 3 | 0
2020 | NYISO_A-F_2_NEISO | NYISO_A-F | NEISO | Internal | Summer | B9 | 800 | 600 | 0 | 36.86 | 34.61 | 3 | 0
2020 | NYISO_A-F_2_NEISO | NYISO_A-F | NEISO | Internal | Summer | B10 | 1262 | 600 | 0 | 36.86 | 34.61 | 3 | 0
2020 | NYISO_A-F_2_NEISO | NYISO_A-F | NEISO | Internal | Winter | B16 | 25 | 600 | 600 | 42.26 | 46.42 | 3 | 1.16
2020 | NYISO_A-F_2_NEISO | NYISO_A-F | NEISO | Internal | Winter | B17 | 100 | 600 | 600 | 42.26 | 46.42 | 3 | 1.16
2020 | NYISO_A-F_2_NEISO | NYISO_A-F | NEISO | Internal | Winter | B18 | 400 | 600 | 600 | 42.26 | 46.42 | 3 | 1.16
2020 | NYISO_A-F_2_NEISO | NYISO_A-F | NEISO | Internal | Winter | B19 | 700 | 600 | 600 | 41.86 | 46.42 | 3 | 1.57
2020 | NYISO_A-F_2_NEISO | NYISO_A-F | NEISO | Internal | Winter | B20 | 935 | 600 | 206.53 | 41.86 | 44.86 | 3 | 0
2020 | NYISO_A-F_2_NYISO_G-I | NYISO_A-F | NYISO_G-I | Internal | Shoulder | B11 | 25 | 4757 | 4757 | 39.87 | 45.67 | 0.01 | 5.79
2020 | NYISO_A-F_2_NYISO_G-I | NYISO_A-F | NYISO_G-I | Internal | Shoulder | B12 | 200 | 4757 | 4757 | 39.87 | 40.15 | 0.01 | 0.27
2020 | NYISO_A-F_2_NYISO_G-I | NYISO_A-F | NYISO_G-I | Internal | Shoulder | B13 | 600 | 4757 | 4757 | 39.23 | 40.02 | 0.01 | 0.78
2020 | NYISO_A-F_2_NYISO_G-I | NYISO_A-F | NYISO_G-I | Internal | Shoulder | B14 | 900 | 4757 | 4757 | 37.64 | 38.62 | 0.01 | 0.96
2020 | NYISO_A-F_2_NYISO_G-I | NYISO_A-F | NYISO_G-I | Internal | Shoulder | B15 | 1203 | 4757 | 4185.08 | 37.64 | 37.66 | 0.01 | 0
2020 | NYISO_A-F_2_NYISO_G-I | NYISO_A-F | NYISO_G-I | Internal | Summer | B1 | 10 | 4757 | 4757 | 51.52 | 78.05 | 0.01 | 26.52
2020 | NYISO_A-F_2_NYISO_G-I | NYISO_A-F | NYISO_G-I | Internal | Summer | B2 | 25 | 4757 | 4757 | 51.52 | 71.38 | 0.01 | 19.85
2020 | NYISO_A-F_2_NYISO_G-I | NYISO_A-F | NYISO_G-I | Internal | Summer | B3 | 75 | 4757 | 4757 | 46.92 | 52.92 | 0.01 | 5.99
2020 | NYISO_A-F_2_NYISO_G-I | NYISO_A-F | NYISO_G-I | Internal | Summer | B4 | 100 | 4757 | 4757 | 42.32 | 52.92 | 0.01 | 10.59
2020 | NYISO_A-F_2_NYISO_G-I | NYISO_A-F | NYISO_G-I | Internal | Summer | B5 | 200 | 4757 | 4757 | 42.32 | 48.95 | 0.01 | 6.62
2020 | NYISO_A-F_2_NYISO_G-I | NYISO_A-F | NYISO_G-I | Internal | Summer | B6 | 300 | 4757 | 4757 | 40.62 | 48.95 | 0.01 | 8.32
2020 | NYISO_A-F_2_NYISO_G-I | NYISO_A-F | NYISO_G-I | Internal | Summer | B7 | 400 | 4757 | 4197.84 | 37.61 | 37.63 | 0.01 | 0
2020 | NYISO_A-F_2_NYISO_G-I | NYISO_A-F | NYISO_G-I | Internal | Summer | B8 | 500 | 4757 | 4243.1 | 37.59 | 37.6 | 0.01 | 0
2020 | NYISO_A-F_2_NYISO_G-I | NYISO_A-F | NYISO_G-I | Internal | Summer | B9 | 800 | 4757 | 4741.08 | 36.86 | 36.87 | 0.01 | 0
2020 | NYISO_A-F_2_NYISO_G-I | NYISO_A-F | NYISO_G-I | Internal | Summer | B10 | 1262 | 4757 | 2475.45 | 36.86 | 36.87 | 0.01 | 0
2020 | NYISO_A-F_2_NYISO_G-I | NYISO_A-F | NYISO_G-I | Internal | Winter | B16 | 25 | 4757 | 4757 | 42.26 | 51.16 | 0.01 | 8.88
2020 | NYISO_A-F_2_NYISO_G-I | NYISO_A-F | NYISO_G-I | Internal | Winter | B17 | 100 | 4757 | 4757 | 42.26 | 51.16 | 0.01 | 8.88
2020 | NYISO_A-F_2_NYISO_G-I | NYISO_A-F | NYISO_G-I | Internal | Winter | B18 | 400 | 4757 | 4757 | 42.26 | 49.42 | 0.01 | 7.15
2020 | NYISO_A-F_2_NYISO_G-I | NYISO_A-F | NYISO_G-I | Internal | Winter | B19 | 700 | 4757 | 4757 | 41.86 | 48.09 | 0.01 | 6.22
2020 | NYISO_A-F_2_NYISO_G-I | NYISO_A-F | NYISO_G-I | Internal | Winter | B20 | 935 | 4757 | 4757 | 41.86 | 45.78 | 0.01 | 3.91
2020 | NYISO_A-F_2_PJM_ROM | NYISO_A-F | PJM_ROM | Internal | Shoulder | B11 | 25 | 1000 | 1000 | 39.87 | 53.68 | 8 | 5.81
2020 | NYISO_A-F_2_PJM_ROM | NYISO_A-F | PJM_ROM | Internal | Shoulder | B12 | 200 | 1000 | 1000 | 39.87 | 48.17 | 8 | 0.3
2020 | NYISO_A-F_2_PJM_ROM | NYISO_A-F | PJM_ROM | Internal | Shoulder | B13 | 600 | 1000 | 0 | 39.23 | 42.87 | 8 | 0
2020 | NYISO_A-F_2_PJM_ROM | NYISO_A-F | PJM_ROM | Internal | Shoulder | B14 | 900 | 1000 | 0 | 37.64 | 40.18 | 8 | 0
2020 | NYISO_A-F_2_PJM_ROM | NYISO_A-F | PJM_ROM | Internal | Shoulder | B15 | 1203 | 1000 | 0 | 37.64 | 37.38 | 8 | 0
2020 | NYISO_A-F_2_PJM_ROM | NYISO_A-F | PJM_ROM | Internal | Summer | B1 | 10 | 1000 | 1000 | 51.52 | 66.55 | 8 | 7.03
2020 | NYISO_A-F_2_PJM_ROM | NYISO_A-F | PJM_ROM | Internal | Summer | B2 | 25 | 1000 | 1000 | 51.52 | 65.37 | 8 | 5.85
2020 | NYISO_A-F_2_PJM_ROM | NYISO_A-F | PJM_ROM | Internal | Summer | B3 | 75 | 1000 | 1000 | 46.92 | 61.85 | 8 | 6.93
2020 | NYISO_A-F_2_PJM_ROM | NYISO_A-F | PJM_ROM | Internal | Summer | B4 | 100 | 1000 | 1000 | 42.32 | 61.85 | 8 | 11.53
2020 | NYISO_A-F_2_PJM_ROM | NYISO_A-F | PJM_ROM | Internal | Summer | B5 | 200 | 1000 | 1000 | 42.32 | 56.96 | 8 | 6.64
2020 | NYISO_A-F_2_PJM_ROM | NYISO_A-F | PJM_ROM | Internal | Summer | B6 | 300 | 1000 | 941.03 | 40.62 | 48.62 | 8 | 0
2020 | NYISO_A-F_2_PJM_ROM | NYISO_A-F | PJM_ROM | Internal | Summer | B7 | 400 | 1000 | 0 | 37.61 | 42.32 | 8 | 0
2020 | NYISO_A-F_2_PJM_ROM | NYISO_A-F | PJM_ROM | Internal | Summer | B8 | 500 | 1000 | 0 | 37.59 | 38.02 | 8 | 0
2020 | NYISO_A-F_2_PJM_ROM | NYISO_A-F | PJM_ROM | Internal | Summer | B9 | 800 | 1000 | 0 | 36.86 | 36.21 | 8 | 0
2020 | NYISO_A-F_2_PJM_ROM | NYISO_A-F | PJM_ROM | Internal | Summer | B10 | 1262 | 1000 | 0 | 36.86 | 34.68 | 8 | 0
2020 | NYISO_A-F_2_PJM_ROM | NYISO_A-F | PJM_ROM | Internal | Winter | B16 | 25 | 1000 | 0 | 42.26 | 50.19 | 8 | 0
2020 | NYISO_A-F_2_PJM_ROM | NYISO_A-F | PJM_ROM | Internal | Winter | B17 | 100 | 1000 | 0 | 42.26 | 50.18 | 8 | 0
2020 | NYISO_A-F_2_PJM_ROM | NYISO_A-F | PJM_ROM | Internal | Winter | B18 | 400 | 1000 | 0 | 42.26 | 44.34 | 8 | 0
2020 | NYISO_A-F_2_PJM_ROM | NYISO_A-F | PJM_ROM | Internal | Winter | B19 | 700 | 1000 | 0 | 41.86 | 42 | 8 | 0
2020 | NYISO_A-F_2_PJM_ROM | NYISO_A-F | PJM_ROM | Internal | Winter | B20 | 935 | 1000 | 0 | 41.86 | 35.86 | 8 | 0
2020 | NYISO_G-I_2_NEISO | NYISO_G-I | NEISO | Internal | Shoulder | B11 | 25 | 600 | 0 | 45.67 | 37.5 | 3 | 0
2020 | NYISO_G-I_2_NEISO | NYISO_G-I | NEISO | Internal | Shoulder | B12 | 200 | 600 | 0 | 40.15 | 37.5 | 3 | 0
2020 | NYISO_G-I_2_NEISO | NYISO_G-I | NEISO | Internal | Shoulder | B13 | 600 | 600 | 0 | 40.02 | 37.5 | 3 | 0
2020 | NYISO_G-I_2_NEISO | NYISO_G-I | NEISO | Internal | Shoulder | B14 | 900 | 600 | 0 | 38.62 | 37.5 | 3 | 0
2020 | NYISO_G-I_2_NEISO | NYISO_G-I | NEISO | Internal | Shoulder | B15 | 1203 | 600 | 0 | 37.66 | 34.81 | 3 | 0
2020 | NYISO_G-I_2_NEISO | NYISO_G-I | NEISO | Internal | Summer | B1 | 10 | 600 | 489.85 | 78.05 | 81.05 | 3 | 0
2020 | NYISO_G-I_2_NEISO | NYISO_G-I | NEISO | Internal | Summer | B2 | 25 | 600 | 0 | 71.38 | 68.38 | 3 | 0
2020 | NYISO_G-I_2_NEISO | NYISO_G-I | NEISO | Internal | Summer | B3 | 75 | 600 | 0 | 52.92 | 49.92 | 3 | 0
2020 | NYISO_G-I_2_NEISO | NYISO_G-I | NEISO | Internal | Summer | B4 | 100 | 600 | 0 | 52.92 | 39.32 | 3 | 0
2020 | NYISO_G-I_2_NEISO | NYISO_G-I | NEISO | Internal | Summer | B5 | 200 | 600 | 0 | 48.95 | 34.61 | 3 | 0
2020 | NYISO_G-I_2_NEISO | NYISO_G-I | NEISO | Internal | Summer | B6 | 300 | 600 | 0 | 48.95 | 34.61 | 3 | 0
2020 | NYISO_G-I_2_NEISO | NYISO_G-I | NEISO | Internal | Summer | B7 | 400 | 600 | 0 | 37.63 | 34.61 | 3 | 0
2020 | NYISO_G-I_2_NEISO | NYISO_G-I | NEISO | Internal | Summer | B8 | 500 | 600 | 0 | 37.6 | 34.61 | 3 | 0
2020 | NYISO_G-I_2_NEISO | NYISO_G-I | NEISO | Internal | Summer | B9 | 800 | 600 | 0 | 36.87 | 34.61 | 3 | 0
2020 | NYISO_G-I_2_NEISO | NYISO_G-I | NEISO | Internal | Summer | B10 | 1262 | 600 | 0 | 36.87 | 34.61 | 3 | 0
2020 | NYISO_G-I_2_NEISO | NYISO_G-I | NEISO | Internal | Winter | B16 | 25 | 600 | 0 | 51.16 | 46.42 | 3 | 0
2020 | NYISO_G-I_2_NEISO | NYISO_G-I | NEISO | Internal | Winter | B17 | 100 | 600 | 0 | 51.16 | 46.42 | 3 | 0
2020 | NYISO_G-I_2_NEISO | NYISO_G-I | NEISO | Internal | Winter | B18 | 400 | 600 | 0 | 49.42 | 46.42 | 3 | 0
2020 | NYISO_G-I_2_NEISO | NYISO_G-I | NEISO | Internal | Winter | B19 | 700 | 600 | 0 | 48.09 | 46.42 | 3 | 0
2020 | NYISO_G-I_2_NEISO | NYISO_G-I | NEISO | Internal | Winter | B20 | 935 | 600 | 0 | 45.78 | 44.86 | 3 | 0
2020 | NYISO_G-I_2_NYISO_A-F | NYISO_G-I | NYISO_A-F | Internal | Shoulder | B11 | 25 | 2506 | 0 | 45.67 | 39.87 | 0.01 | 0
2020 | NYISO_G-I_2_NYISO_A-F | NYISO_G-I | NYISO_A-F | Internal | Shoulder | B12 | 200 | 2506 | 0 | 40.15 | 39.87 | 0.01 | 0
2020 | NYISO_G-I_2_NYISO_A-F | NYISO_G-I | NYISO_A-F | Internal | Shoulder | B13 | 600 | 2506 | 0 | 40.02 | 39.23 | 0.01 | 0
2020 | NYISO_G-I_2_NYISO_A-F | NYISO_G-I | NYISO_A-F | Internal | Shoulder | B14 | 900 | 2506 | 0 | 38.62 | 37.64 | 0.01 | 0
2020 | NYISO_G-I_2_NYISO_A-F | NYISO_G-I | NYISO_A-F | Internal | Shoulder | B15 | 1203 | 2506 | 0 | 37.66 | 37.64 | 0.01 | 0
2020 | NYISO_G-I_2_NYISO_A-F | NYISO_G-I | NYISO_A-F | Internal | Summer | B1 | 10 | 2506 | 0 | 78.05 | 51.52 | 0.01 | 0
2020 | NYISO_G-I_2_NYISO_A-F | NYISO_G-I | NYISO_A-F | Internal | Summer | B2 | 25 | 2506 | 0 | 71.38 | 51.52 | 0.01 | 0
2020 | NYISO_G-I_2_NYISO_A-F | NYISO_G-I | NYISO_A-F | Internal | Summer | B3 | 75 | 2506 | 0 | 52.92 | 46.92 | 0.01 | 0
2020 | NYISO_G-I_2_NYISO_A-F | NYISO_G-I | NYISO_A-F | Internal | Summer | B4 | 100 | 2506 | 0 | 52.92 | 42.32 | 0.01 | 0
2020 | NYISO_G-I_2_NYISO_A-F | NYISO_G-I | NYISO_A-F | Internal | Summer | B5 | 200 | 2506 | 0 | 48.95 | 42.32 | 0.01 | 0
2020 | NYISO_G-I_2_NYISO_A-F | NYISO_G-I | NYISO_A-F | Internal | Summer | B6 | 300 | 2506 | 0 | 48.95 | 40.62 | 0.01 | 0
2020 | NYISO_G-I_2_NYISO_A-F | NYISO_G-I | NYISO_A-F | Internal | Summer | B7 | 400 | 2506 | 0 | 37.63 | 37.61 | 0.01 | 0
2020 | NYISO_G-I_2_NYISO_A-F | NYISO_G-I | NYISO_A-F | Internal | Summer | B8 | 500 | 2506 | 0 | 37.6 | 37.59 | 0.01 | 0
2020 | NYISO_G-I_2_NYISO_A-F | NYISO_G-I | NYISO_A-F | Internal | Summer | B9 | 800 | 2506 | 0 | 36.87 | 36.86 | 0.01 | 0
2020 | NYISO_G-I_2_NYISO_A-F | NYISO_G-I | NYISO_A-F | Internal | Summer | B10 | 1262 | 2506 | 0 | 36.87 | 36.86 | 0.01 | 0
2020 | NYISO_G-I_2_NYISO_A-F | NYISO_G-I | NYISO_A-F | Internal | Winter | B16 | 25 | 2506 | 0 | 51.16 | 42.26 | 0.01 | 0
2020 | NYISO_G-I_2_NYISO_A-F | NYISO_G-I | NYISO_A-F | Internal | Winter | B17 | 100 | 2506 | 0 | 51.16 | 42.26 | 0.01 | 0
2020 | NYISO_G-I_2_NYISO_A-F | NYISO_G-I | NYISO_A-F | Internal | Winter | B18 | 400 | 2506 | 0 | 49.42 | 42.26 | 0.01 | 0
2020 | NYISO_G-I_2_NYISO_A-F | NYISO_G-I | NYISO_A-F | Internal | Winter | B19 | 700 | 2506 | 0 | 48.09 | 41.86 | 0.01 | 0
2020 | NYISO_G-I_2_NYISO_A-F | NYISO_G-I | NYISO_A-F | Internal | Winter | B20 | 935 | 2506 | 0 | 45.78 | 41.86 | 0.01 | 0
2020 | NYISO_G-I_2_NYISO_J-K | NYISO_G-I | NYISO_J-K | Internal | Shoulder | B11 | 25 | 6188 | 4617.71 | 45.67 | 45.68 | 0.01 | 0
2020 | NYISO_G-I_2_NYISO_J-K | NYISO_G-I | NYISO_J-K | Internal | Shoulder | B12 | 200 | 6188 | 4376.08 | 40.15 | 40.17 | 0.01 | 0
2020 | NYISO_G-I_2_NYISO_J-K | NYISO_G-I | NYISO_J-K | Internal | Shoulder | B13 | 600 | 6188 | 4937.96 | 40.02 | 40.03 | 0.01 | 0
2020 | NYISO_G-I_2_NYISO_J-K | NYISO_G-I | NYISO_J-K | Internal | Shoulder | B14 | 900 | 6188 | 4709.17 | 38.62 | 38.63 | 0.01 | 0
2020 | NYISO_G-I_2_NYISO_J-K | NYISO_G-I | NYISO_J-K | Internal | Shoulder | B15 | 1203 | 6188 | 4115.06 | 37.66 | 37.67 | 0.01 | 0
2020 | NYISO_G-I_2_NYISO_J-K | NYISO_G-I | NYISO_J-K | Internal | Summer | B1 | 10 | 6188 | 3960.46 | 78.05 | 78.06 | 0.01 | 0
2020 | NYISO_G-I_2_NYISO_J-K | NYISO_G-I | NYISO_J-K | Internal | Summer | B2 | 25 | 6188 | 4252.31 | 71.38 | 71.39 | 0.01 | 0
2020 | NYISO_G-I_2_NYISO_J-K | NYISO_G-I | NYISO_J-K | Internal | Summer | B3 | 75 | 6188 | 3569.42 | 52.92 | 52.93 | 0.01 | 0
2020 | NYISO_G-I_2_NYISO_J-K | NYISO_G-I | NYISO_J-K | Internal | Summer | B4 | 100 | 6188 | 3877.09 | 52.92 | 52.93 | 0.01 | 0
2020 | NYISO_G-I_2_NYISO_J-K | NYISO_G-I | NYISO_J-K | Internal | Summer | B5 | 200 | 6188 | 5113.92 | 48.95 | 48.96 | 0.01 | 0
2020 | NYISO_G-I_2_NYISO_J-K | NYISO_G-I | NYISO_J-K | Internal | Summer | B6 | 300 | 6188 | 5707.85 | 48.95 | 48.96 | 0.01 | 0
2020 | NYISO_G-I_2_NYISO_J-K | NYISO_G-I | NYISO_J-K | Internal | Summer | B7 | 400 | 6188 | 5319.09 | 37.63 | 37.64 | 0.01 | 0
2020 | NYISO_G-I_2_NYISO_J-K | NYISO_G-I | NYISO_J-K | Internal | Summer | B8 | 500 | 6188 | 4917.19 | 37.6 | 37.61 | 0.01 | 0
2020 | NYISO_G-I_2_NYISO_J-K | NYISO_G-I | NYISO_J-K | Internal | Summer | B9 | 800 | 6188 | 5624.19 | 36.87 | 36.88 | 0.01 | 0
2020 | NYISO_G-I_2_NYISO_J-K | NYISO_G-I | NYISO_J-K | Internal | Summer | B10 | 1262 | 6188 | 3811.64 | 36.87 | 36.88 | 0.01 | 0
2020 | NYISO_G-I_2_NYISO_J-K | NYISO_G-I | NYISO_J-K | Internal | Winter | B16 | 25 | 6188 | 5877.85 | 51.16 | 51.17 | 0.01 | 0
2020 | NYISO_G-I_2_NYISO_J-K | NYISO_G-I | NYISO_J-K | Internal | Winter | B17 | 100 | 6188 | 6005.73 | 51.16 | 51.17 | 0.01 | 0
2020 | NYISO_G-I_2_NYISO_J-K | NYISO_G-I | NYISO_J-K | Internal | Winter | B18 | 400 | 6188 | 6035.26 | 49.42 | 49.44 | 0.01 | 0
2020 | NYISO_G-I_2_NYISO_J-K | NYISO_G-I | NYISO_J-K | Internal | Winter | B19 | 700 | 6188 | 6129.09 | 48.09 | 48.1 | 0.01 | 0
2020 | NYISO_G-I_2_NYISO_J-K | NYISO_G-I | NYISO_J-K | Internal | Winter | B20 | 935 | 6188 | 5522.36 | 45.78 | 45.79 | 0.01 | 0
2020 | NYISO_G-I_2_PJM_E | NYISO_G-I | PJM_E | Internal | Shoulder | B11 | 25 | 1500 | 746.91 | 45.67 | 53.67 | 8 | 0
2020 | NYISO_G-I_2_PJM_E | NYISO_G-I | PJM_E | Internal | Shoulder | B12 | 200 | 1500 | 437.8 | 40.15 | 48.15 | 8 | 0
2020 | NYISO_G-I_2_PJM_E | NYISO_G-I | PJM_E | Internal | Shoulder | B13 | 600 | 1500 | 0 | 40.02 | 42.86 | 8 | 0
2020 | NYISO_G-I_2_PJM_E | NYISO_G-I | PJM_E | Internal | Shoulder | B14 | 900 | 1500 | 0 | 38.62 | 40.17 | 8 | 0
2020 | NYISO_G-I_2_PJM_E | NYISO_G-I | PJM_E | Internal | Shoulder | B15 | 1203 | 1500 | 0 | 37.66 | 37.39 | 8 | 0
2020 | NYISO_G-I_2_PJM_E | NYISO_G-I | PJM_E | Internal | Summer | B1 | 10 | 1500 | 0 | 78.05 | 66.56 | 8 | 0
2020 | NYISO_G-I_2_PJM_E | NYISO_G-I | PJM_E | Internal | Summer | B2 | 25 | 1500 | 0 | 71.38 | 65.38 | 8 | 0
2020 | NYISO_G-I_2_PJM_E | NYISO_G-I | PJM_E | Internal | Summer | B3 | 75 | 1500 | 1500 | 52.92 | 61.84 | 8 | 0.92
2020 | NYISO_G-I_2_PJM_E | NYISO_G-I | PJM_E | Internal | Summer | B4 | 100 | 1500 | 1500 | 52.92 | 61.84 | 8 | 0.92
2020 | NYISO_G-I_2_PJM_E | NYISO_G-I | PJM_E | Internal | Summer | B5 | 200 | 1500 | 399.56 | 48.95 | 56.95 | 8 | 0
2020 | NYISO_G-I_2_PJM_E | NYISO_G-I | PJM_E | Internal | Summer | B6 | 300 | 1500 | 0 | 48.95 | 48.6 | 8 | 0
2020 | NYISO_G-I_2_PJM_E | NYISO_G-I | PJM_E | Internal | Summer | B7 | 400 | 1500 | 0 | 37.63 | 42.31 | 8 | 0
2020 | NYISO_G-I_2_PJM_E | NYISO_G-I | PJM_E | Internal | Summer | B8 | 500 | 1500 | 0 | 37.6 | 38.01 | 8 | 0
2020 | NYISO_G-I_2_PJM_E | NYISO_G-I | PJM_E | Internal | Summer | B9 | 800 | 1500 | 0 | 36.87 | 36.22 | 8 | 0
2020 | NYISO_G-I_2_PJM_E | NYISO_G-I | PJM_E | Internal | Summer | B10 | 1262 | 1500 | 0 | 36.87 | 34.69 | 8 | 0
2020 | NYISO_G-I_2_PJM_E | NYISO_G-I | PJM_E | Internal | Winter | B16 | 25 | 1500 | 0 | 51.16 | 50.2 | 8 | 0
2020 | NYISO_G-I_2_PJM_E | NYISO_G-I | PJM_E | Internal | Winter | B17 | 100 | 1500 | 0 | 51.16 | 50.17 | 8 | 0
2020 | NYISO_G-I_2_PJM_E | NYISO_G-I | PJM_E | Internal | Winter | B18 | 400 | 1500 | 0 | 49.42 | 44.36 | 8 | 0
2020 | NYISO_G-I_2_PJM_E | NYISO_G-I | PJM_E | Internal | Winter | B19 | 700 | 1500 | 0 | 48.09 | 42.02 | 8 | 0
2020 | NYISO_G-I_2_PJM_E | NYISO_G-I | PJM_E | Internal | Winter | B20 | 935 | 1500 | 0 | 45.78 | 35.87 | 8 | 0
2020 | NYISO_J-K_2_NEISO | NYISO_J-K | NEISO | Internal | Shoulder | B11 | 25 | 70 | 0 | 45.68 | 37.5 | 3 | 0
2020 | NYISO_J-K_2_NEISO | NYISO_J-K | NEISO | Internal | Shoulder | B12 | 200 | 70 | 0 | 40.17 | 37.5 | 3 | 0
2020 | NYISO_J-K_2_NEISO | NYISO_J-K | NEISO | Internal | Shoulder | B13 | 600 | 70 | 0 | 40.03 | 37.5 | 3 | 0
2020 | NYISO_J-K_2_NEISO | NYISO_J-K | NEISO | Internal | Shoulder | B14 | 900 | 70 | 0 | 38.63 | 37.5 | 3 | 0
2020 | NYISO_J-K_2_NEISO | NYISO_J-K | NEISO | Internal | Shoulder | B15 | 1203 | 70 | 0 | 37.67 | 34.81 | 3 | 0
2020 | NYISO_J-K_2_NEISO | NYISO_J-K | NEISO | Internal | Summer | B1 | 10 | 70 | 0 | 78.06 | 81.05 | 3 | 0
2020 | NYISO_J-K_2_NEISO | NYISO_J-K | NEISO | Internal | Summer | B2 | 25 | 70 | 0 | 71.39 | 68.38 | 3 | 0
2020 | NYISO_J-K_2_NEISO | NYISO_J-K | NEISO | Internal | Summer | B3 | 75 | 70 | 0 | 52.93 | 49.92 | 3 | 0
2020 | NYISO_J-K_2_NEISO | NYISO_J-K | NEISO | Internal | Summer | B4 | 100 | 70 | 0 | 52.93 | 39.32 | 3 | 0
2020 | NYISO_J-K_2_NEISO | NYISO_J-K | NEISO | Internal | Summer | B5 | 200 | 70 | 0 | 48.96 | 34.61 | 3 | 0
2020 | NYISO_J-K_2_NEISO | NYISO_J-K | NEISO | Internal | Summer | B6 | 300 | 70 | 0 | 48.96 | 34.61 | 3 | 0
2020 | NYISO_J-K_2_NEISO | NYISO_J-K | NEISO | Internal | Summer | B7 | 400 | 70 | 0 | 37.64 | 34.61 | 3 | 0
2020 | NYISO_J-K_2_NEISO | NYISO_J-K | NEISO | Internal | Summer | B8 | 500 | 70 | 0 | 37.61 | 34.61 | 3 | 0
2020 | NYISO_J-K_2_NEISO | NYISO_J-K | NEISO | Internal | Summer | B9 | 800 | 70 | 0 | 36.88 | 34.61 | 3 | 0
2020 | NYISO_J-K_2_NEISO | NYISO_J-K | NEISO | Internal | Summer | B10 | 1262 | 70 | 0 | 36.88 | 34.61 | 3 | 0
2020 | NYISO_J-K_2_NEISO | NYISO_J-K | NEISO | Internal | Winter | B16 | 25 | 70 | 0 | 51.17 | 46.42 | 3 | 0
2020 | NYISO_J-K_2_NEISO | NYISO_J-K | NEISO | Internal | Winter | B17 | 100 | 70 | 0 | 51.17 | 46.42 | 3 | 0
2020 | NYISO_J-K_2_NEISO | NYISO_J-K | NEISO | Internal | Winter | B18 | 400 | 70 | 0 | 49.44 | 46.42 | 3 | 0
2020 | NYISO_J-K_2_NEISO | NYISO_J-K | NEISO | Internal | Winter | B19 | 700 | 70 | 0 | 48.1 | 46.42 | 3 | 0
2020 | NYISO_J-K_2_NEISO | NYISO_J-K | NEISO | Internal | Winter | B20 | 935 | 70 | 0 | 45.79 | 44.86 | 3 | 0
2020 | NYISO_J-K_2_NYISO_G-I | NYISO_J-K | NYISO_G-I | Internal | Shoulder | B11 | 25 | 2057 | 0 | 45.68 | 45.67 | 0.01 | 0
2020 | NYISO_J-K_2_NYISO_G-I | NYISO_J-K | NYISO_G-I | Internal | Shoulder | B12 | 200 | 2057 | 0 | 40.17 | 40.15 | 0.01 | 0
2020 | NYISO_J-K_2_NYISO_G-I | NYISO_J-K | NYISO_G-I | Internal | Shoulder | B13 | 600 | 2057 | 0 | 40.03 | 40.02 | 0.01 | 0
2020 | NYISO_J-K_2_NYISO_G-I | NYISO_J-K | NYISO_G-I | Internal | Shoulder | B14 | 900 | 2057 | 0 | 38.63 | 38.62 | 0.01 | 0
2020 | NYISO_J-K_2_NYISO_G-I | NYISO_J-K | NYISO_G-I | Internal | Shoulder | B15 | 1203 | 2057 | 0 | 37.67 | 37.66 | 0.01 | 0
2020 | NYISO_J-K_2_NYISO_G-I | NYISO_J-K | NYISO_G-I | Internal | Summer | B1 | 10 | 2057 | 0 | 78.06 | 78.05 | 0.01 | 0
2020 | NYISO_J-K_2_NYISO_G-I | NYISO_J-K | NYISO_G-I | Internal | Summer | B2 | 25 | 2057 | 0 | 71.39 | 71.38 | 0.01 | 0
2020 | NYISO_J-K_2_NYISO_G-I | NYISO_J-K | NYISO_G-I | Internal | Summer | B3 | 75 | 2057 | 0 | 52.93 | 52.92 | 0.01 | 0
2020 | NYISO_J-K_2_NYISO_G-I | NYISO_J-K | NYISO_G-I | Internal | Summer | B4 | 100 | 2057 | 0 | 52.93 | 52.92 | 0.01 | 0
2020 | NYISO_J-K_2_NYISO_G-I | NYISO_J-K | NYISO_G-I | Internal | Summer | B5 | 200 | 2057 | 0 | 48.96 | 48.95 | 0.01 | 0
2020 | NYISO_J-K_2_NYISO_G-I | NYISO_J-K | NYISO_G-I | Internal | Summer | B6 | 300 | 2057 | 0 | 48.96 | 48.95 | 0.01 | 0
2020 | NYISO_J-K_2_NYISO_G-I | NYISO_J-K | NYISO_G-I | Internal | Summer | B7 | 400 | 2057 | 0 | 37.64 | 37.63 | 0.01 | 0
2020 | NYISO_J-K_2_NYISO_G-I | NYISO_J-K | NYISO_G-I | Internal | Summer | B8 | 500 | 2057 | 0 | 37.61 | 37.6 | 0.01 | 0
2020 | NYISO_J-K_2_NYISO_G-I | NYISO_J-K | NYISO_G-I | Internal | Summer | B9 | 800 | 2057 | 0 | 36.88 | 36.87 | 0.01 | 0
2020 | NYISO_J-K_2_NYISO_G-I | NYISO_J-K | NYISO_G-I | Internal | Summer | B10 | 1262 | 2057 | 0 | 36.88 | 36.87 | 0.01 | 0
2020 | NYISO_J-K_2_NYISO_G-I | NYISO_J-K | NYISO_G-I | Internal | Winter | B16 | 25 | 2057 | 0 | 51.17 | 51.16 | 0.01 | 0
2020 | NYISO_J-K_2_NYISO_G-I | NYISO_J-K | NYISO_G-I | Internal | Winter | B17 | 100 | 2057 | 0 | 51.17 | 51.16 | 0.01 | 0
2020 | NYISO_J-K_2_NYISO_G-I | NYISO_J-K | NYISO_G-I | Internal | Winter | B18 | 400 | 2057 | 0 | 49.44 | 49.42 | 0.01 | 0
2020 | NYISO_J-K_2_NYISO_G-I | NYISO_J-K | NYISO_G-I | Internal | Winter | B19 | 700 | 2057 | 0 | 48.1 | 48.09 | 0.01 | 0
2020 | NYISO_J-K_2_NYISO_G-I | NYISO_J-K | NYISO_G-I | Internal | Winter | B20 | 935 | 2057 | 0 | 45.79 | 45.78 | 0.01 | 0
2020 | NYISO_J-K_2_PJM_E | NYISO_J-K | PJM_E | Internal | Shoulder | B11 | 25 | 330 | 0 | 45.68 | 53.67 | 8 | 0
2020 | NYISO_J-K_2_PJM_E | NYISO_J-K | PJM_E | Internal | Shoulder | B12 | 200 | 330 | 0 | 40.17 | 48.15 | 8 | 0
2020 | NYISO_J-K_2_PJM_E | NYISO_J-K | PJM_E | Internal | Shoulder | B13 | 600 | 330 | 0 | 40.03 | 42.86 | 8 | 0
2020 | NYISO_J-K_2_PJM_E | NYISO_J-K | PJM_E | Internal | Shoulder | B14 | 900 | 330 | 0 | 38.63 | 40.17 | 8 | 0
2020 | NYISO_J-K_2_PJM_E | NYISO_J-K | PJM_E | Internal | Shoulder | B15 | 1203 | 330 | 0 | 37.67 | 37.39 | 8 | 0
2020 | NYISO_J-K_2_PJM_E | NYISO_J-K | PJM_E | Internal | Summer | B1 | 10 | 330 | 0 | 78.06 | 66.56 | 8 | 0
2020 | NYISO_J-K_2_PJM_E | NYISO_J-K | PJM_E | Internal | Summer | B2 | 25 | 330 | 0 | 71.39 | 65.38 | 8 | 0
2020 | NYISO_J-K_2_PJM_E | NYISO_J-K | PJM_E | Internal | Summer | B3 | 75 | 330 | 330 | 52.93 | 61.84 | 8 | 0.91
2020 | NYISO_J-K_2_PJM_E | NYISO_J-K | PJM_E | Internal | Summer | B4 | 100 | 330 | 330 | 52.93 | 61.84 | 8 | 0.91
2020 | NYISO_J-K_2_PJM_E | NYISO_J-K | PJM_E | Internal | Summer | B5 | 200 | 330 | 0 | 48.96 | 56.95 | 8 | 0
2020 | NYISO_J-K_2_PJM_E | NYISO_J-K | PJM_E | Internal | Summer | B6 | 300 | 330 | 0 | 48.96 | 48.6 | 8 | 0
2020 | NYISO_J-K_2_PJM_E | NYISO_J-K | PJM_E | Internal | Summer | B7 | 400 | 330 | 0 | 37.64 | 42.31 | 8 | 0
2020 | NYISO_J-K_2_PJM_E | NYISO_J-K | PJM_E | Internal | Summer | B8 | 500 | 330 | 0 | 37.61 | 38.01 | 8 | 0
2020 | NYISO_J-K_2_PJM_E | NYISO_J-K | PJM_E | Internal | Summer | B9 | 800 | 330 | 0 | 36.88 | 36.22 | 8 | 0
2020 | NYISO_J-K_2_PJM_E | NYISO_J-K | PJM_E | Internal | Summer | B10 | 1262 | 330 | 0 | 36.88 | 34.69 | 8 | 0
2020 | NYISO_J-K_2_PJM_E | NYISO_J-K | PJM_E | Internal | Winter | B16 | 25 | 330 | 0 | 51.17 | 50.2 | 8 | 0
2020 | NYISO_J-K_2_PJM_E | NYISO_J-K | PJM_E | Internal | Winter | B17 | 100 | 330 | 0 | 51.17 | 50.17 | 8 | 0
2020 | NYISO_J-K_2_PJM_E | NYISO_J-K | PJM_E | Internal | Winter | B18 | 400 | 330 | 0 | 49.44 | 44.36 | 8 | 0
2020 | NYISO_J-K_2_PJM_E | NYISO_J-K | PJM_E | Internal | Winter | B19 | 700 | 330 | 0 | 48.1 | 42.02 | 8 | 0
2020 | NYISO_J-K_2_PJM_E | NYISO_J-K | PJM_E | Internal | Winter | B20 | 935 | 330 | 0 | 45.79 | 35.87 | 8 | 0
2020 | PJM_E_2_NYISO_G-I | PJM_E | NYISO_G-I | Internal | Shoulder | B11 | 25 | 500 | 0 | 53.67 | 45.67 | 6 | 0
2020 | PJM_E_2_NYISO_G-I | PJM_E | NYISO_G-I | Internal | Shoulder | B12 | 200 | 500 | 0 | 48.15 | 40.15 | 6 | 0
2020 | PJM_E_2_NYISO_G-I | PJM_E | NYISO_G-I | Internal | Shoulder | B13 | 600 | 500 | 0 | 42.86 | 40.02 | 6 | 0
2020 | PJM_E_2_NYISO_G-I | PJM_E | NYISO_G-I | Internal | Shoulder | B14 | 900 | 500 | 0 | 40.17 | 38.62 | 6 | 0
2020 | PJM_E_2_NYISO_G-I | PJM_E | NYISO_G-I | Internal | Shoulder | B15 | 1203 | 500 | 0 | 37.39 | 37.66 | 6 | 0
2020 | PJM_E_2_NYISO_G-I | PJM_E | NYISO_G-I | Internal | Summer | B1 | 10 | 500 | 500 | 66.56 | 78.05 | 6 | 5.49
2020 | PJM_E_2_NYISO_G-I | PJM_E | NYISO_G-I | Internal | Summer | B2 | 25 | 500 | 107.59 | 65.38 | 71.38 | 6 | 0
2020 | PJM_E_2_NYISO_G-I | PJM_E | NYISO_G-I | Internal | Summer | B3 | 75 | 500 | 0 | 61.84 | 52.92 | 6 | 0
2020 | PJM_E_2_NYISO_G-I | PJM_E | NYISO_G-I | Internal | Summer | B4 | 100 | 500 | 0 | 61.84 | 52.92 | 6 | 0
2020 | PJM_E_2_NYISO_G-I | PJM_E | NYISO_G-I | Internal | Summer | B5 | 200 | 500 | 0 | 56.95 | 48.95 | 6 | 0
2020 | PJM_E_2_NYISO_G-I | PJM_E | NYISO_G-I | Internal | Summer | B6 | 300 | 500 | 0 | 48.6 | 48.95 | 6 | 0
2020 | PJM_E_2_NYISO_G-I | PJM_E | NYISO_G-I | Internal | Summer | B7 | 400 | 500 | 0 | 42.31 | 37.63 | 6 | 0
2020 | PJM_E_2_NYISO_G-I | PJM_E | NYISO_G-I | Internal | Summer | B8 | 500 | 500 | 0 | 38.01 | 37.6 | 6 | 0
2020 | PJM_E_2_NYISO_G-I | PJM_E | NYISO_G-I | Internal | Summer | B9 | 800 | 500 | 0 | 36.22 | 36.87 | 6 | 0
2020 | PJM_E_2_NYISO_G-I | PJM_E | NYISO_G-I | Internal | Summer | B10 | 1262 | 500 | 0 | 34.69 | 36.87 | 6 | 0
2020 | PJM_E_2_NYISO_G-I | PJM_E | NYISO_G-I | Internal | Winter | B16 | 25 | 500 | 0 | 50.2 | 51.16 | 6 | 0
2020 | PJM_E_2_NYISO_G-I | PJM_E | NYISO_G-I | Internal | Winter | B17 | 100 | 500 | 0 | 50.17 | 51.16 | 6 | 0
2020 | PJM_E_2_NYISO_G-I | PJM_E | NYISO_G-I | Internal | Winter | B18 | 400 | 500 | 0 | 44.36 | 49.42 | 6 | 0
2020 | PJM_E_2_NYISO_G-I | PJM_E | NYISO_G-I | Internal | Winter | B19 | 700 | 500 | 500 | 42.02 | 48.09 | 6 | 0.08
2020 | PJM_E_2_NYISO_G-I | PJM_E | NYISO_G-I | Internal | Winter | B20 | 935 | 500 | 500 | 35.87 | 45.78 | 6 | 3.91
2020 | PJM_E_2_NYISO_J-K | PJM_E | NYISO_J-K | Internal | Shoulder | B11 | 25 | 330 | 0 | 53.67 | 45.68 | 6 | 0
2020 | PJM_E_2_NYISO_J-K | PJM_E | NYISO_J-K | Internal | Shoulder | B12 | 200 | 330 | 0 | 48.15 | 40.17 | 6 | 0
2020 | PJM_E_2_NYISO_J-K | PJM_E | NYISO_J-K | Internal | Shoulder | B13 | 600 | 330 | 0 | 42.86 | 40.03 | 6 | 0
2020 | PJM_E_2_NYISO_J-K | PJM_E | NYISO_J-K | Internal | Shoulder | B14 | 900 | 330 | 0 | 40.17 | 38.63 | 6 | 0
2020 | PJM_E_2_NYISO_J-K | PJM_E | NYISO_J-K | Internal | Shoulder | B15 | 1203 | 330 | 0 | 37.39 | 37.67 | 6 | 0
2020 | PJM_E_2_NYISO_J-K | PJM_E | NYISO_J-K | Internal | Summer | B1 | 10 | 330 | 330 | 66.56 | 78.06 | 6 | 5.5
2020 | PJM_E_2_NYISO_J-K | PJM_E | NYISO_J-K | Internal | Summer | B2 | 25 | 330 | 330 | 65.38 | 71.39 | 6 | 0.01
2020 | PJM_E_2_NYISO_J-K | PJM_E | NYISO_J-K | Internal | Summer | B3 | 75 | 330 | 0 | 61.84 | 52.93 | 6 | 0
2020 | PJM_E_2_NYISO_J-K | PJM_E | NYISO_J-K | Internal | Summer | B4 | 100 | 330 | 0 | 61.84 | 52.93 | 6 | 0
2020 | PJM_E_2_NYISO_J-K | PJM_E | NYISO_J-K | Internal | Summer | B5 | 200 | 330 | 0 | 56.95 | 48.96 | 6 | 0
2020 | PJM_E_2_NYISO_J-K | PJM_E | NYISO_J-K | Internal | Summer | B6 | 300 | 330 | 0 | 48.6 | 48.96 | 6 | 0
2020 | PJM_E_2_NYISO_J-K | PJM_E | NYISO_J-K | Internal | Summer | B7 | 400 | 330 | 0 | 42.31 | 37.64 | 6 | 0
2020 | PJM_E_2_NYISO_J-K | PJM_E | NYISO_J-K | Internal | Summer | B8 | 500 | 330 | 0 | 38.01 | 37.61 | 6 | 0
2020 | PJM_E_2_NYISO_J-K | PJM_E | NYISO_J-K | Internal | Summer | B9 | 800 | 330 | 0 | 36.22 | 36.88 | 6 | 0
2020 | PJM_E_2_NYISO_J-K | PJM_E | NYISO_J-K | Internal | Summer | B10 | 1262 | 330 | 0 | 34.69 | 36.88 | 6 | 0
2020 | PJM_E_2_NYISO_J-K | PJM_E | NYISO_J-K | Internal | Winter | B16 | 25 | 330 | 0 | 50.2 | 51.17 | 6 | 0
2020 | PJM_E_2_NYISO_J-K | PJM_E | NYISO_J-K | Internal | Winter | B17 | 100 | 330 | 0 | 50.17 | 51.17 | 6 | 0
2020 | PJM_E_2_NYISO_J-K | PJM_E | NYISO_J-K | Internal | Winter | B18 | 400 | 330 | 0 | 44.36 | 49.44 | 6 | 0
2020 | PJM_E_2_NYISO_J-K | PJM_E | NYISO_J-K | Internal | Winter | B19 | 700 | 330 | 330 | 42.02 | 48.1 | 6 | 0.09
2020 | PJM_E_2_NYISO_J-K | PJM_E | NYISO_J-K | Internal | Winter | B20 | 935 | 330 | 330 | 35.87 | 45.79 | 6 | 3.92
2020 | PJM_E_2_PJM_ROM | PJM_E | PJM_ROM | Internal | Shoulder | B11 | 25 | 8000 | 3512.96 | 53.67 | 53.68 | 0.01 | 0
2020 | PJM_E_2_PJM_ROM | PJM_E | PJM_ROM | Internal | Shoulder | B12 | 200 | 8000 | 3125.94 | 48.15 | 48.17 | 0.01 | 0
2020 | PJM_E_2_PJM_ROM | PJM_E | PJM_ROM | Internal | Shoulder | B13 | 600 | 8000 | 2698.48 | 42.86 | 42.87 | 0.01 | 0
2020 | PJM_E_2_PJM_ROM | PJM_E | PJM_ROM | Internal | Shoulder | B14 | 900 | 8000 | 229.97 | 40.17 | 40.18 | 0.01 | 0
2020 | PJM_E_2_PJM_ROM | PJM_E | PJM_ROM | Internal | Shoulder | B15 | 1203 | 8000 | 0 | 37.39 | 37.38 | 0.01 | 0
2020 | PJM_E_2_PJM_ROM | PJM_E | PJM_ROM | Internal | Summer | B1 | 10 | 8000 | 0 | 66.56 | 66.55 | 0.01 | 0
2020 | PJM_E_2_PJM_ROM | PJM_E | PJM_ROM | Internal | Summer | B2 | 25 | 8000 | 0 | 65.38 | 65.37 | 0.01 | 0
2020 | PJM_E_2_PJM_ROM | PJM_E | PJM_ROM | Internal | Summer | B3 | 75 | 8000 | 533.38 | 61.84 | 61.85 | 0.01 | 0
2020 | PJM_E_2_PJM_ROM | PJM_E | PJM_ROM | Internal | Summer | B4 | 100 | 8000 | 2411.65 | 61.84 | 61.85 | 0.01 | 0
2020 | PJM_E_2_PJM_ROM | PJM_E | PJM_ROM | Internal | Summer | B5 | 200 | 8000 | 117.83 | 56.95 | 56.96 | 0.01 | 0
2020 | PJM_E_2_PJM_ROM | PJM_E | PJM_ROM | Internal | Summer | B6 | 300 | 8000 | 565.99 | 48.6 | 48.62 | 0.01 | 0
2020 | PJM_E_2_PJM_ROM | PJM_E | PJM_ROM | Internal | Summer | B7 | 400 | 8000 | 2059.38 | 42.31 | 42.32 | 0.01 | 0
2020 | PJM_E_2_PJM_ROM | PJM_E | PJM_ROM | Internal | Summer | B8 | 500 | 8000 | 136.06 | 38.01 | 38.02 | 0.01 | 0
2020 | PJM_E_2_PJM_ROM | PJM_E | PJM_ROM | Internal | Summer | B9 | 800 | 8000 | 0 | 36.22 | 36.21 | 0.01 | 0
2020 | PJM_E_2_PJM_ROM | PJM_E | PJM_ROM | Internal | Summer | B10 | 1262 | 8000 | 0 | 34.69 | 34.68 | 0.01 | 0
2020 | PJM_E_2_PJM_ROM | PJM_E | PJM_ROM | Internal | Winter | B16 | 25 | 8000 | 0 | 50.2 | 50.19 | 0.01 | 0
2020 | PJM_E_2_PJM_ROM | PJM_E | PJM_ROM | Internal | Winter | B17 | 100 | 8000 | 212.28 | 50.17 | 50.18 | 0.01 | 0
2020 | PJM_E_2_PJM_ROM | PJM_E | PJM_ROM | Internal | Winter | B18 | 400 | 8000 | 0 | 44.36 | 44.34 | 0.01 | 0
2020 | PJM_E_2_PJM_ROM | PJM_E | PJM_ROM | Internal | Winter | B19 | 700 | 8000 | 0 | 42.02 | 42 | 0.01 | 0
2020 | PJM_E_2_PJM_ROM | PJM_E | PJM_ROM | Internal | Winter | B20 | 935 | 8000 | 0 | 35.87 | 35.86 | 0.01 | 0
2020 | PJM_ROR_2_MISO_IN | PJM_ROR | MISO_IN | Internal | Shoulder | B11 | 25 | 909 | 600.13 | 53.69 | 55.69 | 2 | 0
2020 | PJM_ROR_2_MISO_IN | PJM_ROR | MISO_IN | Internal | Shoulder | B12 | 200 | 909 | 0 | 48.18 | 46.41 | 2 | 0
2020 | PJM_ROR_2_MISO_IN | PJM_ROR | MISO_IN | Internal | Shoulder | B13 | 600 | 909 | 0 | 42.88 | 41.73 | 2 | 0
2020 | PJM_ROR_2_MISO_IN | PJM_ROR | MISO_IN | Internal | Shoulder | B14 | 900 | 909 | 0 | 40.17 | 40.64 | 2 | 0
2020 | PJM_ROR_2_MISO_IN | PJM_ROR | MISO_IN | Internal | Shoulder | B15 | 1203 | 909 | 0 | 37.37 | 37.51 | 2 | 0
2020 | PJM_ROR_2_MISO_IN | PJM_ROR | MISO_IN | Internal | Summer | B1 | 10 | 909 | 0 | 66.54 | 64.55 | 2 | 0
2020 | PJM_ROR_2_MISO_IN | PJM_ROR | MISO_IN | Internal | Summer | B2 | 25 | 909 | 0 | 65.36 | 63.38 | 2 | 0
2020 | PJM_ROR_2_MISO_IN | PJM_ROR | MISO_IN | Internal | Summer | B3 | 75 | 909 | 0 | 61.86 | 61.97 | 2 | 0
2020 | PJM_ROR_2_MISO_IN | PJM_ROR | MISO_IN | Internal | Summer | B4 | 100 | 909 | 0 | 61.86 | 61.15 | 2 | 0
2020 | PJM_ROR_2_MISO_IN | PJM_ROR | MISO_IN | Internal | Summer | B5 | 200 | 909 | 0 | 56.97 | 58.95 | 2 | 0
2020 | PJM_ROR_2_MISO_IN | PJM_ROR | MISO_IN | Internal | Summer | B6 | 300 | 909 | 0 | 48.62 | 49.1 | 2 | 0
2020 | PJM_ROR_2_MISO_IN | PJM_ROR | MISO_IN | Internal | Summer | B7 | 400 | 909 | 0 | 42.33 | 40.33 | 2 | 0
2020 | PJM_ROR_2_MISO_IN | PJM_ROR | MISO_IN | Internal | Summer | B8 | 500 | 909 | 0 | 38.01 | 38.17 | 2 | 0
2020 | PJM_ROR_2_MISO_IN | PJM_ROR | MISO_IN | Internal | Summer | B9 | 800 | 909 | 0 | 36.2 | 36.7 | 2 | 0
2020 | PJM_ROR_2_MISO_IN | PJM_ROR | MISO_IN | Internal | Summer | B10 | 1262 | 909 | 0 | 34.67 | 35.02 | 2 | 0
2020 | PJM_ROR_2_MISO_IN | PJM_ROR | MISO_IN | Internal | Winter | B16 | 25 | 909 | 0 | 50.17 | 51.78 | 2 | 0
2020 | PJM_ROR_2_MISO_IN | PJM_ROR | MISO_IN | Internal | Winter | B17 | 100 | 909 | 0 | 50.17 | 48.21 | 2 | 0
2020 | PJM_ROR_2_MISO_IN | PJM_ROR | MISO_IN | Internal | Winter | B18 | 400 | 909 | 0 | 44.33 | 42.53 | 2 | 0
2020 | PJM_ROR_2_MISO_IN | PJM_ROR | MISO_IN | Internal | Winter | B19 | 700 | 909 | 0 | 41.99 | 41.24 | 2 | 0
2020 | PJM_ROR_2_MISO_IN | PJM_ROR | MISO_IN | Internal | Winter | B20 | 935 | 909 | 0 | 35.84 | 37.04 | 2 | 0
2020 | PJM_ROR_2_MISO_MI | PJM_ROR | MISO_MI | Internal | Shoulder | B11 | 25 | 1305 | 0 | 53.69 | 55.68 | 2 | 0
2020 | PJM_ROR_2_MISO_MI | PJM_ROR | MISO_MI | Internal | Shoulder | B12 | 200 | 1305 | 0 | 48.18 | 46.4 | 2 | 0
2020 | PJM_ROR_2_MISO_MI | PJM_ROR | MISO_MI | Internal | Shoulder | B13 | 600 | 1305 | 0 | 42.88 | 41.75 | 2 | 0
2020 | PJM_ROR_2_MISO_MI | PJM_ROR | MISO_MI | Internal | Shoulder | B14 | 900 | 1305 | 0 | 40.17 | 40.65 | 2 | 0
2020 | PJM_ROR_2_MISO_MI | PJM_ROR | MISO_MI | Internal | Shoulder | B15 | 1203 | 1305 | 0 | 37.37 | 37.5 | 2 | 0
2020 | PJM_ROR_2_MISO_MI | PJM_ROR | MISO_MI | Internal | Summer | B1 | 10 | 1305 | 0 | 66.54 | 64.12 | 2 | 0
2020 | PJM_ROR_2_MISO_MI | PJM_ROR | MISO_MI | Internal | Summer | B2 | 25 | 1305 | 0 | 65.36 | 63.37 | 2 | 0
2020 | PJM_ROR_2_MISO_MI | PJM_ROR | MISO_MI | Internal | Summer | B3 | 75 | 1305 | 0 | 61.86 | 60.38 | 2 | 0
2020 | PJM_ROR_2_MISO_MI | PJM_ROR | MISO_MI | Internal | Summer | B4 | 100 | 1305 | 0 | 61.86 | 59.86 | 2 | 0
2020 | PJM_ROR_2_MISO_MI | PJM_ROR | MISO_MI | Internal | Summer | B5 | 200 | 1305 | 0 | 56.97 | 58.75 | 2 | 0
2020 | PJM_ROR_2_MISO_MI | PJM_ROR | MISO_MI | Internal | Summer | B6 | 300 | 1305 | 0 | 48.62 | 49.09 | 2 | 0
2020 | PJM_ROR_2_MISO_MI | PJM_ROR | MISO_MI | Internal | Summer | B7 | 400 | 1305 | 0 | 42.33 | 40.34 | 2 | 0
2020 | PJM_ROR_2_MISO_MI | PJM_ROR | MISO_MI | Internal | Summer | B8 | 500 | 1305 | 0 | 38.01 | 38.18 | 2 | 0
2020 | PJM_ROR_2_MISO_MI | PJM_ROR | MISO_MI | Internal | Summer | B9 | 800 | 1305 | 0 | 36.2 | 36.71 | 2 | 0
2020 | PJM_ROR_2_MISO_MI | PJM_ROR | MISO_MI | Internal | Summer | B10 | 1262 | 1305 | 0 | 34.67 | 35.03 | 2 | 0
2020 | PJM_ROR_2_MISO_MI | PJM_ROR | MISO_MI | Internal | Winter | B16 | 25 | 1305 | 0 | 50.17 | 51.77 | 2 | 0
2020 | PJM_ROR_2_MISO_MI | PJM_ROR | MISO_MI | Internal | Winter | B17 | 100 | 1305 | 0 | 50.17 | 48.21 | 2 | 0
2020 | PJM_ROR_2_MISO_MI | PJM_ROR | MISO_MI | Internal | Winter | B18 | 400 | 1305 | 0 | 44.33 | 42.53 | 2 | 0
2020 | PJM_ROR_2_MISO_MI | PJM_ROR | MISO_MI | Internal | Winter | B19 | 700 | 1305 | 0 | 41.99 | 41.25 | 2 | 0
2020 | PJM_ROR_2_MISO_MI | PJM_ROR | MISO_MI | Internal | Winter | B20 | 935 | 1305 | 0 | 35.84 | 37.03 | 2 | 0
2020 | PJM_ROR_2_MISO_MO-IL | PJM_ROR | MISO_MO-IL | Internal | Shoulder | B11 | 25 | 1111 | 1111 | 53.69 | 55.7 | 2 | 0.01
2020 | PJM_ROR_2_MISO_MO-IL | PJM_ROR | MISO_MO-IL | Internal | Shoulder | B12 | 200 | 1111 | 0 | 48.18 | 46.4 | 2 | 0
2020 | PJM_ROR_2_MISO_MO-IL | PJM_ROR | MISO_MO-IL | Internal | Shoulder | B13 | 600 | 1111 | 0 | 42.88 | 41.72 | 2 | 0
2020 | PJM_ROR_2_MISO_MO-IL | PJM_ROR | MISO_MO-IL | Internal | Shoulder | B14 | 900 | 1111 | 0 | 40.17 | 40.63 | 2 | 0
2020 | PJM_ROR_2_MISO_MO-IL | PJM_ROR | MISO_MO-IL | Internal | Shoulder | B15 | 1203 | 1111 | 0 | 37.37 | 37.51 | 2 | 0
2020 | PJM_ROR_2_MISO_MO-IL | PJM_ROR | MISO_MO-IL | Internal | Summer | B1 | 10 | 1111 | 0 | 66.54 | 64.54 | 2 | 0
2020 | PJM_ROR_2_MISO_MO-IL | PJM_ROR | MISO_MO-IL | Internal | Summer | B2 | 25 | 1111 | 0 | 65.36 | 63.37 | 2 | 0
2020 | PJM_ROR_2_MISO_MO-IL | PJM_ROR | MISO_MO-IL | Internal | Summer | B3 | 75 | 1111 | 0 | 61.86 | 61.99 | 2 | 0
2020 | PJM_ROR_2_MISO_MO-IL | PJM_ROR | MISO_MO-IL | Internal | Summer | B4 | 100 | 1111 | 0 | 61.86 | 61.17 | 2 | 0
2020 | PJM_ROR_2_MISO_MO-IL | PJM_ROR | MISO_MO-IL | Internal | Summer | B5 | 200 | 1111 | 0 | 56.97 | 58.96 | 2 | 0
2020 | PJM_ROR_2_MISO_MO-IL | PJM_ROR | MISO_MO-IL | Internal | Summer | B6 | 300 | 1111 | 0 | 48.62 | 49.09 | 2 | 0
2020 | PJM_ROR_2_MISO_MO-IL | PJM_ROR | MISO_MO-IL | Internal | Summer | B7 | 400 | 1111 | 0 | 42.33 | 40.33 | 2 | 0
2020 | PJM_ROR_2_MISO_MO-IL | PJM_ROR | MISO_MO-IL | Internal | Summer | B8 | 500 | 1111 | 0 | 38.01 | 38.18 | 2 | 0
2020 | PJM_ROR_2_MISO_MO-IL | PJM_ROR | MISO_MO-IL | Internal | Summer | B9 | 800 | 1111 | 0 | 36.2 | 36.71 | 2 | 0
2020 | PJM_ROR_2_MISO_MO-IL | PJM_ROR | MISO_MO-IL | Internal | Summer | B10 | 1262 | 1111 | 0 | 34.67 | 35.01 | 2 | 0
2020 | PJM_ROR_2_MISO_MO-IL | PJM_ROR | MISO_MO-IL | Internal | Winter | B16 | 25 | 1111 | 0 | 50.17 | 51.75 | 2 | 0
2020 | PJM_ROR_2_MISO_MO-IL | PJM_ROR | MISO_MO-IL | Internal | Winter | B17 | 100 | 1111 | 0 | 50.17 | 48.2 | 2 | 0
2020 | PJM_ROR_2_MISO_MO-IL | PJM_ROR | MISO_MO-IL | Internal | Winter | B18 | 400 | 1111 | 0 | 44.33 | 42.52 | 2 | 0
2020 | PJM_ROR_2_MISO_MO-IL | PJM_ROR | MISO_MO-IL | Internal | Winter | B19 | 700 | 1111 | 0 | 41.99 | 41.22 | 2 | 0
2020 | PJM_ROR_2_MISO_MO-IL | PJM_ROR | MISO_MO-IL | Internal | Winter | B20 | 935 | 1111 | 0 | 35.84 | 37.04 | 2 | 0
2020 | PJM_ROR_2_MISO_W | PJM_ROR | MISO_W | Internal | Shoulder | B11 | 25 | 709 | 709 | 53.69 | 55.7 | 2 | 0.01
2020 | PJM_ROR_2_MISO_W | PJM_ROR | MISO_W | Internal | Shoulder | B12 | 200 | 709 | 0 | 48.18 | 46.4 | 2 | 0
2020 | PJM_ROR_2_MISO_W | PJM_ROR | MISO_W | Internal | Shoulder | B13 | 600 | 709 | 0 | 42.88 | 41.73 | 2 | 0
2020 | PJM_ROR_2_MISO_W | PJM_ROR | MISO_W | Internal | Shoulder | B14 | 900 | 709 | 0 | 40.17 | 40.65 | 2 | 0
2020 | PJM_ROR_2_MISO_W | PJM_ROR | MISO_W | Internal | Shoulder | B15 | 1203 | 709 | 0 | 37.37 | 37.52 | 2 | 0
2020 | PJM_ROR_2_MISO_W | PJM_ROR | MISO_W | Internal | Summer | B1 | 10 | 709 | 0 | 66.54 | 64.53 | 2 | 0
2020 | PJM_ROR_2_MISO_W | PJM_ROR | MISO_W | Internal | Summer | B2 | 25 | 709 | 0 | 65.36 | 63.38 | 2 | 0
2020 | PJM_ROR_2_MISO_W | PJM_ROR | MISO_W | Internal | Summer | B3 | 75 | 709 | 0 | 61.86 | 63.38 | 2 | 0
2020 | PJM_ROR_2_MISO_W | PJM_ROR | MISO_W | Internal | Summer | B4 | 100 | 709 | 0 | 61.86 | 61.18 | 2 | 0
2020 | PJM_ROR_2_MISO_W | PJM_ROR | MISO_W | Internal | Summer | B5 | 200 | 709 | 292.53 | 56.97 | 58.97 | 2 | 0
2020 | PJM_ROR_2_MISO_W | PJM_ROR | MISO_W | Internal | Summer | B6 | 300 | 709 | 0 | 48.62 | 49.4 | 2 | 0
2020 | PJM_ROR_2_MISO_W | PJM_ROR | MISO_W | Internal | Summer | B7 | 400 | 709 | 0 | 42.33 | 40.34 | 2 | 0
2020 | PJM_ROR_2_MISO_W | PJM_ROR | MISO_W | Internal | Summer | B8 | 500 | 709 | 0 | 38.01 | 38.18 | 2 | 0
2020 | PJM_ROR_2_MISO_W | PJM_ROR | MISO_W | Internal | Summer | B9 | 800 | 709 | 0 | 36.2 | 37.02 | 2 | 0
2020 | PJM_ROR_2_MISO_W | PJM_ROR | MISO_W | Internal | Summer | B10 | 1262 | 709 | 0 | 34.67 | 35.02 | 2 | 0
2020 | PJM_ROR_2_MISO_W | PJM_ROR | MISO_W | Internal | Winter | B16 | 25 | 709 | 0 | 50.17 | 51.74 | 2 | 0
2020 | PJM_ROR_2_MISO_W | PJM_ROR | MISO_W | Internal | Winter | B17 | 100 | 709 | 0 | 50.17 | 48.18 | 2 | 0
2020 | PJM_ROR_2_MISO_W | PJM_ROR | MISO_W | Internal | Winter | B18 | 400 | 709 | 0 | 44.33 | 42.53 | 2 | 0
2020 | PJM_ROR_2_MISO_W | PJM_ROR | MISO_W | Internal | Winter | B19 | 700 | 709 | 0 | 41.99 | 41.27 | 2 | 0
2020 | PJM_ROR_2_MISO_W | PJM_ROR | MISO_W | Internal | Winter | B20 | 935 | 709 | 0 | 35.84 | 37.03 | 2 | 0
2020 | PJM_ROR_2_MISO_WUMS | PJM_ROR | MISO_WUMS | Internal | Shoulder | B11 | 25 | 1467 | 1182.04 | 53.69 | 55.69 | 2 | 0
2020 | PJM_ROR_2_MISO_WUMS | PJM_ROR | MISO_WUMS | Internal | Shoulder | B12 | 200 | 1467 | 0 | 48.18 | 46.41 | 2 | 0
2020 | PJM_ROR_2_MISO_WUMS | PJM_ROR | MISO_WUMS | Internal | Shoulder | B13 | 600 | 1467 | 0 | 42.88 | 41.75 | 2 | 0
2020 | PJM_ROR_2_MISO_WUMS | PJM_ROR | MISO_WUMS | Internal | Shoulder | B14 | 900 | 1467 | 0 | 40.17 | 40.66 | 2 | 0
2020 | PJM_ROR_2_MISO_WUMS | PJM_ROR | MISO_WUMS | Internal | Shoulder | B15 | 1203 | 1467 | 0 | 37.37 | 37.51 | 2 | 0
2020 | PJM_ROR_2_MISO_WUMS | PJM_ROR | MISO_WUMS | Internal | Summer | B1 | 10 | 1467 | 0 | 66.54 | 63.96 | 2 | 0
2020 | PJM_ROR_2_MISO_WUMS | PJM_ROR | MISO_WUMS | Internal | Summer | B2 | 25 | 1467 | 0 | 65.36 | 63.36 | 2 | 0
2020 | PJM_ROR_2_MISO_WUMS | PJM_ROR | MISO_WUMS | Internal | Summer | B3 | 75 | 1467 | 0 | 61.86 | 60.4 | 2 | 0
2020 | PJM_ROR_2_MISO_WUMS | PJM_ROR | MISO_WUMS | Internal | Summer | B4 | 100 | 1467 | 0 | 61.86 | 60.4 | 2 | 0
2020 | PJM_ROR_2_MISO_WUMS | PJM_ROR | MISO_WUMS | Internal | Summer | B5 | 200 | 1467 | 0 | 56.97 | 58.96 | 2 | 0
2020 | PJM_ROR_2_MISO_WUMS | PJM_ROR | MISO_WUMS | Internal | Summer | B6 | 300 | 1467 | 0 | 48.62 | 49.38 | 2 | 0
2020 | PJM_ROR_2_MISO_WUMS | PJM_ROR | MISO_WUMS | Internal | Summer | B7 | 400 | 1467 | 0 | 42.33 | 40.36 | 2 | 0
2020 | PJM_ROR_2_MISO_WUMS | PJM_ROR | MISO_WUMS | Internal | Summer | B8 | 500 | 1467 | 0 | 38.01 | 38.2 | 2 | 0
2020 | PJM_ROR_2_MISO_WUMS | PJM_ROR | MISO_WUMS | Internal | Summer | B9 | 800 | 1467 | 0 | 36.2 | 37.01 | 2 | 0
2020 | PJM_ROR_2_MISO_WUMS | PJM_ROR | MISO_WUMS | Internal | Summer | B10 | 1262 | 1467 | 0 | 34.67 | 35.05 | 2 | 0
2020 | PJM_ROR_2_MISO_WUMS | PJM_ROR | MISO_WUMS | Internal | Winter | B16 | 25 | 1467 | 0 | 50.17 | 51.75 | 2 | 0
2020 | PJM_ROR_2_MISO_WUMS | PJM_ROR | MISO_WUMS | Internal | Winter | B17 | 100 | 1467 | 0 | 50.17 | 48.2 | 2 | 0
2020 | PJM_ROR_2_MISO_WUMS | PJM_ROR | MISO_WUMS | Internal | Winter | B18 | 400 | 1467 | 0 | 44.33 | 42.54 | 2 | 0
2020 | PJM_ROR_2_MISO_WUMS | PJM_ROR | MISO_WUMS | Internal | Winter | B19 | 700 | 1467 | 0 | 41.99 | 41.26 | 2 | 0
2020 | PJM_ROR_2_MISO_WUMS | PJM_ROR | MISO_WUMS | Internal | Winter | B20 | 935 | 1467 | 0 | 35.84 | 37.04 | 2 | 0
2020 | PJM_ROR_2_PJM_ROM | PJM_ROR | PJM_ROM | Internal | Shoulder | B11 | 25 | 8000 | 0 | 53.69 | 53.68 | 0.01 | 0
2020 | PJM_ROR_2_PJM_ROM | PJM_ROR | PJM_ROM | Internal | Shoulder | B12 | 200 | 8000 | 0 | 48.18 | 48.17 | 0.01 | 0
2020 | PJM_ROR_2_PJM_ROM | PJM_ROR | PJM_ROM | Internal | Shoulder | B13 | 600 | 8000 | 0 | 42.88 | 42.87 | 0.01 | 0
2020 | PJM_ROR_2_PJM_ROM | PJM_ROR | PJM_ROM | Internal | Shoulder | B14 | 900 | 8000 | 1320.99 | 40.17 | 40.18 | 0.01 | 0
2020 | PJM_ROR_2_PJM_ROM | PJM_ROR | PJM_ROM | Internal | Shoulder | B15 | 1203 | 8000 | 1530.12 | 37.37 | 37.38 | 0.01 | 0
2020 | PJM_ROR_2_PJM_ROM | PJM_ROR | PJM_ROM | Internal | Summer | B1 | 10 | 8000 | 3477.71 | 66.54 | 66.55 | 0.01 | 0
2020 | PJM_ROR_2_PJM_ROM | PJM_ROR | PJM_ROM | Internal | Summer | B2 | 25 | 8000 | 1710.46 | 65.36 | 65.37 | 0.01 | 0
2020 | PJM_ROR_2_PJM_ROM | PJM_ROR | PJM_ROM | Internal | Summer | B3 | 75 | 8000 | 0 | 61.86 | 61.85 | 0.01 | 0
2020 | PJM_ROR_2_PJM_ROM | PJM_ROR | PJM_ROM | Internal | Summer | B4 | 100 | 8000 | 0 | 61.86 | 61.85 | 0.01 | 0
2020 | PJM_ROR_2_PJM_ROM | PJM_ROR | PJM_ROM | Internal | Summer | B5 | 200 | 8000 | 0 | 56.97 | 56.96 | 0.01 | 0
2020 | PJM_ROR_2_PJM_ROM | PJM_ROR | PJM_ROM | Internal | Summer | B6 | 300 | 8000 | 0 | 48.62 | 48.62 | 0.01 | 0
2020 | PJM_ROR_2_PJM_ROM | PJM_ROR | PJM_ROM | Internal | Summer | B7 | 400 | 8000 | 0 | 42.33 | 42.32 | 0.01 | 0
2020 | PJM_ROR_2_PJM_ROM | PJM_ROR | PJM_ROM | Internal | Summer | B8 | 500 | 8000 | 1987.94 | 38.01 | 38.02 | 0.01 | 0
2020 | PJM_ROR_2_PJM_ROM | PJM_ROR | PJM_ROM | Internal | Summer | B9 | 800 | 8000 | 5860.27 | 36.2 | 36.21 | 0.01 | 0
2020 | PJM_ROR_2_PJM_ROM | PJM_ROR | PJM_ROM | Internal | Summer | B10 | 1262 | 8000 | 6233.78 | 34.67 | 34.68 | 0.01 | 0
2020 | PJM_ROR_2_PJM_ROM | PJM_ROR | PJM_ROM | Internal | Winter | B16 | 25 | 8000 | 739.06 | 50.17 | 50.19 | 0.01 | 0
2020 | PJM_ROR_2_PJM_ROM | PJM_ROR | PJM_ROM | Internal | Winter | B17 | 100 | 8000 | 874.46 | 50.17 | 50.18 | 0.01 | 0
2020 | PJM_ROR_2_PJM_ROM | PJM_ROR | PJM_ROM | Internal | Winter | B18 | 400 | 8000 | 5970.78 | 44.33 | 44.34 | 0.01 | 0
2020 | PJM_ROR_2_PJM_ROM | PJM_ROR | PJM_ROM | Internal | Winter | B19 | 700 | 8000 | 6252.74 | 41.99 | 42 | 0.01 | 0
2020 | PJM_ROR_2_PJM_ROM | PJM_ROR | PJM_ROM | Internal | Winter | B20 | 935 | 8000 | 7033.22 | 35.84 | 35.86 | 0.01 | 0
2020 | PJM_ROR_2_TVA_Transmission | PJM_ROR | TVA_Transmission | Internal | Shoulder | B11 | 25 | 2500 | 0 | 53.69 | 59.22 | 6 | 0
2020 | PJM_ROR_2_TVA_Transmission | PJM_ROR | TVA_Transmission | Internal | Shoulder | B12 | 200 | 2500 | 0 | 48.18 | 48.35 | 6 | 0
2020 | PJM_ROR_2_TVA_Transmission | PJM_ROR | TVA_Transmission | Internal | Shoulder | B13 | 600 | 2500 | 0 | 42.88 | 45.1 | 6 | 0
2020 | PJM_ROR_2_TVA_Transmission | PJM_ROR | TVA_Transmission | Internal | Shoulder | B14 | 900 | 2500 | 0 | 40.17 | 43.78 | 6 | 0
2020 | PJM_ROR_2_TVA_Transmission | PJM_ROR | TVA_Transmission | Internal | Shoulder | B15 | 1203 | 2500 | 0 | 37.37 | 40.85 | 6 | 0
2020 | PJM_ROR_2_TVA_Transmission | PJM_ROR | TVA_Transmission | Internal | Summer | B1 | 10 | 2500 | 2111.97 | 66.54 | 72.54 | 6 | 0
2020 | PJM_ROR_2_TVA_Transmission | PJM_ROR | TVA_Transmission | Internal | Summer | B2 | 25 | 2500 | 1922.24 | 65.36 | 71.36 | 6 | 0
2020 | PJM_ROR_2_TVA_Transmission | PJM_ROR | TVA_Transmission | Internal | Summer | B3 | 75 | 2500 | 1263.63 | 61.86 | 67.86 | 6 | 0
2020 | PJM_ROR_2_TVA_Transmission | PJM_ROR | TVA_Transmission | Internal | Summer | B4 | 100 | 2500 | 525.8 | 61.86 | 67.86 | 6 | 0
2020 | PJM_ROR_2_TVA_Transmission | PJM_ROR | TVA_Transmission | Internal | Summer | B5 | 200 | 2500 | 0 | 56.97 | 62.45 | 6 | 0
2020 | PJM_ROR_2_TVA_Transmission | PJM_ROR | TVA_Transmission | Internal | Summer | B6 | 300 | 2500 | 0 | 48.62 | 54.61 | 6 | 0
2020 | PJM_ROR_2_TVA_Transmission | PJM_ROR | TVA_Transmission | Internal | Summer | B7 | 400 | 2500 | 0 | 42.33 | 47.66 | 6 | 0
2020 | PJM_ROR_2_TVA_Transmission | PJM_ROR | TVA_Transmission | Internal | Summer | B8 | 500 | 2500 | 0 | 38.01 | 42.31 | 6 | 0
2020 | PJM_ROR_2_TVA_Transmission | PJM_ROR | TVA_Transmission | Internal | Summer | B9 | 800 | 2500 | 0 | 36.2 | 40.22 | 6 | 0
2020 | PJM_ROR_2_TVA_Transmission | PJM_ROR | TVA_Transmission | Internal | Summer | B10 | 1262 | 2500 | 0 | 34.67 | 38.18 | 6 | 0
2020 | PJM_ROR_2_TVA_Transmission | PJM_ROR | TVA_Transmission | Internal | Winter | B16 | 25 | 2500 | 900 | 50.17 | 56.17 | 6 | 0
2020 | PJM_ROR_2_TVA_Transmission | PJM_ROR | TVA_Transmission | Internal | Winter | B17 | 100 | 2500 | 0 | 50.17 | 50.65 | 6 | 0
2020 | PJM_ROR_2_TVA_Transmission | PJM_ROR | TVA_Transmission | Internal | Winter | B18 | 400 | 2500 | 0 | 44.33 | 46.09 | 6 | 0
2020 | PJM_ROR_2_TVA_Transmission | PJM_ROR | TVA_Transmission | Internal | Winter | B19 | 700 | 2500 | 0 | 41.99 | 44.21 | 6 | 0
2020 | PJM_ROR_2_TVA_Transmission | PJM_ROR | TVA_Transmission | Internal | Winter | B20 | 935 | 2500 | 0 | 35.84 | 41.13 | 6 | 0
2020 | PJM_ROR_2_VACAR | PJM_ROR | VACAR | Internal | Shoulder | B11 | 25 | 3000 | 3000 | 53.69 | 60.66 | 6 | 0.97
2020 | PJM_ROR_2_VACAR | PJM_ROR | VACAR | Internal | Shoulder | B12 | 200 | 3000 | 238.67 | 48.18 | 54.18 | 6 | 0
2020 | PJM_ROR_2_VACAR | PJM_ROR | VACAR | Internal | Shoulder | B13 | 600 | 3000 | 0 | 42.88 | 47.61 | 6 | 0
2020 | PJM_ROR_2_VACAR | PJM_ROR | VACAR | Internal | Shoulder | B14 | 900 | 3000 | 156.14 | 40.17 | 46.17 | 6 | 0
2020 | PJM_ROR_2_VACAR | PJM_ROR | VACAR | Internal | Shoulder | B15 | 1203 | 3000 | 0 | 37.37 | 42.39 | 6 | 0
2020 | PJM_ROR_2_VACAR | PJM_ROR | VACAR | Internal | Summer | B1 | 10 | 3000 | 3000 | 66.54 | 73.8 | 6 | 1.27
2020 | PJM_ROR_2_VACAR | PJM_ROR | VACAR | Internal | Summer | B2 | 25 | 3000 | 3000 | 65.36 | 73.8 | 6 | 2.45
2020 | PJM_ROR_2_VACAR | PJM_ROR | VACAR | Internal | Summer | B3 | 75 | 3000 | 3000 | 61.86 | 73.8 | 6 | 5.94
2020 | PJM_ROR_2_VACAR | PJM_ROR | VACAR | Internal | Summer | B4 | 100 | 3000 | 3000 | 61.86 | 72.49 | 6 | 4.62
2020 | PJM_ROR_2_VACAR | PJM_ROR | VACAR | Internal | Summer | B5 | 200 | 3000 | 3000 | 56.97 | 63.36 | 6 | 0.39
2020 | PJM_ROR_2_VACAR | PJM_ROR | VACAR | Internal | Summer | B6 | 300 | 3000 | 3000 | 48.62 | 56.6 | 6 | 1.98
2020 | PJM_ROR_2_VACAR | PJM_ROR | VACAR | Internal | Summer | B7 | 400 | 3000 | 3000 | 42.33 | 49.06 | 6 | 0.73
2020 | PJM_ROR_2_VACAR | PJM_ROR | VACAR | Internal | Summer | B8 | 500 | 3000 | 3000 | 38.01 | 44.05 | 6 | 0.05
2020 | PJM_ROR_2_VACAR | PJM_ROR | VACAR | Internal | Summer | B9 | 800 | 3000 | 1139.52 | 36.2 | 42.2 | 6 | 0
2020 | PJM_ROR_2_VACAR | PJM_ROR | VACAR | Internal | Summer | B10 | 1262 | 3000 | 3000 | 34.67 | 40.67 | 6 | 0
2020 | PJM_ROR_2_VACAR | PJM_ROR | VACAR | Internal | Winter | B16 | 25 | 3000 | 3000 | 50.17 | 74.75 | 6 | 18.58
2020 | PJM_ROR_2_VACAR | PJM_ROR | VACAR | Internal | Winter | B17 | 100 | 3000 | 2299.59 | 50.17 | 56.17 | 6 | 0
2020 | PJM_ROR_2_VACAR | PJM_ROR | VACAR | Internal | Winter | B18 | 400 | 3000 | 0 | 44.33 | 48.65 | 6 | 0
2020 | PJM_ROR_2_VACAR | PJM_ROR | VACAR | Internal | Winter | B19 | 700 | 3000 | 0 | 41.99 | 46.27 | 6 | 0
2020 | PJM_ROR_2_VACAR | PJM_ROR | VACAR | Internal | Winter | B20 | 935 | 3000 | 1904.68 | 35.84 | 41.84 | 6 | 0
2020 | PJM_ROM_2_NYISO_A-F | PJM_ROM | NYISO_A-F | Internal | Shoulder | B11 | 25 | 2000 | 0 | 53.68 | 39.87 | 6 | 0
2020 | PJM_ROM_2_NYISO_A-F | PJM_ROM | NYISO_A-F | Internal | Shoulder | B12 | 200 | 2000 | 0 | 48.17 | 39.87 | 6 | 0
2020 | PJM_ROM_2_NYISO_A-F | PJM_ROM | NYISO_A-F | Internal | Shoulder | B13 | 600 | 2000 | 0 | 42.87 | 39.23 | 6 | 0
2020 | PJM_ROM_2_NYISO_A-F | PJM_ROM | NYISO_A-F | Internal | Shoulder | B14 | 900 | 2000 | 0 | 40.18 | 37.64 | 6 | 0
2020 | PJM_ROM_2_NYISO_A-F | PJM_ROM | NYISO_A-F | Internal | Shoulder | B15 | 1203 | 2000 | 0 | 37.38 | 37.64 | 6 | 0
2020 | PJM_ROM_2_NYISO_A-F | PJM_ROM | NYISO_A-F | Internal | Summer | B1 | 10 | 2000 | 0 | 66.55 | 51.52 | 6 | 0
2020 | PJM_ROM_2_NYISO_A-F | PJM_ROM | NYISO_A-F | Internal | Summer | B2 | 25 | 2000 | 0 | 65.37 | 51.52 | 6 | 0
2020 | PJM_ROM_2_NYISO_A-F | PJM_ROM | NYISO_A-F | Internal | Summer | B3 | 75 | 2000 | 0 | 61.85 | 46.92 | 6 | 0
2020 | PJM_ROM_2_NYISO_A-F | PJM_ROM | NYISO_A-F | Internal | Summer | B4 | 100 | 2000 | 0 | 61.85 | 42.32 | 6 | 0
2020 | PJM_ROM_2_NYISO_A-F | PJM_ROM | NYISO_A-F | Internal | Summer | B5 | 200 | 2000 | 0 | 56.96 | 42.32 | 6 | 0
2020 | PJM_ROM_2_NYISO_A-F | PJM_ROM | NYISO_A-F | Internal | Summer | B6 | 300 | 2000 | 0 | 48.62 | 40.62 | 6 | 0
2020 | PJM_ROM_2_NYISO_A-F | PJM_ROM | NYISO_A-F | Internal | Summer | B7 | 400 | 2000 | 0 | 42.32 | 37.61 | 6 | 0
2020 | PJM_ROM_2_NYISO_A-F | PJM_ROM | NYISO_A-F | Internal | Summer | B8 | 500 | 2000 | 0 | 38.02 | 37.59 | 6 | 0
2020 | PJM_ROM_2_NYISO_A-F | PJM_ROM | NYISO_A-F | Internal | Summer | B9 | 800 | 2000 | 0 | 36.21 | 36.86 | 6 | 0
2020 | PJM_ROM_2_NYISO_A-F | PJM_ROM | NYISO_A-F | Internal | Summer | B10 | 1262 | 2000 | 0 | 34.68 | 36.86 | 6 | 0
2020 | PJM_ROM_2_NYISO_A-F | PJM_ROM | NYISO_A-F | Internal | Winter | B16 | 25 | 2000 | 0 | 50.19 | 42.26 | 6 | 0
2020 | PJM_ROM_2_NYISO_A-F | PJM_ROM | NYISO_A-F | Internal | Winter | B17 | 100 | 2000 | 0 | 50.18 | 42.26 | 6 | 0
2020 | PJM_ROM_2_NYISO_A-F | PJM_ROM | NYISO_A-F | Internal | Winter | B18 | 400 | 2000 | 0 | 44.34 | 42.26 | 6 | 0
2020 | PJM_ROM_2_NYISO_A-F | PJM_ROM | NYISO_A-F | Internal | Winter | B19 | 700 | 2000 | 0 | 42 | 41.86 | 6 | 0
2020 | PJM_ROM_2_NYISO_A-F | PJM_ROM | NYISO_A-F | Internal | Winter | B20 | 935 | 2000 | 467.25 | 35.86 | 41.86 | 6 | 0
2020 | PJM_ROM_2_PJM_E | PJM_ROM | PJM_E | Internal | Shoulder | B11 | 25 | 8000 | 0 | 53.68 | 53.67 | 0.01 | 0
2020 | PJM_ROM_2_PJM_E | PJM_ROM | PJM_E | Internal | Shoulder | B12 | 200 | 8000 | 0 | 48.17 | 48.15 | 0.01 | 0
2020 | PJM_ROM_2_PJM_E | PJM_ROM | PJM_E | Internal | Shoulder | B13 | 600 | 8000 | 0 | 42.87 | 42.86 | 0.01 | 0
2020 | PJM_ROM_2_PJM_E | PJM_ROM | PJM_E | Internal | Shoulder | B14 | 900 | 8000 | 0 | 40.18 | 40.17 | 0.01 | 0
2020 | PJM_ROM_2_PJM_E | PJM_ROM | PJM_E | Internal | Shoulder | B15 | 1203 | 8000 | 77.3 | 37.38 | 37.39 | 0.01 | 0
2020 | PJM_ROM_2_PJM_E | PJM_ROM | PJM_E | Internal | Summer | B1 | 10 | 8000 | 3460.53 | 66.55 | 66.56 | 0.01 | 0
2020 | PJM_ROM_2_PJM_E | PJM_ROM | PJM_E | Internal | Summer | B2 | 25 | 8000 | 2199.8 | 65.37 | 65.38 | 0.01 | 0
2020 | PJM_ROM_2_PJM_E | PJM_ROM | PJM_E | Internal | Summer | B3 | 75 | 8000 | 0 | 61.85 | 61.84 | 0.01 | 0
2020 | PJM_ROM_2_PJM_E | PJM_ROM | PJM_E | Internal | Summer | B4 | 100 | 8000 | 0 | 61.85 | 61.84 | 0.01 | 0
2020 | PJM_ROM_2_PJM_E | PJM_ROM | PJM_E | Internal | Summer | B5 | 200 | 8000 | 0 | 56.96 | 56.95 | 0.01 | 0
2020 | PJM_ROM_2_PJM_E | PJM_ROM | PJM_E | Internal | Summer | B6 | 300 | 8000 | 0 | 48.62 | 48.6 | 0.01 | 0
2020 | PJM_ROM_2_PJM_E | PJM_ROM | PJM_E | Internal | Summer | B7 | 400 | 8000 | 0 | 42.32 | 42.31 | 0.01 | 0
2020 | PJM_ROM_2_PJM_E | PJM_ROM | PJM_E | Internal | Summer | B8 | 500 | 8000 | 0 | 38.02 | 38.01 | 0.01 | 0
2020 | PJM_ROM_2_PJM_E | PJM_ROM | PJM_E | Internal | Summer | B9 | 800 | 8000 | 1864.65 | 36.21 | 36.22 | 0.01 | 0
2020 | PJM_ROM_2_PJM_E | PJM_ROM | PJM_E | Internal | Summer | B10 | 1262 | 8000 | 3327.87 | 34.68 | 34.69 | 0.01 | 0
2020 | PJM_ROM_2_PJM_E | PJM_ROM | PJM_E | Internal | Winter | B16 | 25 | 8000 | 474.26 | 50.19 | 50.2 | 0.01 | 0
2020 | PJM_ROM_2_PJM_E | PJM_ROM | PJM_E | Internal | Winter | B17 | 100 | 8000 | 0 | 50.18 | 50.17 | 0.01 | 0
2020 | PJM_ROM_2_PJM_E | PJM_ROM | PJM_E | Internal | Winter | B18 | 400 | 8000 | 3859.93 | 44.34 | 44.36 | 0.01 | 0
2020 | PJM_ROM_2_PJM_E | PJM_ROM | PJM_E | Internal | Winter | B19 | 700 | 8000 | 4206.61 | 42 | 42.02 | 0.01 | 0
2020 | PJM_ROM_2_PJM_E | PJM_ROM | PJM_E | Internal | Winter | B20 | 935 | 8000 | 3916.18 | 35.86 | 35.87 | 0.01 | 0
2020 | PJM_ROM_2_PJM_ROR | PJM_ROM | PJM_ROR | Internal | Shoulder | B11 | 25 | 8000 | 4230.51 | 53.68 | 53.69 | 0.01 | 0
2020 | PJM_ROM_2_PJM_ROR | PJM_ROM | PJM_ROR | Internal | Shoulder | B12 | 200 | 8000 | 2497.15 | 48.17 | 48.18 | 0.01 | 0
2020 | PJM_ROM_2_PJM_ROR | PJM_ROM | PJM_ROR | Internal | Shoulder | B13 | 600 | 8000 | 873.61 | 42.87 | 42.88 | 0.01 | 0
2020 | PJM_ROM_2_PJM_ROR | PJM_ROM | PJM_ROR | Internal | Shoulder | B14 | 900 | 8000 | 0 | 40.18 | 40.17 | 0.01 | 0
2020 | PJM_ROM_2_PJM_ROR | PJM_ROM | PJM_ROR | Internal | Shoulder | B15 | 1203 | 8000 | 0 | 37.38 | 37.37 | 0.01 | 0
2020 | PJM_ROM_2_PJM_ROR | PJM_ROM | PJM_ROR | Internal | Summer | B1 | 10 | 8000 | 0 | 66.55 | 66.54 | 0.01 | 0
2020 | PJM_ROM_2_PJM_ROR | PJM_ROM | PJM_ROR | Internal | Summer | B2 | 25 | 8000 | 0 | 65.37 | 65.36 | 0.01 | 0
2020 | PJM_ROM_2_PJM_ROR | PJM_ROM | PJM_ROR | Internal | Summer | B3 | 75 | 8000 | 1233.41 | 61.85 | 61.86 | 0.01 | 0
2020 | PJM_ROM_2_PJM_ROR | PJM_ROM | PJM_ROR | Internal | Summer | B4 | 100 | 8000 | 4108.06 | 61.85 | 61.86 | 0.01 | 0
2020 | PJM_ROM_2_PJM_ROR | PJM_ROM | PJM_ROR | Internal | Summer | B5 | 200 | 8000 | 2526.24 | 56.96 | 56.97 | 0.01 | 0
2020 | PJM_ROM_2_PJM_ROR | PJM_ROM | PJM_ROR | Internal | Summer | B6 | 300 | 8000 | 0 | 48.62 | 48.62 | 0.01 | 0
2020 | PJM_ROM_2_PJM_ROR | PJM_ROM | PJM_ROR | Internal | Summer | B7 | 400 | 8000 | 484.4 | 42.32 | 42.33 | 0.01 | 0
2020 | PJM_ROM_2_PJM_ROR | PJM_ROM | PJM_ROR | Internal | Summer | B8 | 500 | 8000 | 0 | 38.02 | 38.01 | 0.01 | 0
2020 | PJM_ROM_2_PJM_ROR | PJM_ROM | PJM_ROR | Internal | Summer | B9 | 800 | 8000 | 0 | 36.21 | 36.2 | 0.01 | 0
2020 | PJM_ROM_2_PJM_ROR | PJM_ROM | PJM_ROR | Internal | Summer | B10 | 1262 | 8000 | 0 | 34.68 | 34.67 | 0.01 | 0
2020 | PJM_ROM_2_PJM_ROR | PJM_ROM | PJM_ROR | Internal | Winter | B16 | 25 | 8000 | 0 | 50.19 | 50.17 | 0.01 | 0
2020 | PJM_ROM_2_PJM_ROR | PJM_ROM | PJM_ROR | Internal | Winter | B17 | 100 | 8000 | 0 | 50.18 | 50.17 | 0.01 | 0
2020 | PJM_ROM_2_PJM_ROR | PJM_ROM | PJM_ROR | Internal | Winter | B18 | 400 | 8000 | 0 | 44.34 | 44.33 | 0.01 | 0
2020 | PJM_ROM_2_PJM_ROR | PJM_ROM | PJM_ROR | Internal | Winter | B19 | 700 | 8000 | 0 | 42 | 41.99 | 0.01 | 0
2020 | PJM_ROM_2_PJM_ROR | PJM_ROM | PJM_ROR | Internal | Winter | B20 | 935 | 8000 | 0 | 35.86 | 35.84 | 0.01 | 0
2020 | SOCO_2_FRCC | SOCO | FRCC | Internal | Shoulder | B11 | 25 | 3700 | 2350.59 | 67.66 | 77.66 | 10 | 0
2020 | SOCO_2_FRCC | SOCO | FRCC | Internal | Shoulder | B12 | 200 | 3700 | 2124.18 | 44.18 | 54.18 | 10 | 0
2020 | SOCO_2_FRCC | SOCO | FRCC | Internal | Shoulder | B13 | 600 | 3700 | 0 | 42.57 | 50.43 | 10 | 0
2020 | SOCO_2_FRCC | SOCO | FRCC | Internal | Shoulder | B14 | 900 | 3700 | 0 | 42.57 | 49.53 | 10 | 0
2020 | SOCO_2_FRCC | SOCO | FRCC | Internal | Shoulder | B15 | 1203 | 3700 | 0 | 42.57 | 47.5 | 10 | 0
2020 | SOCO_2_FRCC | SOCO | FRCC | Internal | Summer | B1 | 10 | 3700 | 248.92 | 71.71 | 81.71 | 10 | 0
2020 | SOCO_2_FRCC | SOCO | FRCC | Internal | Summer | B2 | 25 | 3700 | 0 | 70.36 | 77.75 | 10 | 0
2020 | SOCO_2_FRCC | SOCO | FRCC | Internal | Summer | B3 | 75 | 3700 | 0 | 70.36 | 77.75 | 10 | 0
2020 | SOCO_2_FRCC | SOCO | FRCC | Internal | Summer | B4 | 100 | 3700 | 0 | 70.36 | 77.75 | 10 | 0
2020 | SOCO_2_FRCC | SOCO | FRCC | Internal | Summer | B5 | 200 | 3700 | 0 | 70.36 | 77.75 | 10 | 0
2020 | SOCO_2_FRCC | SOCO | FRCC | Internal | Summer | B6 | 300 | 3700 | 507.88 | 63.6 | 73.6 | 10 | 0
2020 | SOCO_2_FRCC | SOCO | FRCC | Internal | Summer | B7 | 400 | 3700 | 1713.68 | 56.06 | 66.06 | 10 | 0
2020 | SOCO_2_FRCC | SOCO | FRCC | Internal | Summer | B8 | 500 | 3700 | 1098.57 | 44.07 | 54.07 | 10 | 0
2020 | SOCO_2_FRCC | SOCO | FRCC | Internal | Summer | B9 | 800 | 3700 | 0 | 41.3 | 48.76 | 10 | 0
2020 | SOCO_2_FRCC | SOCO | FRCC | Internal | Summer | B10 | 1262 | 3700 | 0 | 41.3 | 46.76 | 10 | 0
2020 | SOCO_2_FRCC | SOCO | FRCC | Internal | Winter | B16 | 25 | 3700 | 1389.61 | 64.75 | 74.75 | 10 | 0
2020 | SOCO_2_FRCC | SOCO | FRCC | Internal | Winter | B17 | 100 | 3700 | 1101.34 | 46.79 | 56.79 | 10 | 0
2020 | SOCO_2_FRCC | SOCO | FRCC | Internal | Winter | B18 | 400 | 3700 | 0 | 45.18 | 51.86 | 10 | 0
2020 | SOCO_2_FRCC | SOCO | FRCC | Internal | Winter | B19 | 700 | 3700 | 0 | 45.18 | 51.86 | 10 | 0
2020 | SOCO_2_FRCC | SOCO | FRCC | Internal | Winter | B20 | 935 | 3700 | 0 | 44.59 | 49.73 | 10 | 0
2020 | SOCO_2_VACAR | SOCO | VACAR | Internal | Shoulder | B11 | 25 | 2000 | 0 | 67.66 | 60.66 | 10 | 0
2020 | SOCO_2_VACAR | SOCO | VACAR | Internal | Shoulder | B12 | 200 | 2000 | 549.97 | 44.18 | 54.18 | 10 | 0
2020 | SOCO_2_VACAR | SOCO | VACAR | Internal | Shoulder | B13 | 600 | 2000 | 0 | 42.57 | 47.61 | 10 | 0
2020 | SOCO_2_VACAR | SOCO | VACAR | Internal | Shoulder | B14 | 900 | 2000 | 0 | 42.57 | 46.17 | 10 | 0
2020 | SOCO_2_VACAR | SOCO | VACAR | Internal | Shoulder | B15 | 1203 | 2000 | 0 | 42.57 | 42.39 | 10 | 0
2020 | SOCO_2_VACAR | SOCO | VACAR | Internal | Summer | B1 | 10 | 2000 | 0 | 71.71 | 73.8 | 10 | 0
2020 | SOCO_2_VACAR | SOCO | VACAR | Internal | Summer | B2 | 25 | 2000 | 0 | 70.36 | 73.8 | 10 | 0
2020 | SOCO_2_VACAR | SOCO | VACAR | Internal | Summer | B3 | 75 | 2000 | 0 | 70.36 | 73.8 | 10 | 0
2020 | SOCO_2_VACAR | SOCO | VACAR | Internal | Summer | B4 | 100 | 2000 | 0 | 70.36 | 72.49 | 10 | 0
2020 | SOCO_2_VACAR | SOCO | VACAR | Internal | Summer | B5 | 200 | 2000 | 0 | 70.36 | 63.36 | 10 | 0
2020 | SOCO_2_VACAR | SOCO | VACAR | Internal | Summer | B6 | 300 | 2000 | 0 | 63.6 | 56.6 | 10 | 0
2020 | SOCO_2_VACAR | SOCO | VACAR | Internal | Summer | B7 | 400 | 2000 | 0 | 56.06 | 49.06 | 10 | 0
2020 | SOCO_2_VACAR | SOCO | VACAR | Internal | Summer | B8 | 500 | 2000 | 0 | 44.07 | 44.05 | 10 | 0
2020 | SOCO_2_VACAR | SOCO | VACAR | Internal | Summer | B9 | 800 | 2000 | 0 | 41.3 | 42.2 | 10 | 0
2020 | SOCO_2_VACAR | SOCO | VACAR | Internal | Summer | B10 | 1262 | 2000 | 0 | 41.3 | 40.67 | 10 | 0
2020 | SOCO_2_VACAR | SOCO | VACAR | Internal | Winter | B16 | 25 | 2000 | 400.46 | 64.75 | 74.75 | 10 | 0
2020 | SOCO_2_VACAR | SOCO | VACAR | Internal | Winter | B17 | 100 | 2000 | 0 | 46.79 | 56.17 | 10 | 0
2020 | SOCO_2_VACAR | SOCO | VACAR | Internal | Winter | B18 | 400 | 2000 | 0 | 45.18 | 48.65 | 10 | 0
2020 | SOCO_2_VACAR | SOCO | VACAR | Internal | Winter | B19 | 700 | 2000 | 0 | 45.18 | 46.27 | 10 | 0
2020 | SOCO_2_VACAR | SOCO | VACAR | Internal | Winter | B20 | 935 | 2000 | 0 | 44.59 | 41.84 | 10 | 0
2020 | SPP_N_2_ENT | SPP_N | ENT | Internal | Shoulder | B11 | 25 | 1800 | 0 | 62.7 | 59.7 | 5 | 0
2020 | SPP_N_2_ENT | SPP_N | ENT | Internal | Shoulder | B12 | 200 | 1800 | 0 | 45.18 | 42.38 | 5 | 0
2020 | SPP_N_2_ENT | SPP_N | ENT | Internal | Shoulder | B13 | 600 | 1800 | 0 | 41.75 | 42.38 | 5 | 0
2020 | SPP_N_2_ENT | SPP_N | ENT | Internal | Shoulder | B14 | 900 | 1800 | 0 | 40.64 | 42.38 | 5 | 0
2020 | SPP_N_2_ENT | SPP_N | ENT | Internal | Shoulder | B15 | 1203 | 1800 | 0 | 40.53 | 42.07 | 5 | 0
2020 | SPP_N_2_ENT | SPP_N | ENT | Internal | Summer | B1 | 10 | 1800 | 0 | 66.76 | 64.54 | 5 | 0
2020 | SPP_N_2_ENT | SPP_N | ENT | Internal | Summer | B2 | 25 | 1800 | 0 | 66.76 | 63.36 | 5 | 0
2020 | SPP_N_2_ENT | SPP_N | ENT | Internal | Summer | B3 | 75 | 1800 | 0 | 66.76 | 62.36 | 5 | 0
2020 | SPP_N_2_ENT | SPP_N | ENT | Internal | Summer | B4 | 100 | 1800 | 0 | 65.34 | 62.36 | 5 | 0
2020 | SPP_N_2_ENT | SPP_N | ENT | Internal | Summer | B5 | 200 | 1800 | 0 | 61.57 | 59.66 | 5 | 0
2020 | SPP_N_2_ENT | SPP_N | ENT | Internal | Summer | B6 | 300 | 1800 | 0 | 56.4 | 55.86 | 5 | 0
2020 | SPP_N_2_ENT | SPP_N | ENT | Internal | Summer | B7 | 400 | 1800 | 0 | 47.34 | 48.06 | 5 | 0
2020 | SPP_N_2_ENT | SPP_N | ENT | Internal | Summer | B8 | 500 | 1800 | 0 | 40.98 | 41 | 5 | 0
2020 | SPP_N_2_ENT | SPP_N | ENT | Internal | Summer | B9 | 800 | 1800 | 0 | 39.65 | 41 | 5 | 0
2020 | SPP_N_2_ENT | SPP_N | ENT | Internal | Summer | B10 | 1262 | 1800 | 0 | 39.12 | 40.71 | 5 | 0
2020 | SPP_N_2_ENT | SPP_N | ENT | Internal | Winter | B16 | 25 | 1800 | 1059.86 | 51.45 | 56.45 | 5 | 0
2020 | SPP_N_2_ENT | SPP_N | ENT | Internal | Winter | B17 | 100 | 1800 | 0 | 43.38 | 45.1 | 5 | 0
2020 | SPP_N_2_ENT | SPP_N | ENT | Internal | Winter | B18 | 400 | 1800 | 0 | 43.28 | 45.1 | 5 | 0
2020 | SPP_N_2_ENT | SPP_N | ENT | Internal | Winter | B19 | 700 | 1800 | 0 | 43.28 | 44.77 | 5 | 0
2020 | SPP_N_2_ENT | SPP_N | ENT | Internal | Winter | B20 | 935 | 1800 | 0 | 38.8 | 43.65 | 5 | 0
2020 | SPP_N_2_MISO_MO-IL | SPP_N | MISO_MO-IL | Internal | Shoulder | B11 | 25 | 2000 | 0 | 62.7 | 55.7 | 5 | 0
2020 | SPP_N_2_MISO_MO-IL | SPP_N | MISO_MO-IL | Internal | Shoulder | B12 | 200 | 2000 | 0 | 45.18 | 46.4 | 5 | 0
2020 | SPP_N_2_MISO_MO-IL | SPP_N | MISO_MO-IL | Internal | Shoulder | B13 | 600 | 2000 | 0 | 41.75 | 41.72 | 5 | 0
2020 | SPP_N_2_MISO_MO-IL | SPP_N | MISO_MO-IL | Internal | Shoulder | B14 | 900 | 2000 | 0 | 40.64 | 40.63 | 5 | 0
2020 | SPP_N_2_MISO_MO-IL | SPP_N | MISO_MO-IL | Internal | Shoulder | B15 | 1203 | 2000 | 0 | 40.53 | 37.51 | 5 | 0
2020 | SPP_N_2_MISO_MO-IL | SPP_N | MISO_MO-IL | Internal | Summer | B1 | 10 | 2000 | 0 | 66.76 | 64.54 | 5 | 0
2020 | SPP_N_2_MISO_MO-IL | SPP_N | MISO_MO-IL | Internal | Summer | B2 | 25 | 2000 | 0 | 66.76 | 63.37 | 5 | 0
2020 | SPP_N_2_MISO_MO-IL | SPP_N | MISO_MO-IL | Internal | Summer | B3 | 75 | 2000 | 0 | 66.76 | 61.99 | 5 | 0
2020 | SPP_N_2_MISO_MO-IL | SPP_N | MISO_MO-IL | Internal | Summer | B4 | 100 | 2000 | 0 | 65.34 | 61.17 | 5 | 0
2020 | SPP_N_2_MISO_MO-IL | SPP_N | MISO_MO-IL | Internal | Summer | B5 | 200 | 2000 | 0 | 61.57 | 58.96 | 5 | 0
2020 | SPP_N_2_MISO_MO-IL | SPP_N | MISO_MO-IL | Internal | Summer | B6 | 300 | 2000 | 0 | 56.4 | 49.09 | 5 | 0
2020 | SPP_N_2_MISO_MO-IL | SPP_N | MISO_MO-IL | Internal | Summer | B7 | 400 | 2000 | 0 | 47.34 | 40.33 | 5 | 0
2020 | SPP_N_2_MISO_MO-IL | SPP_N | MISO_MO-IL | Internal | Summer | B8 | 500 | 2000 | 0 | 40.98 | 38.18 | 5 | 0
2020 | SPP_N_2_MISO_MO-IL | SPP_N | MISO_MO-IL | Internal | Summer | B9 | 800 | 2000 | 0 | 39.65 | 36.71 | 5 | 0
2020 | SPP_N_2_MISO_MO-IL | SPP_N | MISO_MO-IL | Internal | Summer | B10 | 1262 | 2000 | 0 | 39.12 | 35.01 | 5 | 0
2020 | SPP_N_2_MISO_MO-IL | SPP_N | MISO_MO-IL | Internal | Winter | B16 | 25 | 2000 | 0 | 51.45 | 51.75 | 5 | 0
2020 | SPP_N_2_MISO_MO-IL | SPP_N | MISO_MO-IL | Internal | Winter | B17 | 100 | 2000 | 0 | 43.38 | 48.2 | 5 | 0
2020 | SPP_N_2_MISO_MO-IL | SPP_N | MISO_MO-IL | Internal | Winter | B18 | 400 | 2000 | 0 | 43.28 | 42.52 | 5 | 0
2020 | SPP_N_2_MISO_MO-IL | SPP_N | MISO_MO-IL | Internal | Winter | B19 | 700 | 2000 | 0 | 43.28 | 41.22 | 5 | 0
2020 | SPP_N_2_MISO_MO-IL | SPP_N | MISO_MO-IL | Internal | Winter | B20 | 935 | 2000 | 0 | 38.8 | 37.04 | 5 | 0
2020 | SPP_N_2_MISO_W | SPP_N | MISO_W | Internal | Shoulder | B11 | 25 | 750 | 0 | 62.7 | 55.7 | 5 | 0
2020 | SPP_N_2_MISO_W | SPP_N | MISO_W | Internal | Shoulder | B12 | 200 | 750 | 0 | 45.18 | 46.4 | 5 | 0
2020 | SPP_N_2_MISO_W | SPP_N | MISO_W | Internal | Shoulder | B13 | 600 | 750 | 0 | 41.75 | 41.73 | 5 | 0
2020 | SPP_N_2_MISO_W | SPP_N | MISO_W | Internal | Shoulder | B14 | 900 | 750 | 0 | 40.64 | 40.65 | 5 | 0
2020 | SPP_N_2_MISO_W | SPP_N | MISO_W | Internal | Shoulder | B15 | 1203 | 750 | 0 | 40.53 | 37.52 | 5 | 0
2020 | SPP_N_2_MISO_W | SPP_N | MISO_W | Internal | Summer | B1 | 10 | 750 | 0 | 66.76 | 64.53 | 5 | 0
2020 | SPP_N_2_MISO_W | SPP_N | MISO_W | Internal | Summer | B2 | 25 | 750 | 0 | 66.76 | 63.38 | 5 | 0
2020 | SPP_N_2_MISO_W | SPP_N | MISO_W | Internal | Summer | B3 | 75 | 750 | 0 | 66.76 | 63.38 | 5 | 0
2020 | SPP_N_2_MISO_W | SPP_N | MISO_W | Internal | Summer | B4 | 100 | 750 | 0 | 65.34 | 61.18 | 5 | 0
2020 | SPP_N_2_MISO_W | SPP_N | MISO_W | Internal | Summer | B5 | 200 | 750 | 0 | 61.57 | 58.97 | 5 | 0
2020 | SPP_N_2_MISO_W | SPP_N | MISO_W | Internal | Summer | B6 | 300 | 750 | 0 | 56.4 | 49.4 | 5 | 0
2020 | SPP_N_2_MISO_W | SPP_N | MISO_W | Internal | Summer | B7 | 400 | 750 | 0 | 47.34 | 40.34 | 5 | 0
2020 | SPP_N_2_MISO_W | SPP_N | MISO_W | Internal | Summer | B8 | 500 | 750 | 0 | 40.98 | 38.18 | 5 | 0
2020 | SPP_N_2_MISO_W | SPP_N | MISO_W | Internal | Summer | B9 | 800 | 750 | 0 | 39.65 | 37.02 | 5 | 0
2020 | SPP_N_2_MISO_W | SPP_N | MISO_W | Internal | Summer | B10 | 1262 | 750 | 0 | 39.12 | 35.02 | 5 | 0
2020 | SPP_N_2_MISO_W | SPP_N | MISO_W | Internal | Winter | B16 | 25 | 750 | 0 | 51.45 | 51.74 | 5 | 0
2020 | SPP_N_2_MISO_W | SPP_N | MISO_W | Internal | Winter | B17 | 100 | 750 | 0 | 43.38 | 48.18 | 5 | 0
2020 | SPP_N_2_MISO_W | SPP_N | MISO_W | Internal | Winter | B18 | 400 | 750 | 0 | 43.28 | 42.53 | 5 | 0
2020 | SPP_N_2_MISO_W | SPP_N | MISO_W | Internal | Winter | B19 | 700 | 750 | 0 | 43.28 | 41.27 | 5 | 0
2020 | SPP_N_2_MISO_W | SPP_N | MISO_W | Internal | Winter | B20 | 935 | 750 | 0 | 38.8 | 37.03 | 5 | 0
2020 | SPP_N_2_NE | SPP_N | NE | Internal | Shoulder | B11 | 25 | 1531 | 0 | 62.7 | 62.69 | 0.01 | 0
2020 | SPP_N_2_NE | SPP_N | NE | Internal | Shoulder | B12 | 200 | 1531 | 0 | 45.18 | 45.16 | 0.01 | 0
2020 | SPP_N_2_NE | SPP_N | NE | Internal | Shoulder | B13 | 600 | 1531 | 0 | 41.75 | 41.73 | 0.01 | 0
2020 | SPP_N_2_NE | SPP_N | NE | Internal | Shoulder | B14 | 900 | 1531 | 0 | 40.64 | 40.63 | 0.01 | 0
2020 | SPP_N_2_NE | SPP_N | NE | Internal | Shoulder | B15 | 1203 | 1531 | 0 | 40.53 | 40.51 | 0.01 | 0
2020 | SPP_N_2_NE | SPP_N | NE | Internal | Summer | B1 | 10 | 1531 | 0 | 66.76 | 66.75 | 0.01 | 0
2020 | SPP_N_2_NE | SPP_N | NE | Internal | Summer | B2 | 25 | 1531 | 0 | 66.76 | 65.33 | 0.01 | 0
2020 | SPP_N_2_NE | SPP_N | NE | Internal | Summer | B3 | 75 | 1531 | 0 | 66.76 | 66.75 | 0.01 | 0
2020 | SPP_N_2_NE | SPP_N | NE | Internal | Summer | B4 | 100 | 1531 | 0 | 65.34 | 65.33 | 0.01 | 0
2020 | SPP_N_2_NE | SPP_N | NE | Internal | Summer | B5 | 200 | 1531 | 0 | 61.57 | 61.56 | 0.01 | 0
2020 | SPP_N_2_NE | SPP_N | NE | Internal | Summer | B6 | 300 | 1531 | 0 | 56.4 | 56.38 | 0.01 | 0
2020 | SPP_N_2_NE | SPP_N | NE | Internal | Summer | B7 | 400 | 1531 | 0 | 47.34 | 47.33 | 0.01 | 0
2020 | SPP_N_2_NE | SPP_N | NE | Internal | Summer | B8 | 500 | 1531 | 0 | 40.98 | 40.05 | 0.01 | 0
2020 | SPP_N_2_NE | SPP_N | NE | Internal | Summer | B9 | 800 | 1531 | 0 | 39.65 | 39.64 | 0.01 | 0
2020 | SPP_N_2_NE | SPP_N | NE | Internal | Summer | B10 | 1262 | 1531 | 0 | 39.12 | 37.46 | 0.01 | 0
2020 | SPP_N_2_NE | SPP_N | NE | Internal | Winter | B16 | 25 | 1531 | 0 | 51.45 | 51.44 | 0.01 | 0
2020 | SPP_N_2_NE | SPP_N | NE | Internal | Winter | B17 | 100 | 1531 | 0 | 43.38 | 43.37 | 0.01 | 0
2020 | SPP_N_2_NE | SPP_N | NE | Internal | Winter | B18 | 400 | 1531 | 0 | 43.28 | 43.27 | 0.01 | 0
2020 | SPP_N_2_NE | SPP_N | NE | Internal | Winter | B19 | 700 | 1531 | 0 | 43.28 | 43.27 | 0.01 | 0
2020 | SPP_N_2_NE | SPP_N | NE | Internal | Winter | B20 | 935 | 1531 | 0 | 38.8 | 38.79 | 0.01 | 0
2020 | SPP_N_2_SPP_S | SPP_N | SPP_S | Internal | Shoulder | B11 | 25 | 4383 | 0 | 62.7 | 58.47 | 0.01 | 0
2020 | SPP_N_2_SPP_S | SPP_N | SPP_S | Internal | Shoulder | B12 | 200 | 4383 | 0 | 45.18 | 42.47 | 0.01 | 0
2020 | SPP_N_2_SPP_S | SPP_N | SPP_S | Internal | Shoulder | B13 | 600 | 4383 | 0 | 41.75 | 41.73 | 0.01 | 0
2020 | SPP_N_2_SPP_S | SPP_N | SPP_S | Internal | Shoulder | B14 | 900 | 4383 | 0 | 40.64 | 40.63 | 0.01 | 0
2020 | SPP_N_2_SPP_S | SPP_N | SPP_S | Internal | Shoulder | B15 | 1203 | 4383 | 1386.23 | 40.53 | 40.54 | 0.01 | 0
2020 | SPP_N_2_SPP_S | SPP_N | SPP_S | Internal | Summer | B1 | 10 | 4383 | 0 | 66.76 | 56.41 | 0.01 | 0
2020 | SPP_N_2_SPP_S | SPP_N | SPP_S | Internal | Summer | B2 | 25 | 4383 | 0 | 66.76 | 56.88 | 0.01 | 0
2020 | SPP_N_2_SPP_S | SPP_N | SPP_S | Internal | Summer | B3 | 75 | 4383 | 0 | 66.76 | 56.88 | 0.01 | 0
2020 | SPP_N_2_SPP_S | SPP_N | SPP_S | Internal | Summer | B4 | 100 | 4383 | 0 | 65.34 | 56.88 | 0.01 | 0
2020 | SPP_N_2_SPP_S | SPP_N | SPP_S | Internal | Summer | B5 | 200 | 4383 | 0 | 61.57 | 56.41 | 0.01 | 0
2020 | SPP_N_2_SPP_S | SPP_N | SPP_S | Internal | Summer | B6 | 300 | 4383 | 752.97 | 56.4 | 56.41 | 0.01 | 0
2020 | SPP_N_2_SPP_S | SPP_N | SPP_S | Internal | Summer | B7 | 400 | 4383 | 341.7 | 47.34 | 47.36 | 0.01 | 0
2020 | SPP_N_2_SPP_S | SPP_N | SPP_S | Internal | Summer | B8 | 500 | 4383 | 1779.34 | 40.98 | 41 | 0.01 | 0
2020 | SPP_N_2_SPP_S | SPP_N | SPP_S | Internal | Summer | B9 | 800 | 4383 | 1526.67 | 39.65 | 39.66 | 0.01 | 0
2020 | SPP_N_2_SPP_S | SPP_N | SPP_S | Internal | Summer | B10 | 1262 | 4383 | 3970.52 | 39.12 | 39.14 | 0.01 | 0
2020 | SPP_N_2_SPP_S | SPP_N | SPP_S | Internal | Winter | B16 | 25 | 4383 | 0 | 51.45 | 51.44 | 0.01 | 0
2020 | SPP_N_2_SPP_S | SPP_N | SPP_S | Internal | Winter | B17 | 100 | 4383 | 743.03 | 43.38 | 43.39 | 0.01 | 0
2020 | SPP_N_2_SPP_S | SPP_N | SPP_S | Internal | Winter | B18 | 400 | 4383 | 1421.22 | 43.28 | 43.29 | 0.01 | 0
2020 | SPP_N_2_SPP_S | SPP_N | SPP_S | Internal | Winter | B19 | 700 | 4383 | 1854.99 | 43.28 | 43.29 | 0.01 | 0
2020 | SPP_N_2_SPP_S | SPP_N | SPP_S | Internal | Winter | B20 | 935 | 4383 | 3869.71 | 38.8 | 38.81 | 0.01 | 0
2020 | SPP_S_2_ENT | SPP_S | ENT | Internal | Shoulder | B11 | 25 | 850 | 0 | 58.47 | 59.7 | 5 | 0
2020 | SPP_S_2_ENT | SPP_S | ENT | Internal | Shoulder | B12 | 200 | 850 | 0 | 42.47 | 42.38 | 5 | 0
2020 | SPP_S_2_ENT | SPP_S | ENT | Internal | Shoulder | B13 | 600 | 850 | 0 | 41.73 | 42.38 | 5 | 0
2020 | SPP_S_2_ENT | SPP_S | ENT | Internal | Shoulder | B14 | 900 | 850 | 0 | 40.63 | 42.38 | 5 | 0
2020 | SPP_S_2_ENT | SPP_S | ENT | Internal | Shoulder | B15 | 1203 | 850 | 0 | 40.54 | 42.07 | 5 | 0
2020 | SPP_S_2_ENT | SPP_S | ENT | Internal | Summer | B1 | 10 | 850 | 850 | 56.41 | 64.54 | 5 | 3.13
2020 | SPP_S_2_ENT | SPP_S | ENT | Internal | Summer | B2 | 25 | 850 | 850 | 56.88 | 63.36 | 5 | 1.48
2020 | SPP_S_2_ENT | SPP_S | ENT | Internal | Summer | B3 | 75 | 850 | 850 | 56.88 | 62.36 | 5 | 0.48
2020 | SPP_S_2_ENT | SPP_S | ENT | Internal | Summer | B4 | 100 | 850 | 850 | 56.88 | 62.36 | 5 | 0.48
2020 | SPP_S_2_ENT | SPP_S | ENT | Internal | Summer | B5 | 200 | 850 | 0 | 56.41 | 59.66 | 5 | 0
2020 | SPP_S_2_ENT | SPP_S | ENT | Internal | Summer | B6 | 300 | 850 | 0 | 56.41 | 55.86 | 5 | 0
2020 | SPP_S_2_ENT | SPP_S | ENT | Internal | Summer | B7 | 400 | 850 | 0 | 47.36 | 48.06 | 5 | 0
2020 | SPP_S_2_ENT | SPP_S | ENT | Internal | Summer | B8 | 500 | 850 | 0 | 41 | 41 | 5 | 0
2020 | SPP_S_2_ENT | SPP_S | ENT | Internal | Summer | B9 | 800 | 850 | 0 | 39.66 | 41 | 5 | 0
2020 | SPP_S_2_ENT | SPP_S | ENT | Internal | Summer | B10 | 1262 | 850 | 0 | 39.14 | 40.71 | 5 | 0
2020 | SPP_S_2_ENT | SPP_S | ENT | Internal | Winter | B16 | 25 | 850 | 850 | 51.44 | 56.45 | 5 | 0.01
2020 | SPP_S_2_ENT | SPP_S | ENT | Internal | Winter | B17 | 100 | 850 | 0 | 43.39 | 45.1 | 5 | 0
2020 | SPP_S_2_ENT | SPP_S | ENT | Internal | Winter | B18 | 400 | 850 | 0 | 43.29 | 45.1 | 5 | 0
2020 | SPP_S_2_ENT | SPP_S | ENT | Internal | Winter | B19 | 700 | 850 | 0 | 43.29 | 44.77 | 5 | 0
2020 | SPP_S_2_ENT | SPP_S | ENT | Internal | Winter | B20 | 935 | 850 | 0 | 38.81 | 43.65 | 5 | 0
2020 | SPP_S_2_SPP_N | SPP_S | SPP_N | Internal | Shoulder | B11 | 25 | 1023 | 1023 | 58.47 | 62.7 | 0.01 | 4.22
2020 | SPP_S_2_SPP_N | SPP_S | SPP_N | Internal | Shoulder | B12 | 200 | 1023 | 1023 | 42.47 | 45.18 | 0.01 | 2.7
2020 | SPP_S_2_SPP_N | SPP_S | SPP_N | Internal | Shoulder | B13 | 600 | 1023 | 415.57 | 41.73 | 41.75 | 0.01 | 0
2020 | SPP_S_2_SPP_N | SPP_S | SPP_N | Internal | Shoulder | B14 | 900 | 1023 | 736.32 | 40.63 | 40.64 | 0.01 | 0
2020 | SPP_S_2_SPP_N | SPP_S | SPP_N | Internal | Shoulder | B15 | 1203 | 1023 | 0 | 40.54 | 40.53 | 0.01 | 0
2020 | SPP_S_2_SPP_N | SPP_S | SPP_N | Internal | Summer | B1 | 10 | 1023 | 1023 | 56.41 | 66.76 | 0.01 | 10.34
2020 | SPP_S_2_SPP_N | SPP_S | SPP_N | Internal | Summer | B2 | 25 | 1023 | 1023 | 56.88 | 66.76 | 0.01 | 9.87
2020 | SPP_S_2_SPP_N | SPP_S | SPP_N | Internal | Summer | B3 | 75 | 1023 | 1023 | 56.88 | 66.76 | 0.01 | 9.87
2020 | SPP_S_2_SPP_N | SPP_S | SPP_N | Internal | Summer | B4 | 100 | 1023 | 1023 | 56.88 | 65.34 | 0.01 | 8.45
2020 | SPP_S_2_SPP_N | SPP_S | SPP_N | Internal | Summer | B5 | 200 | 1023 | 1023 | 56.41 | 61.57 | 0.01 | 5.15
2020 | SPP_S_2_SPP_N | SPP_S | SPP_N | Internal | Summer | B6 | 300 | 1023 | 0 | 56.41 | 56.4 | 0.01 | 0
2020 | SPP_S_2_SPP_N | SPP_S | SPP_N | Internal | Summer | B7 | 400 | 1023 | 0 | 47.36 | 47.34 | 0.01 | 0
2020 | SPP_S_2_SPP_N | SPP_S | SPP_N | Internal | Summer | B8 | 500 | 1023 | 0 | 41 | 40.98 | 0.01 | 0
2020 | SPP_S_2_SPP_N | SPP_S | SPP_N | Internal | Summer | B9 | 800 | 1023 | 0 | 39.66 | 39.65 | 0.01 | 0
2020 | SPP_S_2_SPP_N | SPP_S | SPP_N | Internal | Summer | B10 | 1262 | 1023 | 0 | 39.14 | 39.12 | 0.01 | 0
2020 | SPP_S_2_SPP_N | SPP_S | SPP_N | Internal | Winter | B16 | 25 | 1023 | 931.32 | 51.44 | 51.45 | 0.01 | 0
2020 | SPP_S_2_SPP_N | SPP_S | SPP_N | Internal | Winter | B17 | 100 | 1023 | 0 | 43.39 | 43.38 | 0.01 | 0
2020 | SPP_S_2_SPP_N | SPP_S | SPP_N | Internal | Winter | B18 | 400 | 1023 | 0 | 43.29 | 43.28 | 0.01 | 0
2020 | SPP_S_2_SPP_N | SPP_S | SPP_N | Internal | Winter | B19 | 700 | 1023 | 0 | 43.29 | 43.28 | 0.01 | 0
2020 | SPP_S_2_SPP_N | SPP_S | SPP_N | Internal | Winter | B20 | 935 | 1023 | 0 | 38.81 | 38.8 | 0.01 | 0
2020 | TVA_2_ENT | TVA | ENT | Internal | Shoulder | B11 | 25 | 500 | 315.26 | 50.7 | 59.7 | 9 | 0
2020 | TVA_2_ENT | TVA | ENT | Internal | Shoulder | B12 | 200 | 500 | 0 | 42.21 | 42.38 | 9 | 0
2020 | TVA_2_ENT | TVA | ENT | Internal | Shoulder | B13 | 600 | 500 | 0 | 41.85 | 42.38 | 9 | 0
2020 | TVA_2_ENT | TVA | ENT | Internal | Shoulder | B14 | 900 | 500 | 0 | 41.85 | 42.38 | 9 | 0
2020 | TVA_2_ENT | TVA | ENT | Internal | Shoulder | B15 | 1203 | 500 | 0 | 39.62 | 42.07 | 9 | 0
2020 | TVA_2_ENT | TVA | ENT | Internal | Summer | B1 | 10 | 500 | 0 | 72.55 | 64.54 | 9 | 0
2020 | TVA_2_ENT | TVA | ENT | Internal | Summer | B2 | 25 | 500 | 0 | 71.37 | 63.36 | 9 | 0
2020 | TVA_2_ENT | TVA | ENT | Internal | Summer | B3 | 75 | 500 | 0 | 67.87 | 62.36 | 9 | 0
2020 | TVA_2_ENT | TVA | ENT | Internal | Summer | B4 | 100 | 500 | 0 | 67.87 | 62.36 | 9 | 0
2020 | TVA_2_ENT | TVA | ENT | Internal | Summer | B5 | 200 | 500 | 178.73 | 50.66 | 59.66 | 9 | 0
2020 | TVA_2_ENT | TVA | ENT | Internal | Summer | B6 | 300 | 500 | 500 | 42.62 | 55.86 | 9 | 4.24
2020 | TVA_2_ENT | TVA | ENT | Internal | Summer | B7 | 400 | 500 | 0 | 40.88 | 48.06 | 9 | 0
2020 | TVA_2_ENT | TVA | ENT | Internal | Summer | B8 | 500 | 500 | 0 | 40.88 | 41 | 9 | 0
2020 | TVA_2_ENT | TVA | ENT | Internal | Summer | B9 | 800 | 500 | 0 | 38.61 | 41 | 9 | 0
2020 | TVA_2_ENT | TVA | ENT | Internal | Summer | B10 | 1262 | 500 | 0 | 36.21 | 40.71 | 9 | 0
2020 | TVA_2_ENT | TVA | ENT | Internal | Winter | B16 | 25 | 500 | 0 | 55.75 | 56.45 | 9 | 0
2020 | TVA_2_ENT | TVA | ENT | Internal | Winter | B17 | 100 | 500 | 0 | 44.84 | 45.1 | 9 | 0
2020 | TVA_2_ENT | TVA | ENT | Internal | Winter | B18 | 400 | 500 | 0 | 40.67 | 45.1 | 9 | 0
2020 | TVA_2_ENT | TVA | ENT | Internal | Winter | B19 | 700 | 500 | 0 | 40.67 | 44.77 | 9 | 0
2020 | TVA_2_ENT | TVA | ENT | Internal | Winter | B20 | 935 | 500 | 0 | 40.67 | 43.65 | 9 | 0
2020 | TVA_2_MISO_MO-IL | TVA | MISO_MO-IL | Internal | Shoulder | B11 | 25 | 50 | 0 | 50.7 | 55.7 | 9 | 0
2020 | TVA_2_MISO_MO-IL | TVA | MISO_MO-IL | Internal | Shoulder | B12 | 200 | 50 | 0 | 42.21 | 46.4 | 9 | 0
2020 | TVA_2_MISO_MO-IL | TVA | MISO_MO-IL | Internal | Shoulder | B13 | 600 | 50 | 0 | 41.85 | 41.72 | 9 | 0
2020 | TVA_2_MISO_MO-IL | TVA | MISO_MO-IL | Internal | Shoulder | B14 | 900 | 50 | 0 | 41.85 | 40.63 | 9 | 0
2020 | TVA_2_MISO_MO-IL | TVA | MISO_MO-IL | Internal | Shoulder | B15 | 1203 | 50 | 0 | 39.62 | 37.51 | 9 | 0
2020 | TVA_2_MISO_MO-IL | TVA | MISO_MO-IL | Internal | Summer | B1 | 10 | 50 | 0 | 72.55 | 64.54 | 9 | 0
2020 | TVA_2_MISO_MO-IL | TVA | MISO_MO-IL | Internal | Summer | B2 | 25 | 50 | 0 | 71.37 | 63.37 | 9 | 0
2020 | TVA_2_MISO_MO-IL | TVA | MISO_MO-IL | Internal | Summer | B3 | 75 | 50 | 0 | 67.87 | 61.99 | 9 | 0
2020 | TVA_2_MISO_MO-IL | TVA | MISO_MO-IL | Internal | Summer | B4 | 100 | 50 | 0 | 67.87 | 61.17 | 9 | 0
2020 | TVA_2_MISO_MO-IL | TVA | MISO_MO-IL | Internal | Summer | B5 | 200 | 50 | 0 | 50.66 | 58.96 | 9 | 0
2020 | TVA_2_MISO_MO-IL | TVA | MISO_MO-IL | Internal | Summer | B6 | 300 | 50 | 0 | 42.62 | 49.09 | 9 | 0
2020 | TVA_2_MISO_MO-IL | TVA | MISO_MO-IL | Internal | Summer | B7 | 400 | 50 | 0 | 40.88 | 40.33 | 9 | 0
2020 | TVA_2_MISO_MO-IL | TVA | MISO_MO-IL | Internal | Summer | B8 | 500 | 50 | 0 | 40.88 | 38.18 | 9 | 0
2020 | TVA_2_MISO_MO-IL | TVA | MISO_MO-IL | Internal | Summer | B9 | 800 | 50 | 0 | 38.61 | 36.71 | 9 | 0
2020 | TVA_2_MISO_MO-IL | TVA | MISO_MO-IL | Internal | Summer | B10 | 1262 | 50 | 0 | 36.21 | 35.01 | 9 | 0
2020 | TVA_2_MISO_MO-IL | TVA | MISO_MO-IL | Internal | Winter | B16 | 25 | 50 | 0 | 55.75 | 51.75 | 9 | 0
2020 | TVA_2_MISO_MO-IL | TVA | MISO_MO-IL | Internal | Winter | B17 | 100 | 50 | 0 | 44.84 | 48.2 | 9 | 0
2020 | TVA_2_MISO_MO-IL | TVA | MISO_MO-IL | Internal | Winter | B18 | 400 | 50 | 0 | 40.67 | 42.52 | 9 | 0
2020 | TVA_2_MISO_MO-IL | TVA | MISO_MO-IL | Internal | Winter | B19 | 700 | 50 | 0 | 40.67 | 41.22 | 9 | 0
2020 | TVA_2_MISO_MO-IL | TVA | MISO_MO-IL | Internal | Winter | B20 | 935 | 50 | 0 | 40.67 | 37.04 | 9 | 0
2020 | TVA_2_NonRTO_Midwest | TVA | NonRTO_Midwest | Internal | Shoulder | B11 | 25 | 100 | 100 | 50.7 | 63.69 | 9 | 3.99
2020 | TVA_2_NonRTO_Midwest | TVA | NonRTO_Midwest | Internal | Shoulder | B12 | 200 | 100 | 100 | 42.21 | 54.41 | 9 | 3.21
2020 | TVA_2_NonRTO_Midwest | TVA | NonRTO_Midwest | Internal | Shoulder | B13 | 600 | 100 | 0 | 41.85 | 49.21 | 9 | 0
2020 | TVA_2_NonRTO_Midwest | TVA | NonRTO_Midwest | Internal | Shoulder | B14 | 900 | 100 | 0 | 41.85 | 43.24 | 9 | 0
2020 | TVA_2_NonRTO_Midwest | TVA | NonRTO_Midwest | Internal | Shoulder | B15 | 1203 | 100 | 0 | 39.62 | 35.62 | 9 | 0
2020 | TVA_2_NonRTO_Midwest | TVA | NonRTO_Midwest | Internal | Summer | B1 | 10 | 100 | 0 | 72.55 | 69.15 | 9 | 0
2020 | TVA_2_NonRTO_Midwest | TVA | NonRTO_Midwest | Internal | Summer | B2 | 25 | 100 | 0 | 71.37 | 69.15 | 9 | 0
2020 | TVA_2_NonRTO_Midwest | TVA | NonRTO_Midwest | Internal | Summer | B3 | 75 | 100 | 0 | 67.87 | 69.15 | 9 | 0
2020 | TVA_2_NonRTO_Midwest | TVA | NonRTO_Midwest | Internal | Summer | B4 | 100 | 100 | 0 | 67.87 | 69.15 | 9 | 0
2020 | TVA_2_NonRTO_Midwest | TVA | NonRTO_Midwest | Internal | Summer | B5 | 200 | 100 | 100 | 50.66 | 66.95 | 9 | 7.29
2020 | TVA_2_NonRTO_Midwest | TVA | NonRTO_Midwest | Internal | Summer | B6 | 300 | 100 | 100 | 42.62 | 57.1 | 9 | 5.48
2020 | TVA_2_NonRTO_Midwest | TVA | NonRTO_Midwest | Internal | Summer | B7 | 400 | 100 | 0 | 40.88 | 43.73 | 9 | 0
2020 | TVA_2_NonRTO_Midwest | TVA | NonRTO_Midwest | Internal | Summer | B8 | 500 | 100 | 0 | 40.88 | 41.6 | 9 | 0
2020 | TVA_2_NonRTO_Midwest | TVA | NonRTO_Midwest | Internal | Summer | B9 | 800 | 100 | 0 | 38.61 | 36.85 | 9 | 0
2020 | TVA_2_NonRTO_Midwest | TVA | NonRTO_Midwest | Internal | Summer | B10 | 1262 | 100 | 0 | 36.21 | 33.6 | 9 | 0
2020 | TVA_2_NonRTO_Midwest | TVA | NonRTO_Midwest | Internal | Winter | B16 | 25 | 100 | 0 | 55.75 | 59.78 | 9 | 0
2020 | TVA_2_NonRTO_Midwest | TVA | NonRTO_Midwest | Internal | Winter | B17 | 100 | 100 | 100 | 44.84 | 56.21 | 9 | 2.37
2020 | TVA_2_NonRTO_Midwest | TVA | NonRTO_Midwest | Internal | Winter | B18 | 400 | 100 | 100 | 40.67 | 50.53 | 9 | 0.86
2020 | TVA_2_NonRTO_Midwest | TVA | NonRTO_Midwest | Internal | Winter | B19 | 700 | 100 | 0 | 40.67 | 43.73 | 9 | 0
2020 | TVA_2_NonRTO_Midwest | TVA | NonRTO_Midwest | Internal | Winter | B20 | 935 | 100 | 0 | 40.67 | 35.69 | 9 | 0
2020 | TVA_2_SOCO | TVA | SOCO | Internal | Shoulder | B11 | 25 | 500 | 500 | 50.7 | 67.66 | 9 | 7.96
2020 | TVA_2_SOCO | TVA | SOCO | Internal | Shoulder | B12 | 200 | 500 | 0 | 42.21 | 44.18 | 9 | 0
2020 | TVA_2_SOCO | TVA | SOCO | Internal | Shoulder | B13 | 600 | 500 | 0 | 41.85 | 42.57 | 9 | 0
2020 | TVA_2_SOCO | TVA | SOCO | Internal | Shoulder | B14 | 900 | 500 | 0 | 41.85 | 42.57 | 9 | 0
2020 | TVA_2_SOCO | TVA | SOCO | Internal | Shoulder | B15 | 1203 | 500 | 0 | 39.62 | 42.57 | 9 | 0
2020 | TVA_2_SOCO | TVA | SOCO | Internal | Summer | B1 | 10 | 500 | 0 | 72.55 | 71.71 | 9 | 0
2020 | TVA_2_SOCO | TVA | SOCO | Internal | Summer | B2 | 25 | 500 | 0 | 71.37 | 70.36 | 9 | 0
2020 | TVA_2_SOCO | TVA | SOCO | Internal | Summer | B3 | 75 | 500 | 0 | 67.87 | 70.36 | 9 | 0
2020 | TVA_2_SOCO | TVA | SOCO | Internal | Summer | B4 | 100 | 500 | 0 | 67.87 | 70.36 | 9 | 0
2020 | TVA_2_SOCO | TVA | SOCO | Internal | Summer | B5 | 200 | 500 | 500 | 50.66 | 70.36 | 9 | 10.7
2020 | TVA_2_SOCO | TVA | SOCO | Internal | Summer | B6 | 300 | 500 | 500 | 42.62 | 63.6 | 9 | 11.99
2020 | TVA_2_SOCO | TVA | SOCO | Internal | Summer | B7 | 400 | 500 | 500 | 40.88 | 56.06 | 9 | 6.18
2020 | TVA_2_SOCO | TVA | SOCO | Internal | Summer | B8 | 500 | 500 | 0 | 40.88 | 44.07 | 9 | 0
2020 | TVA_2_SOCO | TVA | SOCO | Internal | Summer | B9 | 800 | 500 | 0 | 38.61 | 41.3 | 9 | 0
2020 | TVA_2_SOCO | TVA | SOCO | Internal | Summer | B10 | 1262 | 500 | 0 | 36.21 | 41.3 | 9 | 0
2020 | TVA_2_SOCO | TVA | SOCO | Internal | Winter | B16 | 25 | 500 | 316.35 | 55.75 | 64.75 | 9 | 0
2020 | TVA_2_SOCO | TVA | SOCO | Internal | Winter | B17 | 100 | 500 | 0 | 44.84 | 46.79 | 9 | 0
2020 | TVA_2_SOCO | TVA | SOCO | Internal | Winter | B18 | 400 | 500 | 0 | 40.67 | 45.18 | 9 | 0
2020 | TVA_2_SOCO | TVA | SOCO | Internal | Winter | B19 | 700 | 500 | 0 | 40.67 | 45.18 | 9 | 0
2020 | TVA_2_SOCO | TVA | SOCO | Internal | Winter | B20 | 935 | 500 | 0 | 40.67 | 44.59 | 9 | 0
2020 | TVA_2_VACAR | TVA | VACAR | Internal | Shoulder | B11 | 25 | 150 | 150 | 50.7 | 60.66 | 9 | 0.96
2020 | TVA_2_VACAR | TVA | VACAR | Internal | Shoulder | B12 | 200 | 150 | 150 | 42.21 | 54.18 | 9 | 2.97
2020 | TVA_2_VACAR | TVA | VACAR | Internal | Shoulder | B13 | 600 | 150 | 0 | 41.85 | 47.61 | 9 | 0
2020 | TVA_2_VACAR | TVA | VACAR | Internal | Shoulder | B14 | 900 | 150 | 0 | 41.85 | 46.17 | 9 | 0
2020 | TVA_2_VACAR | TVA | VACAR | Internal | Shoulder | B15 | 1203 | 150 | 0 | 39.62 | 42.39 | 9 | 0
2020 | TVA_2_VACAR | TVA | VACAR | Internal | Summer | B1 | 10 | 150 | 0 | 72.55 | 73.8 | 9 | 0
2020 | TVA_2_VACAR | TVA | VACAR | Internal | Summer | B2 | 25 | 150 | 0 | 71.37 | 73.8 | 9 | 0
2020 | TVA_2_VACAR | TVA | VACAR | Internal | Summer | B3 | 75 | 150 | 0 | 67.87 | 73.8 | 9 | 0
2020 | TVA_2_VACAR | TVA | VACAR | Internal | Summer | B4 | 100 | 150 | 0 | 67.87 | 72.49 | 9 | 0
2020 | TVA_2_VACAR | TVA | VACAR | Internal | Summer | B5 | 200 | 150 | 150 | 50.66 | 63.36 | 9 | 3.7
2020 | TVA_2_VACAR | TVA | VACAR | Internal | Summer | B6 | 300 | 150 | 150 | 42.62 | 56.6 | 9 | 4.99
2020 | TVA_2_VACAR | TVA | VACAR | Internal | Summer | B7 | 400 | 150 | 0 | 40.88 | 49.06 | 9 | 0
2020 | TVA_2_VACAR | TVA | VACAR | Internal | Summer | B8 | 500 | 150 | 0 | 40.88 | 44.05 | 9 | 0
2020 | TVA_2_VACAR | TVA | VACAR | Internal | Summer | B9 | 800 | 150 | 0 | 38.61 | 42.2 | 9 | 0
2020 | TVA_2_VACAR | TVA | VACAR | Internal | Summer | B10 | 1262 | 150 | 0 | 36.21 | 40.67 | 9 | 0
2020 | TVA_2_VACAR | TVA | VACAR | Internal | Winter | B16 | 25 | 150 | 150 | 55.75 | 74.75 | 9 | 10
2020 | TVA_2_VACAR | TVA | VACAR | Internal | Winter | B17 | 100 | 150 | 150 | 44.84 | 56.17 | 9 | 2.33
2020 | TVA_2_VACAR | TVA | VACAR | Internal | Winter | B18 | 400 | 150 | 0 | 40.67 | 48.65 | 9 | 0
2020 | TVA_2_VACAR | TVA | VACAR | Internal | Winter | B19 | 700 | 150 | 0 | 40.67 | 46.27 | 9 | 0
2020 | TVA_2_VACAR | TVA | VACAR | Internal | Winter | B20 | 935 | 150 | 0 | 40.67 | 41.84 | 9 | 0
2020 | TVA_Transmission_2_ENT | TVA_Transmission | ENT | Internal | Shoulder | B11 | 25 | 3000 | 0 | 59.22 | 59.7 | 9 | 0
2020 | TVA_Transmission_2_ENT | TVA_Transmission | ENT | Internal | Shoulder | B12 | 200 | 3000 | 0 | 48.35 | 42.38 | 9 | 0
2020 | TVA_Transmission_2_ENT | TVA_Transmission | ENT | Internal | Shoulder | B13 | 600 | 3000 | 0 | 45.1 | 42.38 | 9 | 0
2020 | TVA_Transmission_2_ENT | TVA_Transmission | ENT | Internal | Shoulder | B14 | 900 | 3000 | 0 | 43.78 | 42.38 | 9 | 0
2020 | TVA_Transmission_2_ENT | TVA_Transmission | ENT | Internal | Shoulder | B15 | 1203 | 3000 | 0 | 40.85 | 42.07 | 9 | 0
2020 | TVA_Transmission_2_ENT | TVA_Transmission | ENT | Internal | Summer | B1 | 10 | 3000 | 0 | 72.54 | 64.54 | 9 | 0
2020 | TVA_Transmission_2_ENT | TVA_Transmission | ENT | Internal | Summer | B2 | 25 | 3000 | 0 | 71.36 | 63.36 | 9 | 0
2020 | TVA_Transmission_2_ENT | TVA_Transmission | ENT | Internal | Summer | B3 | 75 | 3000 | 0 | 67.86 | 62.36 | 9 | 0
2020 | TVA_Transmission_2_ENT | TVA_Transmission | ENT | Internal | Summer | B4 | 100 | 3000 | 0 | 67.86 | 62.36 | 9 | 0
2020 | TVA_Transmission_2_ENT | TVA_Transmission | ENT | Internal | Summer | B5 | 200 | 3000 | 0 | 62.45 | 59.66 | 9 | 0
2020 | TVA_Transmission_2_ENT | TVA_Transmission | ENT | Internal | Summer | B6 | 300 | 3000 | 0 | 54.61 | 55.86 | 9 | 0
2020 | TVA_Transmission_2_ENT | TVA_Transmission | ENT | Internal | Summer | B7 | 400 | 3000 | 0 | 47.66 | 48.06 | 9 | 0
2020 | TVA_Transmission_2_ENT | TVA_Transmission | ENT | Internal | Summer | B8 | 500 | 3000 | 0 | 42.31 | 41 | 9 | 0
2020 | TVA_Transmission_2_ENT | TVA_Transmission | ENT | Internal | Summer | B9 | 800 | 3000 | 0 | 40.22 | 41 | 9 | 0
2020 | TVA_Transmission_2_ENT | TVA_Transmission | ENT | Internal | Summer | B10 | 1262 | 3000 | 0 | 38.18 | 40.71 | 9 | 0
2020 | TVA_Transmission_2_ENT | TVA_Transmission | ENT | Internal | Winter | B16 | 25 | 3000 | 0 | 56.17 | 56.45 | 9 | 0
2020 | TVA_Transmission_2_ENT | TVA_Transmission | ENT | Internal | Winter | B17 | 100 | 3000 | 0 | 50.65 | 45.1 | 9 | 0
2020 | TVA_Transmission_2_ENT | TVA_Transmission | ENT | Internal | Winter | B18 | 400 | 3000 | 0 | 46.09 | 45.1 | 9 | 0
2020 | TVA_Transmission_2_ENT | TVA_Transmission | ENT | Internal | Winter | B19 | 700 | 3000 | 0 | 44.21 | 44.77 | 9 | 0
2020 | TVA_Transmission_2_ENT | TVA_Transmission | ENT | Internal | Winter | B20 | 935 | 3000 | 0 | 41.13 | 43.65 | 9 | 0
2020 | TVA_Transmission_2_MISO_MO-IL | TVA_Transmission | MISO_MO-IL | Internal | Shoulder | B11 | 25 | 4000 | 0 | 59.22 | 55.7 | 9 | 0
2020 | TVA_Transmission_2_MISO_MO-IL | TVA_Transmission | MISO_MO-IL | Internal | Shoulder | B12 | 200 | 4000 | 0 | 48.35 | 46.4 | 9 | 0
2020 | TVA_Transmission_2_MISO_MO-IL | TVA_Transmission | MISO_MO-IL | Internal | Shoulder | B13 | 600 | 4000 | 0 | 45.1 | 41.72 | 9 | 0
2020 | TVA_Transmission_2_MISO_MO-IL | TVA_Transmission | MISO_MO-IL | Internal | Shoulder | B14 | 900 | 4000 | 0 | 43.78 | 40.63 | 9 | 0
2020 | TVA_Transmission_2_MISO_MO-IL | TVA_Transmission | MISO_MO-IL | Internal | Shoulder | B15 | 1203 | 4000 | 0 | 40.85 | 37.51 | 9 | 0
2020 | TVA_Transmission_2_MISO_MO-IL | TVA_Transmission | MISO_MO-IL | Internal | Summer | B1 | 10 | 4000 | 0 | 72.54 | 64.54 | 9 | 0
2020 | TVA_Transmission_2_MISO_MO-IL | TVA_Transmission | MISO_MO-IL | Internal | Summer | B2 | 25 | 4000 | 0 | 71.36 | 63.37 | 9 | 0
2020 | TVA_Transmission_2_MISO_MO-IL | TVA_Transmission | MISO_MO-IL | Internal | Summer | B3 | 75 | 4000 | 0 | 67.86 | 61.99 | 9 | 0
2020 | TVA_Transmission_2_MISO_MO-IL | TVA_Transmission | MISO_MO-IL | Internal | Summer | B4 | 100 | 4000 | 0 | 67.86 | 61.17 | 9 | 0
2020 | TVA_Transmission_2_MISO_MO-IL | TVA_Transmission | MISO_MO-IL | Internal | Summer | B5 | 200 | 4000 | 0 | 62.45 | 58.96 | 9 | 0
2020 | TVA_Transmission_2_MISO_MO-IL | TVA_Transmission | MISO_MO-IL | Internal | Summer | B6 | 300 | 4000 | 0 | 54.61 | 49.09 | 9 | 0
2020 | TVA_Transmission_2_MISO_MO-IL | TVA_Transmission | MISO_MO-IL | Internal | Summer | B7 | 400 | 4000 | 0 | 47.66 | 40.33 | 9 | 0
2020 | TVA_Transmission_2_MISO_MO-IL | TVA_Transmission | MISO_MO-IL | Internal | Summer | B8 | 500 | 4000 | 0 | 42.31 | 38.18 | 9 | 0
2020 | TVA_Transmission_2_MISO_MO-IL | TVA_Transmission | MISO_MO-IL | Internal | Summer | B9 | 800 | 4000 | 0 | 40.22 | 36.71 | 9 | 0
2020 | TVA_Transmission_2_MISO_MO-IL | TVA_Transmission | MISO_MO-IL | Internal | Summer | B10 | 1262 | 4000 | 0 | 38.18 | 35.01 | 9 | 0
2020 | TVA_Transmission_2_MISO_MO-IL | TVA_Transmission | MISO_MO-IL | Internal | Winter | B16 | 25 | 4000 | 0 | 56.17 | 51.75 | 9 | 0
2020 | TVA_Transmission_2_MISO_MO-IL | TVA_Transmission | MISO_MO-IL | Internal | Winter | B17 | 100 | 4000 | 0 | 50.65 | 48.2 | 9 | 0
2020 | TVA_Transmission_2_MISO_MO-IL | TVA_Transmission | MISO_MO-IL | Internal | Winter | B18 | 400 | 4000 | 0 | 46.09 | 42.52 | 9 | 0
2020 | TVA_Transmission_2_MISO_MO-IL | TVA_Transmission | MISO_MO-IL | Internal | Winter | B19 | 700 | 4000 | 0 | 44.21 | 41.22 | 9 | 0
2020 | TVA_Transmission_2_MISO_MO-IL | TVA_Transmission | MISO_MO-IL | Internal | Winter | B20 | 935 | 4000 | 0 | 41.13 | 37.04 | 9 | 0
2020 | TVA_Transmission_2_NonRTO_Midwest | TVA_Transmission | NonRTO_Midwest | Internal | Shoulder | B11 | 25 | 700 | 0 | 59.22 | 63.69 | 9 | 0
2020 | TVA_Transmission_2_NonRTO_Midwest | TVA_Transmission | NonRTO_Midwest | Internal | Shoulder | B12 | 200 | 700 | 0 | 48.35 | 54.41 | 9 | 0
2020 | TVA_Transmission_2_NonRTO_Midwest | TVA_Transmission | NonRTO_Midwest | Internal | Shoulder | B13 | 600 | 700 | 0 | 45.1 | 49.21 | 9 | 0
2020 | TVA_Transmission_2_NonRTO_Midwest | TVA_Transmission | NonRTO_Midwest | Internal | Shoulder | B14 | 900 | 700 | 0 | 43.78 | 43.24 | 9 | 0
2020 | TVA_Transmission_2_NonRTO_Midwest | TVA_Transmission | NonRTO_Midwest | Internal | Shoulder | B15 | 1203 | 700 | 0 | 40.85 | 35.62 | 9 | 0
2020 | TVA_Transmission_2_NonRTO_Midwest | TVA_Transmission | NonRTO_Midwest | Internal | Summer | B1 | 10 | 700 | 0 | 72.54 | 69.15 | 9 | 0
2020 | TVA_Transmission_2_NonRTO_Midwest | TVA_Transmission | NonRTO_Midwest | Internal | Summer | B2 | 25 | 700 | 0 | 71.36 | 69.15 | 9 | 0
2020 | TVA_Transmission_2_NonRTO_Midwest | TVA_Transmission | NonRTO_Midwest | Internal | Summer | B3 | 75 | 700 | 0 | 67.86 | 69.15 | 9 | 0
2020 | TVA_Transmission_2_NonRTO_Midwest | TVA_Transmission | NonRTO_Midwest | Internal | Summer | B4 | 100 | 700 | 0 | 67.86 | 69.15 | 9 | 0
2020 | TVA_Transmission_2_NonRTO_Midwest | TVA_Transmission | NonRTO_Midwest | Internal | Summer | B5 | 200 | 700 | 0 | 62.45 | 66.95 | 9 | 0
2020 | TVA_Transmission_2_NonRTO_Midwest | TVA_Transmission | NonRTO_Midwest | Internal | Summer | B6 | 300 | 700 | 0 | 54.61 | 57.1 | 9 | 0
2020 | TVA_Transmission_2_NonRTO_Midwest | TVA_Transmission | NonRTO_Midwest | Internal | Summer | B7 | 400 | 700 | 0 | 47.66 | 43.73 | 9 | 0
2020 | TVA_Transmission_2_NonRTO_Midwest | TVA_Transmission | NonRTO_Midwest | Internal | Summer | B8 | 500 | 700 | 0 | 42.31 | 41.6 | 9 | 0
2020 | TVA_Transmission_2_NonRTO_Midwest | TVA_Transmission | NonRTO_Midwest | Internal | Summer | B9 | 800 | 700 | 0 | 40.22 | 36.85 | 9 | 0
2020 | TVA_Transmission_2_NonRTO_Midwest | TVA_Transmission | NonRTO_Midwest | Internal | Summer | B10 | 1262 | 700 | 0 | 38.18 | 33.6 | 9 | 0
2020 | TVA_Transmission_2_NonRTO_Midwest | TVA_Transmission | NonRTO_Midwest | Internal | Winter | B16 | 25 | 700 | 0 | 56.17 | 59.78 | 9 | 0
2020 | TVA_Transmission_2_NonRTO_Midwest | TVA_Transmission | NonRTO_Midwest | Internal | Winter | B17 | 100 | 700 | 0 | 50.65 | 56.21 | 9 | 0
2020 | TVA_Transmission_2_NonRTO_Midwest | TVA_Transmission | NonRTO_Midwest | Internal | Winter | B18 | 400 | 700 | 0 | 46.09 | 50.53 | 9 | 0
2020 | TVA_Transmission_2_NonRTO_Midwest | TVA_Transmission | NonRTO_Midwest | Internal | Winter | B19 | 700 | 700 | 0 | 44.21 | 43.73 | 9 | 0
2020 | TVA_Transmission_2_NonRTO_Midwest | TVA_Transmission | NonRTO_Midwest | Internal | Winter | B20 | 935 | 700 | 0 | 41.13 | 35.69 | 9 | 0
2020 | TVA_Transmission_2_SOCO | TVA_Transmission | SOCO | Internal | Shoulder | B11 | 25 | 3200 | 0 | 59.22 | 67.66 | 9 | 0
2020 | TVA_Transmission_2_SOCO | TVA_Transmission | SOCO | Internal | Shoulder | B12 | 200 | 3200 | 0 | 48.35 | 44.18 | 9 | 0
2020 | TVA_Transmission_2_SOCO | TVA_Transmission | SOCO | Internal | Shoulder | B13 | 600 | 3200 | 0 | 45.1 | 42.57 | 9 | 0
2020 | TVA_Transmission_2_SOCO | TVA_Transmission | SOCO | Internal | Shoulder | B14 | 900 | 3200 | 0 | 43.78 | 42.57 | 9 | 0
2020 | TVA_Transmission_2_SOCO | TVA_Transmission | SOCO | Internal | Shoulder | B15 | 1203 | 3200 | 0 | 40.85 | 42.57 | 9 | 0
2020 | TVA_Transmission_2_SOCO | TVA_Transmission | SOCO | Internal | Summer | B1 | 10 | 3200 | 0 | 72.54 | 71.71 | 9 | 0
2020 | TVA_Transmission_2_SOCO | TVA_Transmission | SOCO | Internal | Summer | B2 | 25 | 3200 | 0 | 71.36 | 70.36 | 9 | 0
2020 | TVA_Transmission_2_SOCO | TVA_Transmission | SOCO | Internal | Summer | B3 | 75 | 3200 | 0 | 67.86 | 70.36 | 9 | 0
2020 | TVA_Transmission_2_SOCO | TVA_Transmission | SOCO | Internal | Summer | B4 | 100 | 3200 | 0 | 67.86 | 70.36 | 9 | 0
2020 | TVA_Transmission_2_SOCO | TVA_Transmission | SOCO | Internal | Summer | B5 | 200 | 3200 | 0 | 62.45 | 70.36 | 9 | 0
2020 | TVA_Transmission_2_SOCO | TVA_Transmission | SOCO | Internal | Summer | B6 | 300 | 3200 | 0 | 54.61 | 63.6 | 9 | 0
2020 | TVA_Transmission_2_SOCO | TVA_Transmission | SOCO | Internal | Summer | B7 | 400 | 3200 | 0 | 47.66 | 56.06 | 9 | 0
2020 | TVA_Transmission_2_SOCO | TVA_Transmission | SOCO | Internal | Summer | B8 | 500 | 3200 | 0 | 42.31 | 44.07 | 9 | 0
2020 | TVA_Transmission_2_SOCO | TVA_Transmission | SOCO | Internal | Summer | B9 | 800 | 3200 | 0 | 40.22 | 41.3 | 9 | 0
2020 | TVA_Transmission_2_SOCO | TVA_Transmission | SOCO | Internal | Summer | B10 | 1262 | 3200 | 0 | 38.18 | 41.3 | 9 | 0
2020 | TVA_Transmission_2_SOCO | TVA_Transmission | SOCO | Internal | Winter | B16 | 25 | 3200 | 0 | 56.17 | 64.75 | 9 | 0
2020 | TVA_Transmission_2_SOCO | TVA_Transmission | SOCO | Internal | Winter | B17 | 100 | 3200 | 0 | 50.65 | 46.79 | 9 | 0
2020 | TVA_Transmission_2_SOCO | TVA_Transmission | SOCO | Internal | Winter | B18 | 400 | 3200 | 0 | 46.09 | 45.18 | 9 | 0
2020 | TVA_Transmission_2_SOCO | TVA_Transmission | SOCO | Internal | Winter | B19 | 700 | 3200 | 0 | 44.21 | 45.18 | 9 | 0
2020 | TVA_Transmission_2_SOCO | TVA_Transmission | SOCO | Internal | Winter | B20 | 935 | 3200 | 0 | 41.13 | 44.59 | 9 | 0
2020 | TVA_Transmission_2_TVA | TVA_Transmission | TVA | Internal | Shoulder | B11 | 25 | 99999 | 0 | 59.22 | 50.7 | 0.01 | 0
2020 | TVA_Transmission_2_TVA | TVA_Transmission | TVA | Internal | Shoulder | B12 | 200 | 99999 | 0 | 48.35 | 42.21 | 0.01 | 0
2020 | TVA_Transmission_2_TVA | TVA_Transmission | TVA | Internal | Shoulder | B13 | 600 | 99999 | 0 | 45.1 | 41.85 | 0.01 | 0
2020 | TVA_Transmission_2_TVA | TVA_Transmission | TVA | Internal | Shoulder | B14 | 900 | 99999 | 0 | 43.78 | 41.85 | 0.01 | 0
2020 | TVA_Transmission_2_TVA | TVA_Transmission | TVA | Internal | Shoulder | B15 | 1203 | 99999 | 0 | 40.85 | 39.62 | 0.01 | 0
2020 | TVA_Transmission_2_TVA | TVA_Transmission | TVA | Internal | Summer | B1 | 10 | 99999 | 3674.97 | 72.54 | 72.55 | 0.01 | 0
2020 | TVA_Transmission_2_TVA | TVA_Transmission | TVA | Internal | Summer | B2 | 25 | 99999 | 2863.28 | 71.36 | 71.37 | 0.01 | 0
2020 | TVA_Transmission_2_TVA | TVA_Transmission | TVA | Internal | Summer | B3 | 75 | 99999 | 1263.63 | 67.86 | 67.87 | 0.01 | 0
2020 | TVA_Transmission_2_TVA | TVA_Transmission | TVA | Internal | Summer | B4 | 100 | 99999 | 525.8 | 67.86 | 67.87 | 0.01 | 0
2020 | TVA_Transmission_2_TVA | TVA_Transmission | TVA | Internal | Summer | B5 | 200 | 99999 | 0 | 62.45 | 50.66 | 0.01 | 0
2020 | TVA_Transmission_2_TVA | TVA_Transmission | TVA | Internal | Summer | B6 | 300 | 99999 | 0 | 54.61 | 42.62 | 0.01 | 0
2020 | TVA_Transmission_2_TVA | TVA_Transmission | TVA | Internal | Summer | B7 | 400 | 99999 | 0 | 47.66 | 40.88 | 0.01 | 0
2020 | TVA_Transmission_2_TVA | TVA_Transmission | TVA | Internal | Summer | B8 | 500 | 99999 | 0 | 42.31 | 40.88 | 0.01 | 0
2020 | TVA_Transmission_2_TVA | TVA_Transmission | TVA | Internal | Summer | B9 | 800 | 99999 | 0 | 40.22 | 38.61 | 0.01 | 0
2020 | TVA_Transmission_2_TVA | TVA_Transmission | TVA | Internal | Summer | B10 | 1262 | 99999 | 0 | 38.18 | 36.21 | 0.01 | 0
2020 | TVA_Transmission_2_TVA | TVA_Transmission | TVA | Internal | Winter | B16 | 25 | 99999 | 0 | 56.17 | 55.75 | 0.01 | 0
2020 | TVA_Transmission_2_TVA | TVA_Transmission | TVA | Internal | Winter | B17 | 100 | 99999 | 0 | 50.65 | 44.84 | 0.01 | 0
2020 | TVA_Transmission_2_TVA | TVA_Transmission | TVA | Internal | Winter | B18 | 400 | 99999 | 0 | 46.09 | 40.67 | 0.01 | 0
2020 | TVA_Transmission_2_TVA | TVA_Transmission | TVA | Internal | Winter | B19 | 700 | 99999 | 0 | 44.21 | 40.67 | 0.01 | 0
2020 | TVA_Transmission_2_TVA | TVA_Transmission | TVA | Internal | Winter | B20 | 935 | 99999 | 0 | 41.13 | 40.67 | 0.01 | 0
2020 | TVA_Transmission_2_VACAR | TVA_Transmission | VACAR | Internal | Shoulder | B11 | 25 | 900 | 0 | 59.22 | 60.66 | 9 | 0
2020 | TVA_Transmission_2_VACAR | TVA_Transmission | VACAR | Internal | Shoulder | B12 | 200 | 900 | 0 | 48.35 | 54.18 | 9 | 0
2020 | TVA_Transmission_2_VACAR | TVA_Transmission | VACAR | Internal | Shoulder | B13 | 600 | 900 | 0 | 45.1 | 47.61 | 9 | 0
2020 | TVA_Transmission_2_VACAR | TVA_Transmission | VACAR | Internal | Shoulder | B14 | 900 | 900 | 0 | 43.78 | 46.17 | 9 | 0
2020 | TVA_Transmission_2_VACAR | TVA_Transmission | VACAR | Internal | Shoulder | B15 | 1203 | 900 | 0 | 40.85 | 42.39 | 9 | 0
2020 | TVA_Transmission_2_VACAR | TVA_Transmission | VACAR | Internal | Summer | B1 | 10 | 900 | 0 | 72.54 | 73.8 | 9 | 0
2020 | TVA_Transmission_2_VACAR | TVA_Transmission | VACAR | Internal | Summer | B2 | 25 | 900 | 0 | 71.36 | 73.8 | 9 | 0
2020 | TVA_Transmission_2_VACAR | TVA_Transmission | VACAR | Internal | Summer | B3 | 75 | 900 | 0 | 67.86 | 73.8 | 9 | 0
2020 | TVA_Transmission_2_VACAR | TVA_Transmission | VACAR | Internal | Summer | B4 | 100 | 900 | 0 | 67.86 | 72.49 | 9 | 0
2020 | TVA_Transmission_2_VACAR | TVA_Transmission | VACAR | Internal | Summer | B5 | 200 | 900 | 0 | 62.45 | 63.36 | 9 | 0
2020 | TVA_Transmission_2_VACAR | TVA_Transmission | VACAR | Internal | Summer | B6 | 300 | 900 | 0 | 54.61 | 56.6 | 9 | 0
2020 | TVA_Transmission_2_VACAR | TVA_Transmission | VACAR | Internal | Summer | B7 | 400 | 900 | 0 | 47.66 | 49.06 | 9 | 0
2020 | TVA_Transmission_2_VACAR | TVA_Transmission | VACAR | Internal | Summer | B8 | 500 | 900 | 0 | 42.31 | 44.05 | 9 | 0
2020 | TVA_Transmission_2_VACAR | TVA_Transmission | VACAR | Internal | Summer | B9 | 800 | 900 | 0 | 40.22 | 42.2 | 9 | 0
2020 | TVA_Transmission_2_VACAR | TVA_Transmission | VACAR | Internal | Summer | B10 | 1262 | 900 | 0 | 38.18 | 40.67 | 9 | 0
2020 | TVA_Transmission_2_VACAR | TVA_Transmission | VACAR | Internal | Winter | B16 | 25 | 900 | 900 | 56.17 | 74.75 | 9 | 9.58
2020 | TVA_Transmission_2_VACAR | TVA_Transmission | VACAR | Internal | Winter | B17 | 100 | 900 | 0 | 50.65 | 56.17 | 9 | 0
2020 | TVA_Transmission_2_VACAR | TVA_Transmission | VACAR | Internal | Winter | B18 | 400 | 900 | 0 | 46.09 | 48.65 | 9 | 0
2020 | TVA_Transmission_2_VACAR | TVA_Transmission | VACAR | Internal | Winter | B19 | 700 | 900 | 0 | 44.21 | 46.27 | 9 | 0
2020 | TVA_Transmission_2_VACAR | TVA_Transmission | VACAR | Internal | Winter | B20 | 935 | 900 | 0 | 41.13 | 41.84 | 9 | 0
2020 | VACAR_2_PJM_ROR | VACAR | PJM_ROR | Internal | Shoulder | B11 | 25 | 2000 | 0 | 60.66 | 53.69 | 7 | 0
2020 | VACAR_2_PJM_ROR | VACAR | PJM_ROR | Internal | Shoulder | B12 | 200 | 2000 | 0 | 54.18 | 48.18 | 7 | 0
2020 | VACAR_2_PJM_ROR | VACAR | PJM_ROR | Internal | Shoulder | B13 | 600 | 2000 | 0 | 47.61 | 42.88 | 7 | 0
2020 | VACAR_2_PJM_ROR | VACAR | PJM_ROR | Internal | Shoulder | B14 | 900 | 2000 | 0 | 46.17 | 40.17 | 7 | 0
2020 | VACAR_2_PJM_ROR | VACAR | PJM_ROR | Internal | Shoulder | B15 | 1203 | 2000 | 0 | 42.39 | 37.37 | 7 | 0
2020 | VACAR_2_PJM_ROR | VACAR | PJM_ROR | Internal | Summer | B1 | 10 | 2000 | 0 | 73.8 | 66.54 | 7 | 0
2020 | VACAR_2_PJM_ROR | VACAR | PJM_ROR | Internal | Summer | B2 | 25 | 2000 | 0 | 73.8 | 65.36 | 7 | 0
2020 | VACAR_2_PJM_ROR | VACAR | PJM_ROR | Internal | Summer | B3 | 75 | 2000 | 0 | 73.8 | 61.86 | 7 | 0
2020 | VACAR_2_PJM_ROR | VACAR | PJM_ROR | Internal | Summer | B4 | 100 | 2000 | 0 | 72.49 | 61.86 | 7 | 0
2020 | VACAR_2_PJM_ROR | VACAR | PJM_ROR | Internal | Summer | B5 | 200 | 2000 | 0 | 63.36 | 56.97 | 7 | 0
2020 | VACAR_2_PJM_ROR | VACAR | PJM_ROR | Internal | Summer | B6 | 300 | 2000 | 0 | 56.6 | 48.62 | 7 | 0
2020 | VACAR_2_PJM_ROR | VACAR | PJM_ROR | Internal | Summer | B7 | 400 | 2000 | 0 | 49.06 | 42.33 | 7 | 0
2020 | VACAR_2_PJM_ROR | VACAR | PJM_ROR | Internal | Summer | B8 | 500 | 2000 | 0 | 44.05 | 38.01 | 7 | 0
2020 | VACAR_2_PJM_ROR | VACAR | PJM_ROR | Internal | Summer | B9 | 800 | 2000 | 0 | 42.2 | 36.2 | 7 | 0
2020 | VACAR_2_PJM_ROR | VACAR | PJM_ROR | Internal | Summer | B10 | 1262 | 2000 | 0 | 40.67 | 34.67 | 7 | 0
2020 | VACAR_2_PJM_ROR | VACAR | PJM_ROR | Internal | Winter | B16 | 25 | 2000 | 0 | 74.75 | 50.17 | 7 | 0
2020 | VACAR_2_PJM_ROR | VACAR | PJM_ROR | Internal | Winter | B17 | 100 | 2000 | 0 | 56.17 | 50.17 | 7 | 0
2020 | VACAR_2_PJM_ROR | VACAR | PJM_ROR | Internal | Winter | B18 | 400 | 2000 | 0 | 48.65 | 44.33 | 7 | 0
2020 | VACAR_2_PJM_ROR | VACAR | PJM_ROR | Internal | Winter | B19 | 700 | 2000 | 0 | 46.27 | 41.99 | 7 | 0
2020 | VACAR_2_PJM_ROR | VACAR | PJM_ROR | Internal | Winter | B20 | 935 | 2000 | 0 | 41.84 | 35.84 | 7 | 0
2020 | VACAR_2_SOCO | VACAR | SOCO | Internal | Shoulder | B11 | 25 | 3000 | 2802.38 | 60.66 | 67.66 | 7 | 0
2020 | VACAR_2_SOCO | VACAR | SOCO | Internal | Shoulder | B12 | 200 | 3000 | 0 | 54.18 | 44.18 | 7 | 0
2020 | VACAR_2_SOCO | VACAR | SOCO | Internal | Shoulder | B13 | 600 | 3000 | 0 | 47.61 | 42.57 | 7 | 0
2020 | VACAR_2_SOCO | VACAR | SOCO | Internal | Shoulder | B14 | 900 | 3000 | 0 | 46.17 | 42.57 | 7 | 0
2020 | VACAR_2_SOCO | VACAR | SOCO | Internal | Shoulder | B15 | 1203 | 3000 | 0 | 42.39 | 42.57 | 7 | 0
2020 | VACAR_2_SOCO | VACAR | SOCO | Internal | Summer | B1 | 10 | 3000 | 0 | 73.8 | 71.71 | 7 | 0
2020 | VACAR_2_SOCO | VACAR | SOCO | Internal | Summer | B2 | 25 | 3000 | 0 | 73.8 | 70.36 | 7 | 0
2020 | VACAR_2_SOCO | VACAR | SOCO | Internal | Summer | B3 | 75 | 3000 | 0 | 73.8 | 70.36 | 7 | 0
2020 | VACAR_2_SOCO | VACAR | SOCO | Internal | Summer | B4 | 100 | 3000 | 0 | 72.49 | 70.36 | 7 | 0
2020 | VACAR_2_SOCO | VACAR | SOCO | Internal | Summer | B5 | 200 | 3000 | 375.86 | 63.36 | 70.36 | 7 | 0
2020 | VACAR_2_SOCO | VACAR | SOCO | Internal | Summer | B6 | 300 | 3000 | 436.28 | 56.6 | 63.6 | 7 | 0
2020 | VACAR_2_SOCO | VACAR | SOCO | Internal | Summer | B7 | 400 | 3000 | 2004.26 | 49.06 | 56.06 | 7 | 0
2020 | VACAR_2_SOCO | VACAR | SOCO | Internal | Summer | B8 | 500 | 3000 | 0 | 44.05 | 44.07 | 7 | 0
2020 | VACAR_2_SOCO | VACAR | SOCO | Internal | Summer | B9 | 800 | 3000 | 0 | 42.2 | 41.3 | 7 | 0
2020 | VACAR_2_SOCO | VACAR | SOCO | Internal | Summer | B10 | 1262 | 3000 | 0 | 40.67 | 41.3 | 7 | 0
2020 | VACAR_2_SOCO | VACAR | SOCO | Internal | Winter | B16 | 25 | 3000 | 0 | 74.75 | 64.75 | 7 | 0
2020 | VACAR_2_SOCO | VACAR | SOCO | Internal | Winter | B17 | 100 | 3000 | 0 | 56.17 | 46.79 | 7 | 0
2020 | VACAR_2_SOCO | VACAR | SOCO | Internal | Winter | B18 | 400 | 3000 | 0 | 48.65 | 45.18 | 7 | 0
2020 | VACAR_2_SOCO | VACAR | SOCO | Internal | Winter | B19 | 700 | 3000 | 0 | 46.27 | 45.18 | 7 | 0
2020 | VACAR_2_SOCO | VACAR | SOCO | Internal | Winter | B20 | 935 | 3000 | 0 | 41.84 | 44.59 | 7 | 0
2020 | VACAR_2_TVA_Transmission | VACAR | TVA_Transmission | Internal | Shoulder | B11 | 25 | 900 | 0 | 60.66 | 59.22 | 7 | 0
2020 | VACAR_2_TVA_Transmission | VACAR | TVA_Transmission | Internal | Shoulder | B12 | 200 | 900 | 0 | 54.18 | 48.35 | 7 | 0
2020 | VACAR_2_TVA_Transmission | VACAR | TVA_Transmission | Internal | Shoulder | B13 | 600 | 900 | 0 | 47.61 | 45.1 | 7 | 0
2020 | VACAR_2_TVA_Transmission | VACAR | TVA_Transmission | Internal | Shoulder | B14 | 900 | 900 | 0 | 46.17 | 43.78 | 7 | 0
2020 | VACAR_2_TVA_Transmission | VACAR | TVA_Transmission | Internal | Shoulder | B15 | 1203 | 900 | 0 | 42.39 | 40.85 | 7 | 0
2020 | VACAR_2_TVA_Transmission | VACAR | TVA_Transmission | Internal | Summer | B1 | 10 | 900 | 0 | 73.8 | 72.54 | 7 | 0
2020 | VACAR_2_TVA_Transmission | VACAR | TVA_Transmission | Internal | Summer | B2 | 25 | 900 | 0 | 73.8 | 71.36 | 7 | 0
2020 | VACAR_2_TVA_Transmission | VACAR | TVA_Transmission | Internal | Summer | B3 | 75 | 900 | 0 | 73.8 | 67.86 | 7 | 0
2020 | VACAR_2_TVA_Transmission | VACAR | TVA_Transmission | Internal | Summer | B4 | 100 | 900 | 0 | 72.49 | 67.86 | 7 | 0
2020 | VACAR_2_TVA_Transmission | VACAR | TVA_Transmission | Internal | Summer | B5 | 200 | 900 | 0 | 63.36 | 62.45 | 7 | 0
2020 | VACAR_2_TVA_Transmission | VACAR | TVA_Transmission | Internal | Summer | B6 | 300 | 900 | 0 | 56.6 | 54.61 | 7 | 0
2020 | VACAR_2_TVA_Transmission | VACAR | TVA_Transmission | Internal | Summer | B7 | 400 | 900 | 0 | 49.06 | 47.66 | 7 | 0
2020 | VACAR_2_TVA_Transmission | VACAR | TVA_Transmission | Internal | Summer | B8 | 500 | 900 | 0 | 44.05 | 42.31 | 7 | 0
2020 | VACAR_2_TVA_Transmission | VACAR | TVA_Transmission | Internal | Summer | B9 | 800 | 900 | 0 | 42.2 | 40.22 | 7 | 0
2020 | VACAR_2_TVA_Transmission | VACAR | TVA_Transmission | Internal | Summer | B10 | 1262 | 900 | 0 | 40.67 | 38.18 | 7 | 0
2020 | VACAR_2_TVA_Transmission | VACAR | TVA_Transmission | Internal | Winter | B16 | 25 | 900 | 0 | 74.75 | 56.17 | 7 | 0
2020 | VACAR_2_TVA_Transmission | VACAR | TVA_Transmission | Internal | Winter | B17 | 100 | 900 | 0 | 56.17 | 50.65 | 7 | 0
2020 | VACAR_2_TVA_Transmission | VACAR | TVA_Transmission | Internal | Winter | B18 | 400 | 900 | 0 | 48.65 | 46.09 | 7 | 0
2020 | VACAR_2_TVA_Transmission | VACAR | TVA_Transmission | Internal | Winter | B19 | 700 | 900 | 0 | 46.27 | 44.21 | 7 | 0
2020 | VACAR_2_TVA_Transmission | VACAR | TVA_Transmission | Internal | Winter | B20 | 935 | 900 | 0 | 41.84 | 41.13 | 7 | 0
2025 | ENT_2_SOCO | ENT | SOCO | Internal | Shoulder | B11 | 25 | 2000 | 0 | 63.17 | 67.24 | 8 | 0
2025 | ENT_2_SOCO | ENT | SOCO | Internal | Shoulder | B12 | 200 | 2000 | 0 | 44.8 | 44.95 | 8 | 0
2025 | ENT_2_SOCO | ENT | SOCO | Internal | Shoulder | B13 | 600 | 2000 | 0 | 44.8 | 44.95 | 8 | 0
2025 | ENT_2_SOCO | ENT | SOCO | Internal | Shoulder | B14 | 900 | 2000 | 0 | 44.8 | 44.95 | 8 | 0
2025 | ENT_2_SOCO | ENT | SOCO | Internal | Shoulder | B15 | 1203 | 2000 | 0 | 43.84 | 44.95 | 8 | 0
2025 | ENT_2_SOCO | ENT | SOCO | Internal | Summer | B1 | 10 | 2000 | 2000 | 75.77 | 84.58 | 8 | 0.81
2025 | ENT_2_SOCO | ENT | SOCO | Internal | Summer | B2 | 25 | 2000 | 0 | 72.42 | 73.95 | 8 | 0
2025 | ENT_2_SOCO | ENT | SOCO | Internal | Summer | B3 | 75 | 2000 | 511.51 | 65.95 | 73.95 | 8 | 0
2025 | ENT_2_SOCO | ENT | SOCO | Internal | Summer | B4 | 100 | 2000 | 544.06 | 65.95 | 73.95 | 8 | 0
2025 | ENT_2_SOCO | ENT | SOCO | Internal | Summer | B5 | 200 | 2000 | 686.92 | 63.82 | 71.82 | 8 | 0
2025 | ENT_2_SOCO | ENT | SOCO | Internal | Summer | B6 | 300 | 2000 | 0 | 57.77 | 60.44 | 8 | 0
2025 | ENT_2_SOCO | ENT | SOCO | Internal | Summer | B7 | 400 | 2000 | 50.15 | 47.2 | 55.2 | 8 | 0
2025 | ENT_2_SOCO | ENT | SOCO | Internal | Summer | B8 | 500 | 2000 | 0 | 43.28 | 44.25 | 8 | 0
2025 | ENT_2_SOCO | ENT | SOCO | Internal | Summer | B9 | 800 | 2000 | 0 | 43.28 | 43.55 | 8 | 0
2025 | ENT_2_SOCO | ENT | SOCO | Internal | Summer | B10 | 1262 | 2000 | 0 | 42.97 | 43.55 | 8 | 0
2025 | ENT_2_SOCO | ENT | SOCO | Internal | Winter | B16 | 25 | 2000 | 1763.51 | 56.28 | 64.28 | 8 | 0
2025 | ENT_2_SOCO | ENT | SOCO | Internal | Winter | B17 | 100 | 2000 | 0 | 47.79 | 47.83 | 8 | 0
2025 | ENT_2_SOCO | ENT | SOCO | Internal | Winter | B18 | 400 | 2000 | 0 | 47.79 | 47.83 | 8 | 0
2025 | ENT_2_SOCO | ENT | SOCO | Internal | Winter | B19 | 700 | 2000 | 0 | 47.44 | 47.83 | 8 | 0
2025 | ENT_2_SOCO | ENT | SOCO | Internal | Winter | B20 | 935 | 2000 | 0 | 44.7 | 44.05 | 8 | 0
2025 | ENT_2_TVA_Transmission | ENT | TVA_Transmission | Internal | Shoulder | B11 | 25 | 2100 | 0 | 63.17 | 58.38 | 8 | 0
2025 | ENT_2_TVA_Transmission | ENT | TVA_Transmission | Internal | Shoulder | B12 | 200 | 2100 | 0 | 44.8 | 48.43 | 8 | 0
2025 | ENT_2_TVA_Transmission | ENT | TVA_Transmission | Internal | Shoulder | B13 | 600 | 2100 | 0 | 44.8 | 46.04 | 8 | 0
2025 | ENT_2_TVA_Transmission | ENT | TVA_Transmission | Internal | Shoulder | B14 | 900 | 2100 | 0 | 44.8 | 45.24 | 8 | 0
2025 | ENT_2_TVA_Transmission | ENT | TVA_Transmission | Internal | Shoulder | B15 | 1203 | 2100 | 0 | 43.84 | 42.04 | 8 | 0
2025 | ENT_2_TVA_Transmission | ENT | TVA_Transmission | Internal | Summer | B1 | 10 | 2100 | 0 | 75.77 | 76.46 | 8 | 0
2025 | ENT_2_TVA_Transmission | ENT | TVA_Transmission | Internal | Summer | B2 | 25 | 2100 | 0 | 72.42 | 75.48 | 8 | 0
2025 | ENT_2_TVA_Transmission | ENT | TVA_Transmission | Internal | Summer | B3 | 75 | 2100 | 0 | 65.95 | 71.45 | 8 | 0
2025 | ENT_2_TVA_Transmission | ENT | TVA_Transmission | Internal | Summer | B4 | 100 | 2100 | 0 | 65.95 | 70.28 | 8 | 0
2025 | ENT_2_TVA_Transmission | ENT | TVA_Transmission | Internal | Summer | B5 | 200 | 2100 | 0 | 63.82 | 64 | 8 | 0
2025 | ENT_2_TVA_Transmission | ENT | TVA_Transmission | Internal | Summer | B6 | 300 | 2100 | 0 | 57.77 | 52.88 | 8 | 0
2025 | ENT_2_TVA_Transmission | ENT | TVA_Transmission | Internal | Summer | B7 | 400 | 2100 | 0 | 47.2 | 47.2 | 8 | 0
2025 | ENT_2_TVA_Transmission | ENT | TVA_Transmission | Internal | Summer | B8 | 500 | 2100 | 0 | 43.28 | 44.21 | 8 | 0
2025 | ENT_2_TVA_Transmission | ENT | TVA_Transmission | Internal | Summer | B9 | 800 | 2100 | 0 | 43.28 | 41.72 | 8 | 0
2025 | ENT_2_TVA_Transmission | ENT | TVA_Transmission | Internal | Summer | B10 | 1262 | 2100 | 0 | 42.97 | 38.24 | 8 | 0
2025 | ENT_2_TVA_Transmission | ENT | TVA_Transmission | Internal | Winter | B16 | 25 | 2100 | 0 | 56.28 | 55.28 | 8 | 0
2025 | ENT_2_TVA_Transmission | ENT | TVA_Transmission | Internal | Winter | B17 | 100 | 2100 | 0 | 47.79 | 52.04 | 8 | 0
2025 | ENT_2_TVA_Transmission | ENT | TVA_Transmission | Internal | Winter | B18 | 400 | 2100 | 0 | 47.79 | 48.3 | 8 | 0
2025 | ENT_2_TVA_Transmission | ENT | TVA_Transmission | Internal | Winter | B19 | 700 | 2100 | 0 | 47.44 | 46.28 | 8 | 0
2025 | ENT_2_TVA_Transmission | ENT | TVA_Transmission | Internal | Winter | B20 | 935 | 2100 | 0 | 44.7 | 40.68 | 8 | 0
2025 | HQ_NEISO_2_NEISO | HQ_NEISO | NEISO | Internal | Shoulder | B11 | 25 | 99999 | 2920 | 38.87 | 38.89 | 0.01 | 0
2025 | HQ_NEISO_2_NEISO | HQ_NEISO | NEISO | Internal | Shoulder | B12 | 200 | 99999 | 2920 | 38.87 | 38.89 | 0.01 | 0
2025 | HQ_NEISO_2_NEISO | HQ_NEISO | NEISO | Internal | Shoulder | B13 | 600 | 99999 | 2920 | 38.87 | 38.89 | 0.01 | 0
2025 | HQ_NEISO_2_NEISO | HQ_NEISO | NEISO | Internal | Shoulder | B14 | 900 | 99999 | 2920 | 37.69 | 37.7 | 0.01 | 0
2025 | HQ_NEISO_2_NEISO | HQ_NEISO | NEISO | Internal | Shoulder | B15 | 1203 | 99999 | 2564.65 | 36.29 | 36.3 | 0.01 | 0
2025 | HQ_NEISO_2_NEISO | HQ_NEISO | NEISO | Internal | Summer | B1 | 10 | 99999 | 2920 | 77.96 | 77.97 | 0.01 | 0
2025 | HQ_NEISO_2_NEISO | HQ_NEISO | NEISO | Internal | Summer | B2 | 25 | 99999 | 2920 | 68.48 | 68.49 | 0.01 | 0
2025 | HQ_NEISO_2_NEISO | HQ_NEISO | NEISO | Internal | Summer | B3 | 75 | 99999 | 2920 | 49.99 | 50 | 0.01 | 0
2025 | HQ_NEISO_2_NEISO | HQ_NEISO | NEISO | Internal | Summer | B4 | 100 | 99999 | 2920 | 41.29 | 41.3 | 0.01 | 0
2025 | HQ_NEISO_2_NEISO | HQ_NEISO | NEISO | Internal | Summer | B5 | 200 | 99999 | 2920 | 35.71 | 35.72 | 0.01 | 0
2025 | HQ_NEISO_2_NEISO | HQ_NEISO | NEISO | Internal | Summer | B6 | 300 | 99999 | 2920 | 35.71 | 35.72 | 0.01 | 0
2025 | HQ_NEISO_2_NEISO | HQ_NEISO | NEISO | Internal | Summer | B7 | 400 | 99999 | 2920 | 35.71 | 35.72 | 0.01 | 0
2025 | HQ_NEISO_2_NEISO | HQ_NEISO | NEISO | Internal | Summer | B8 | 500 | 99999 | 2920 | 35.71 | 35.72 | 0.01 | 0
2025 | HQ_NEISO_2_NEISO | HQ_NEISO | NEISO | Internal | Summer | B9 | 800 | 99999 | 2920 | 35.71 | 35.72 | 0.01 | 0
2025 | HQ_NEISO_2_NEISO | HQ_NEISO | NEISO | Internal | Summer | B10 | 1262 | 99999 | 2495.19 | 35.71 | 35.72 | 0.01 | 0
2025 | HQ_NEISO_2_NEISO | HQ_NEISO | NEISO | Internal | Winter | B16 | 25 | 99999 | 2920 | 48.67 | 48.68 | 0.01 | 0
2025 | HQ_NEISO_2_NEISO | HQ_NEISO | NEISO | Internal | Winter | B17 | 100 | 99999 | 2920 | 48.67 | 48.68 | 0.01 | 0
2025 | HQ_NEISO_2_NEISO | HQ_NEISO | NEISO | Internal | Winter | B18 | 400 | 99999 | 2920 | 48.67 | 48.68 | 0.01 | 0
2025 | HQ_NEISO_2_NEISO | HQ_NEISO | NEISO | Internal | Winter | B19 | 700 | 99999 | 2920 | 47.77 | 47.78 | 0.01 | 0
2025 | HQ_NEISO_2_NEISO | HQ_NEISO | NEISO | Internal | Winter | B20 | 935 | 99999 | 2582.72 | 44.8 | 44.81 | 0.01 | 0
2025 | HQ_NY_2_NYISO_A-F | HQ_NY | NYISO_A-F | Internal | Shoulder | B11 | 25 | 99999 | 1500 | 41.69 | 41.7 | 0.01 | 0
2025 | HQ_NY_2_NYISO_A-F | HQ_NY | NYISO_A-F | Internal | Shoulder | B12 | 200 | 99999 | 1500 | 41.69 | 41.7 | 0.01 | 0
2025 | HQ_NY_2_NYISO_A-F | HQ_NY | NYISO_A-F | Internal | Shoulder | B13 | 600 | 99999 | 1500 | 39.84 | 39.85 | 0.01 | 0
2025 | HQ_NY_2_NYISO_A-F | HQ_NY | NYISO_A-F | Internal | Shoulder | B14 | 900 | 99999 | 1500 | 39.28 | 39.29 | 0.01 | 0
2025 | HQ_NY_2_NYISO_A-F | HQ_NY | NYISO_A-F | Internal | Shoulder | B15 | 1203 | 99999 | 1317.46 | 39.28 | 39.29 | 0.01 | 0
2025 | HQ_NY_2_NYISO_A-F | HQ_NY | NYISO_A-F | Internal | Summer | B1 | 10 | 99999 | 1500 | 53.43 | 53.44 | 0.01 | 0
2025 | HQ_NY_2_NYISO_A-F | HQ_NY | NYISO_A-F | Internal | Summer | B2 | 25 | 99999 | 1500 | 53.43 | 53.44 | 0.01 | 0
2025 | HQ_NY_2_NYISO_A-F | HQ_NY | NYISO_A-F | Internal | Summer | B3 | 75 | 99999 | 1500 | 47.97 | 47.98 | 0.01 | 0
2025 | HQ_NY_2_NYISO_A-F | HQ_NY | NYISO_A-F | Internal | Summer | B4 | 100 | 99999 | 1500 | 44.29 | 44.3 | 0.01 | 0
2025 | HQ_NY_2_NYISO_A-F | HQ_NY | NYISO_A-F | Internal | Summer | B5 | 200 | 99999 | 1500 | 44.29 | 44.3 | 0.01 | 0
2025 | HQ_NY_2_NYISO_A-F | HQ_NY | NYISO_A-F | Internal | Summer | B6 | 300 | 99999 | 1500 | 40.4 | 40.41 | 0.01 | 0
2025 | HQ_NY_2_NYISO_A-F | HQ_NY | NYISO_A-F | Internal | Summer | B7 | 400 | 99999 | 1500 | 40.4 | 40.41 | 0.01 | 0
2025 | HQ_NY_2_NYISO_A-F | HQ_NY | NYISO_A-F | Internal | Summer | B8 | 500 | 99999 | 1500 | 38.69 | 38.71 | 0.01 | 0
2025 | HQ_NY_2_NYISO_A-F | HQ_NY | NYISO_A-F | Internal | Summer | B9 | 800 | 99999 | 1500 | 38.29 | 38.3 | 0.01 | 0
2025 | HQ_NY_2_NYISO_A-F | HQ_NY | NYISO_A-F | Internal | Summer | B10 | 1262 | 99999 | 1281.77 | 38.29 | 38.3 | 0.01 | 0
2025 | HQ_NY_2_NYISO_A-F | HQ_NY | NYISO_A-F | Internal | Winter | B16 | 25 | 99999 | 1500 | 44.24 | 44.25 | 0.01 | 0
2025 | HQ_NY_2_NYISO_A-F | HQ_NY | NYISO_A-F | Internal | Winter | B17 | 100 | 99999 | 1500 | 44.24 | 44.25 | 0.01 | 0
2025 | HQ_NY_2_NYISO_A-F | HQ_NY | NYISO_A-F | Internal | Winter | B18 | 400 | 99999 | 1500 | 44.24 | 44.25 | 0.01 | 0
2025 | HQ_NY_2_NYISO_A-F | HQ_NY | NYISO_A-F | Internal | Winter | B19 | 700 | 99999 | 1500 | 40.68 | 40.7 | 0.01 | 0
2025 | HQ_NY_2_NYISO_A-F | HQ_NY | NYISO_A-F | Internal | Winter | B20 | 935 | 99999 | 1326.74 | 40.68 | 40.7 | 0.01 | 0
2025 | HQ_IESO_2_IESO | HQ_IESO | IESO | Internal | Shoulder | B11 | 25 | 99999 | 3000 | 11.5 | 11.51 | 0.01 | 0
2025 | HQ_IESO_2_IESO | HQ_IESO | IESO | Internal | Shoulder | B12 | 200 | 99999 | 3000 | 11.5 | 11.51 | 0.01 | 0
2025 | HQ_IESO_2_IESO | HQ_IESO | IESO | Internal | Shoulder | B13 | 600 | 99999 | 3000 | 11.5 | 11.51 | 0.01 | 0
2025 | HQ_IESO_2_IESO | HQ_IESO | IESO | Internal | Shoulder | B14 | 900 | 99999 | 3000 | 11.5 | 11.51 | 0.01 | 0
2025 | HQ_IESO_2_IESO | HQ_IESO | IESO | Internal | Shoulder | B15 | 1203 | 99999 | 2634.91 | 11.5 | 11.51 | 0.01 | 0
2025 | HQ_IESO_2_IESO | HQ_IESO | IESO | Internal | Summer | B1 | 10 | 99999 | 3000 | 39.58 | 39.59 | 0.01 | 0
2025 | HQ_IESO_2_IESO | HQ_IESO | IESO | Internal | Summer | B2 | 25 | 99999 | 3000 | 39.58 | 39.59 | 0.01 | 0
2025 | HQ_IESO_2_IESO | HQ_IESO | IESO | Internal | Summer | B3 | 75 | 99999 | 3000 | 11.5 | 11.51 | 0.01 | 0
2025 | HQ_IESO_2_IESO | HQ_IESO | IESO | Internal | Summer | B4 | 100 | 99999 | 3000 | 11.5 | 11.51 | 0.01 | 0
2025 | HQ_IESO_2_IESO | HQ_IESO | IESO | Internal | Summer | B5 | 200 | 99999 | 3000 | 11.5 | 11.51 | 0.01 | 0
2025 | HQ_IESO_2_IESO | HQ_IESO | IESO | Internal | Summer | B6 | 300 | 99999 | 3000 | 11.5 | 11.51 | 0.01 | 0
2025 | HQ_IESO_2_IESO | HQ_IESO | IESO | Internal | Summer | B7 | 400 | 99999 | 3000 | 11.5 | 11.51 | 0.01 | 0
2025 | HQ_IESO_2_IESO | HQ_IESO | IESO | Internal | Summer | B8 | 500 | 99999 | 3000 | 11.5 | 11.51 | 0.01 | 0
2025 | HQ_IESO_2_IESO | HQ_IESO | IESO | Internal | Summer | B9 | 800 | 99999 | 3000 | 11.5 | 11.51 | 0.01 | 0
2025 | HQ_IESO_2_IESO | HQ_IESO | IESO | Internal | Summer | B10 | 1262 | 99999 | 2563.55 | 11.5 | 11.51 | 0.01 | 0
2025 | HQ_IESO_2_IESO | HQ_IESO | IESO | Internal | Winter | B16 | 25 | 99999 | 3000 | 11.5 | 11.51 | 0.01 | 0
2025 | HQ_IESO_2_IESO | HQ_IESO | IESO | Internal | Winter | B17 | 100 | 99999 | 3000 | 11.5 | 11.51 | 0.01 | 0
2025 | HQ_IESO_2_IESO | HQ_IESO | IESO | Internal | Winter | B18 | 400 | 99999 | 3000 | 11.5 | 11.51 | 0.01 | 0
2025 | HQ_IESO_2_IESO | HQ_IESO | IESO | Internal | Winter | B19 | 700 | 99999 | 3000 | 11.5 | 11.51 | 0.01 | 0
2025 | HQ_IESO_2_IESO | HQ_IESO | IESO | Internal | Winter | B20 | 935 | 99999 | 2653.48 | 11.5 | 11.51 | 0.01 | 0
2025 | IESO_2_MAPP_CA | IESO | MAPP_CA | Internal | Shoulder | B11 | 25 | 262 | 262 | 11.51 | 45.43 | 7 | 26.92
2025 | IESO_2_MAPP_CA | IESO | MAPP_CA | Internal | Shoulder | B12 | 200 | 262 | 262 | 11.51 | 46.87 | 7 | 28.36
2025 | IESO_2_MAPP_CA | IESO | MAPP_CA | Internal | Shoulder | B13 | 600 | 262 | 262 | 11.51 | 42.89 | 7 | 24.38
2025 | IESO_2_MAPP_CA | IESO | MAPP_CA | Internal | Shoulder | B14 | 900 | 262 | 262 | 11.51 | 42.26 | 7 | 23.75
2025 | IESO_2_MAPP_CA | IESO | MAPP_CA | Internal | Shoulder | B15 | 1203 | 262 | 262 | 11.51 | 42.26 | 7 | 23.75
2025 | IESO_2_MAPP_CA | IESO | MAPP_CA | Internal | Summer | B1 | 10 | 262 | 262 | 39.59 | 56.75 | 7 | 10.16
2025 | IESO_2_MAPP_CA | IESO | MAPP_CA | Internal | Summer | B2 | 25 | 262 | 262 | 39.59 | 55.63 | 7 | 9.04
2025 | IESO_2_MAPP_CA | IESO | MAPP_CA | Internal | Summer | B3 | 75 | 262 | 262 | 11.51 | 56.75 | 7 | 38.25
2025 | IESO_2_MAPP_CA | IESO | MAPP_CA | Internal | Summer | B4 | 100 | 262 | 262 | 11.51 | 55.63 | 7 | 37.12
2025 | IESO_2_MAPP_CA | IESO | MAPP_CA | Internal | Summer | B5 | 200 | 262 | 262 | 11.51 | 52.78 | 7 | 34.28
2025 | IESO_2_MAPP_CA | IESO | MAPP_CA | Internal | Summer | B6 | 300 | 262 | 262 | 11.51 | 47.37 | 7 | 28.86
2025 | IESO_2_MAPP_CA | IESO | MAPP_CA | Internal | Summer | B7 | 400 | 262 | 262 | 11.51 | 41.26 | 7 | 22.75
2025 | IESO_2_MAPP_CA | IESO | MAPP_CA | Internal | Summer | B8 | 500 | 262 | 262 | 11.51 | 38.74 | 7 | 20.23
2025 | IESO_2_MAPP_CA | IESO | MAPP_CA | Internal | Summer | B9 | 800 | 262 | 262 | 11.51 | 38.74 | 7 | 20.23
2025 | IESO_2_MAPP_CA | IESO | MAPP_CA | Internal | Summer | B10 | 1262 | 262 | 262 | 11.51 | 38.74 | 7 | 20.23
2025 | IESO_2_MAPP_CA | IESO | MAPP_CA | Internal | Winter | B16 | 25 | 262 | 262 | 11.51 | 51.25 | 7 | 32.74
2025 | IESO_2_MAPP_CA | IESO | MAPP_CA | Internal | Winter | B17 | 100 | 262 | 262 | 11.51 | 50.32 | 7 | 31.81
2025 | IESO_2_MAPP_CA | IESO | MAPP_CA | Internal | Winter | B18 | 400 | 262 | 262 | 11.51 | 45.55 | 7 | 27.04
2025 | IESO_2_MAPP_CA | IESO | MAPP_CA | Internal | Winter | B19 | 700 | 262 | 262 | 11.51 | 45.55 | 7 | 27.04
2025 | IESO_2_MAPP_CA | IESO | MAPP_CA | Internal | Winter | B20 | 935 | 262 | 262 | 11.51 | 45.55 | 7 | 27.04
2025 | IESO_2_MISO_MI | IESO | MISO_MI | Internal | Shoulder | B11 | 25 | 1840 | 1840 | 11.51 | 55.18 | 7 | 36.67
2025 | IESO_2_MISO_MI | IESO | MISO_MI | Internal | Shoulder | B12 | 200 | 1840 | 1840 | 11.51 | 46.9 | 7 | 28.39
2025 | IESO_2_MISO_MI | IESO | MISO_MI | Internal | Shoulder | B13 | 600 | 1840 | 1840 | 11.51 | 42.92 | 7 | 24.42
2025 | IESO_2_MISO_MI | IESO | MISO_MI | Internal | Shoulder | B14 | 900 | 1840 | 1840 | 11.51 | 42.28 | 7 | 23.77
2025 | IESO_2_MISO_MI | IESO | MISO_MI | Internal | Shoulder | B15 | 1203 | 1840 | 1840 | 11.51 | 39.6 | 7 | 21.09
2025 | IESO_2_MISO_MI | IESO | MISO_MI | Internal | Summer | B1 | 10 | 1840 | 1840 | 39.59 | 67.94 | 7 | 21.35
2025 | IESO_2_MISO_MI | IESO | MISO_MI | Internal | Summer | B2 | 25 | 1840 | 1840 | 39.59 | 67.48 | 7 | 20.89
2025 | IESO_2_MISO_MI | IESO | MISO_MI | Internal | Summer | B3 | 75 | 1840 | 1840 | 11.51 | 63.85 | 7 | 45.34
2025 | IESO_2_MISO_MI | IESO | MISO_MI | Internal | Summer | B4 | 100 | 1840 | 1840 | 11.51 | 63.08 | 7 | 44.57
2025 | IESO_2_MISO_MI | IESO | MISO_MI | Internal | Summer | B5 | 200 | 1840 | 1840 | 11.51 | 60.91 | 7 | 42.41
2025 | IESO_2_MISO_MI | IESO | MISO_MI | Internal | Summer | B6 | 300 | 1840 | 1840 | 11.51 | 49.76 | 7 | 31.25
2025 | IESO_2_MISO_MI | IESO | MISO_MI | Internal | Summer | B7 | 400 | 1840 | 1840 | 11.51 | 41.29 | 7 | 22.78
2025 | IESO_2_MISO_MI | IESO | MISO_MI | Internal | Summer | B8 | 500 | 1840 | 1840 | 11.51 | 40.27 | 7 | 21.76
2025 | IESO_2_MISO_MI | IESO | MISO_MI | Internal | Summer | B9 | 800 | 1840 | 1840 | 11.51 | 38.73 | 7 | 20.22
2025 | IESO_2_MISO_MI | IESO | MISO_MI | Internal | Summer | B10 | 1262 | 1840 | 1840 | 11.51 | 35.7 | 7 | 17.19
2025 | IESO_2_MISO_MI | IESO | MISO_MI | Internal | Winter | B16 | 25 | 1840 | 1840 | 11.51 | 51.29 | 7 | 32.78
2025 | IESO_2_MISO_MI | IESO | MISO_MI | Internal | Winter | B17 | 100 | 1840 | 1840 | 11.51 | 50.62 | 7 | 32.11
2025 | IESO_2_MISO_MI | IESO | MISO_MI | Internal | Winter | B18 | 400 | 1840 | 1840 | 11.51 | 45.59 | 7 | 27.08
2025 | IESO_2_MISO_MI | IESO | MISO_MI | Internal | Winter | B19 | 700 | 1840 | 1840 | 11.51 | 44.67 | 7 | 26.17
2025 | IESO_2_MISO_MI | IESO | MISO_MI | Internal | Winter | B20 | 935 | 1840 | 1840 | 11.51 | 36.68 | 7 | 18.18
2025 | IESO_2_MISO_W | IESO | MISO_W | Internal | Shoulder | B11 | 25 | 140 | 140 | 11.51 | 55.7 | 7 | 37.2
2025 | IESO_2_MISO_W | IESO | MISO_W | Internal | Shoulder | B12 | 200 | 140 | 140 | 11.51 | 46.88 | 7 | 28.37
2025 | IESO_2_MISO_W | IESO | MISO_W | Internal | Shoulder | B13 | 600 | 140 | 140 | 11.51 | 42.9 | 7 | 24.39
2025 | IESO_2_MISO_W | IESO | MISO_W | Internal | Shoulder | B14 | 900 | 140 | 140 | 11.51 | 42.27 | 7 | 23.76
2025 | IESO_2_MISO_W | IESO | MISO_W | Internal | Shoulder | B15 | 1203 | 140 | 140 | 11.51 | 39.59 | 7 | 21.08
2025 | IESO_2_MISO_W | IESO | MISO_W | Internal | Summer | B1 | 10 | 140 | 140 | 39.59 | 68.45 | 7 | 21.86
2025 | IESO_2_MISO_W | IESO | MISO_W | Internal | Summer | B2 | 25 | 140 | 140 | 39.59 | 67.48 | 7 | 20.89
2025 | IESO_2_MISO_W | IESO | MISO_W | Internal | Summer | B3 | 75 | 140 | 140 | 11.51 | 67.48 | 7 | 48.97
2025 | IESO_2_MISO_W | IESO | MISO_W | Internal | Summer | B4 | 100 | 140 | 140 | 11.51 | 66.28 | 7 | 47.77
2025 | IESO_2_MISO_W | IESO | MISO_W | Internal | Summer | B5 | 200 | 140 | 140 | 11.51 | 60.94 | 7 | 42.43
2025 | IESO_2_MISO_W | IESO | MISO_W | Internal | Summer | B6 | 300 | 140 | 140 | 11.51 | 49.78 | 7 | 31.27
2025 | IESO_2_MISO_W | IESO | MISO_W | Internal | Summer | B7 | 400 | 140 | 140 | 11.51 | 41.27 | 7 | 22.76
2025 | IESO_2_MISO_W | IESO | MISO_W | Internal | Summer | B8 | 500 | 140 | 140 | 11.51 | 40.26 | 7 | 21.75
2025 | IESO_2_MISO_W | IESO | MISO_W | Internal | Summer | B9 | 800 | 140 | 140 | 11.51 | 38.73 | 7 | 20.22
2025 | IESO_2_MISO_W | IESO | MISO_W | Internal | Summer | B10 | 1262 | 140 | 140 | 11.51 | 35.66 | 7 | 17.16
2025 | IESO_2_MISO_W | IESO | MISO_W | Internal | Winter | B16 | 25 | 140 | 140 | 11.51 | 51.26 | 7 | 32.76
2025 | IESO_2_MISO_W | IESO | MISO_W | Internal | Winter | B17 | 100 | 140 | 140 | 11.51 | 50.33 | 7 | 31.82
2025 | IESO_2_MISO_W | IESO | MISO_W | Internal | Winter | B18 | 400 | 140 | 140 | 11.51 | 45.56 | 7 | 27.06
2025 | IESO_2_MISO_W | IESO | MISO_W | Internal | Winter | B19 | 700 | 140 | 140 | 11.51 | 44.7 | 7 | 26.19
2025 | IESO_2_MISO_W | IESO | MISO_W | Internal | Winter | B20 | 935 | 140 | 140 | 11.51 | 36.68 | 7 | 18.18
2025 | IESO_2_NYISO_A-F | IESO | NYISO_A-F | Internal | Shoulder | B11 | 25 | 1725 | 1725 | 11.51 | 41.7 | 7 | 23.2
2025 | IESO_2_NYISO_A-F | IESO | NYISO_A-F | Internal | Shoulder | B12 | 200 | 1725 | 1725 | 11.51 | 41.7 | 7 | 23.2
2025 | IESO_2_NYISO_A-F | IESO | NYISO_A-F | Internal | Shoulder | B13 | 600 | 1725 | 1725 | 11.51 | 39.85 | 7 | 21.34
2025 | IESO_2_NYISO_A-F | IESO | NYISO_A-F | Internal | Shoulder | B14 | 900 | 1725 | 1725 | 11.51 | 39.29 | 7 | 20.78
2025 | IESO_2_NYISO_A-F | IESO | NYISO_A-F | Internal | Shoulder | B15 | 1203 | 1725 | 1725 | 11.51 | 39.29 | 7 | 20.78
2025 | IESO_2_NYISO_A-F | IESO | NYISO_A-F | Internal | Summer | B1 | 10 | 1725 | 1725 | 39.59 | 53.44 | 7 | 6.85
2025 | IESO_2_NYISO_A-F | IESO | NYISO_A-F | Internal | Summer | B2 | 25 | 1725 | 1725 | 39.59 | 53.44 | 7 | 6.85
2025 | IESO_2_NYISO_A-F | IESO | NYISO_A-F | Internal | Summer | B3 | 75 | 1725 | 1725 | 11.51 | 47.98 | 7 | 29.47
2025 | IESO_2_NYISO_A-F | IESO | NYISO_A-F | Internal | Summer | B4 | 100 | 1725 | 1725 | 11.51 | 44.3 | 7 | 25.79
2025 | IESO_2_NYISO_A-F | IESO | NYISO_A-F | Internal | Summer | B5 | 200 | 1725 | 1725 | 11.51 | 44.3 | 7 | 25.79
2025 | IESO_2_NYISO_A-F | IESO | NYISO_A-F | Internal | Summer | B6 | 300 | 1725 | 1725 | 11.51 | 40.41 | 7 | 21.9
2025 | IESO_2_NYISO_A-F | IESO | NYISO_A-F | Internal | Summer | B7 | 400 | 1725 | 1725 | 11.51 | 40.41 | 7 | 21.9
2025 | IESO_2_NYISO_A-F | IESO | NYISO_A-F | Internal | Summer | B8 | 500 | 1725 | 1725 | 11.51 | 38.71 | 7 | 20.2
2025 | IESO_2_NYISO_A-F | IESO | NYISO_A-F | Internal | Summer | B9 | 800 | 1725 | 1725 | 11.51 | 38.3 | 7 | 19.79
2025 | IESO_2_NYISO_A-F | IESO | NYISO_A-F | Internal | Summer | B10 | 1262 | 1725 | 1725 | 11.51 | 38.3 | 7 | 19.79
2025 | IESO_2_NYISO_A-F | IESO | NYISO_A-F | Internal | Winter | B16 | 25 | 1725 | 1725 | 11.51 | 44.25 | 7 | 25.75
2025 | IESO_2_NYISO_A-F | IESO | NYISO_A-F | Internal | Winter | B17 | 100 | 1725 | 1725 | 11.51 | 44.25 | 7 | 25.75
2025 | IESO_2_NYISO_A-F | IESO | NYISO_A-F | Internal | Winter | B18 | 400 | 1725 | 1725 | 11.51 | 44.25 | 7 | 25.75
2025 | IESO_2_NYISO_A-F | IESO | NYISO_A-F | Internal | Winter | B19 | 700 | 1725 | 1725 | 11.51 | 40.7 | 7 | 22.19
2025 | IESO_2_NYISO_A-F | IESO | NYISO_A-F | Internal | Winter | B20 | 935 | 1725 | 1725 | 11.51 | 40.7 | 7 | 22.19
2025 | MAPP_CA_2_IESO | MAPP_CA | IESO | Internal | Shoulder | B11 | 25 | 330 | 0 | 45.43 | 11.51 | 8 | 0
2025 | MAPP_CA_2_IESO | MAPP_CA | IESO | Internal | Shoulder | B12 | 200 | 330 | 0 | 46.87 | 11.51 | 8 | 0
2025 | MAPP_CA_2_IESO | MAPP_CA | IESO | Internal | Shoulder | B13 | 600 | 330 | 0 | 42.89 | 11.51 | 8 | 0
2025 | MAPP_CA_2_IESO | MAPP_CA | IESO | Internal | Shoulder | B14 | 900 | 330 | 0 | 42.26 | 11.51 | 8 | 0
2025 | MAPP_CA_2_IESO | MAPP_CA | IESO | Internal | Shoulder | B15 | 1203 | 330 | 0 | 42.26 | 11.51 | 8 | 0
2025 | MAPP_CA_2_IESO | MAPP_CA | IESO | Internal | Summer | B1 | 10 | 330 | 0 | 56.75 | 39.59 | 8 | 0
2025 | MAPP_CA_2_IESO | MAPP_CA | IESO | Internal | Summer | B2 | 25 | 330 | 0 | 55.63 | 39.59 | 8 | 0
2025 | MAPP_CA_2_IESO | MAPP_CA | IESO | Internal | Summer | B3 | 75 | 330 | 0 | 56.75 | 11.51 | 8 | 0
2025 | MAPP_CA_2_IESO | MAPP_CA | IESO | Internal | Summer | B4 | 100 | 330 | 0 | 55.63 | 11.51 | 8 | 0
2025 | MAPP_CA_2_IESO | MAPP_CA | IESO | Internal | Summer | B5 | 200 | 330 | 0 | 52.78 | 11.51 | 8 | 0
2025 | MAPP_CA_2_IESO | MAPP_CA | IESO | Internal | Summer | B6 | 300 | 330 | 0 | 47.37 | 11.51 | 8 | 0
2025 | MAPP_CA_2_IESO | MAPP_CA | IESO | Internal | Summer | B7 | 400 | 330 | 0 | 41.26 | 11.51 | 8 | 0
2025 | MAPP_CA_2_IESO | MAPP_CA | IESO | Internal | Summer | B8 | 500 | 330 | 0 | 38.74 | 11.51 | 8 | 0
2025 | MAPP_CA_2_IESO | MAPP_CA | IESO | Internal | Summer | B9 | 800 | 330 | 0 | 38.74 | 11.51 | 8 | 0
2025 | MAPP_CA_2_IESO | MAPP_CA | IESO | Internal | Summer | B10 | 1262 | 330 | 0 | 38.74 | 11.51 | 8 | 0
2025 | MAPP_CA_2_IESO | MAPP_CA | IESO | Internal | Winter | B16 | 25 | 330 | 0 | 51.25 | 11.51 | 8 | 0
2025 | MAPP_CA_2_IESO | MAPP_CA | IESO | Internal | Winter | B17 | 100 | 330 | 0 | 50.32 | 11.51 | 8 | 0
2025 | MAPP_CA_2_IESO | MAPP_CA | IESO | Internal | Winter | B18 | 400 | 330 | 0 | 45.55 | 11.51 | 8 | 0
2025 | MAPP_CA_2_IESO | MAPP_CA | IESO | Internal | Winter | B19 | 700 | 330 | 0 | 45.55 | 11.51 | 8 | 0
2025 | MAPP_CA_2_IESO | MAPP_CA | IESO | Internal | Winter | B20 | 935 | 330 | 0 | 45.55 | 11.51 | 8 | 0
2025 | MAPP_CA_2_MAPP_US | MAPP_CA | MAPP_US | Internal | Shoulder | B11 | 25 | 372 | 372 | 45.43 | 55.31 | 7 | 2.88
2025 | MAPP_CA_2_MAPP_US | MAPP_CA | MAPP_US | Internal | Shoulder | B12 | 200 | 372 | 0 | 46.87 | 39.88 | 7 | 0
2025 | MAPP_CA_2_MAPP_US | MAPP_CA | MAPP_US | Internal | Shoulder | B13 | 600 | 372 | 0 | 42.89 | 35.9 | 7 | 0
2025 | MAPP_CA_2_MAPP_US | MAPP_CA | MAPP_US | Internal | Shoulder | B14 | 900 | 372 | 0 | 42.26 | 35.8 | 7 | 0
2025 | MAPP_CA_2_MAPP_US | MAPP_CA | MAPP_US | Internal | Shoulder | B15 | 1203 | 372 | 0 | 42.26 | 35.18 | 7 | 0
2025 | MAPP_CA_2_MAPP_US | MAPP_CA | MAPP_US | Internal | Summer | B1 | 10 | 372 | 269.34 | 56.75 | 63.75 | 7 | 0
2025 | MAPP_CA_2_MAPP_US | MAPP_CA | MAPP_US | Internal | Summer | B2 | 25 | 372 | 157.32 | 55.63 | 62.63 | 7 | 0
2025 | MAPP_CA_2_MAPP_US | MAPP_CA | MAPP_US | Internal | Summer | B3 | 75 | 372 | 98.42 | 56.75 | 63.75 | 7 | 0
2025 | MAPP_CA_2_MAPP_US | MAPP_CA | MAPP_US | Internal | Summer | B4 | 100 | 372 | 194.84 | 55.63 | 62.63 | 7 | 0
2025 | MAPP_CA_2_MAPP_US | MAPP_CA | MAPP_US | Internal | Summer | B5 | 200 | 372 | 270.75 | 52.78 | 59.78 | 7 | 0
2025 | MAPP_CA_2_MAPP_US | MAPP_CA | MAPP_US | Internal | Summer | B6 | 300 | 372 | 0 | 47.37 | 49.77 | 7 | 0
2025 | MAPP_CA_2_MAPP_US | MAPP_CA | MAPP_US | Internal | Summer | B7 | 400 | 372 | 0 | 41.26 | 40.38 | 7 | 0
2025 | MAPP_CA_2_MAPP_US | MAPP_CA | MAPP_US | Internal | Summer | B8 | 500 | 372 | 0 | 38.74 | 35.19 | 7 | 0
2025 | MAPP_CA_2_MAPP_US | MAPP_CA | MAPP_US | Internal | Summer | B9 | 800 | 372 | 0 | 38.74 | 34.34 | 7 | 0
2025 | MAPP_CA_2_MAPP_US | MAPP_CA | MAPP_US | Internal | Summer | B10 | 1262 | 372 | 0 | 38.74 | 30.31 | 7 | 0
2025 | MAPP_CA_2_MAPP_US | MAPP_CA | MAPP_US | Internal | Winter | B16 | 25 | 372 | 0 | 51.25 | 44.26 | 7 | 0
2025 | MAPP_CA_2_MAPP_US | MAPP_CA | MAPP_US | Internal | Winter | B17 | 100 | 372 | 0 | 50.32 | 43.33 | 7 | 0
2025 | MAPP_CA_2_MAPP_US | MAPP_CA | MAPP_US | Internal | Winter | B18 | 400 | 372 | 0 | 45.55 | 38.56 | 7 | 0
2025 | MAPP_CA_2_MAPP_US | MAPP_CA | MAPP_US | Internal | Winter | B19 | 700 | 372 | 0 | 45.55 | 38.56 | 7 | 0
2025 | MAPP_CA_2_MAPP_US | MAPP_CA | MAPP_US | Internal | Winter | B20 | 935 | 372 | 0 | 45.55 | 32.01 | 7 | 0
2025 | MAPP_CA_2_MISO_W | MAPP_CA | MISO_W | Internal | Shoulder | B11 | 25 | 1988 | 1988 | 45.43 | 55.7 | 0.01 | 10.26
2025 | MAPP_CA_2_MISO_W | MAPP_CA | MISO_W | Internal | Shoulder | B12 | 200 | 1988 | 1928.62 | 46.87 | 46.88 | 0.01 | 0
2025 | MAPP_CA_2_MISO_W | MAPP_CA | MISO_W | Internal | Shoulder | B13 | 600 | 1988 | 1753.4 | 42.89 | 42.9 | 0.01 | 0
2025 | MAPP_CA_2_MISO_W | MAPP_CA | MISO_W | Internal | Shoulder | B14 | 900 | 1988 | 745.68 | 42.26 | 42.27 | 0.01 | 0
2025 | MAPP_CA_2_MISO_W | MAPP_CA | MISO_W | Internal | Shoulder | B15 | 1203 | 1988 | 0 | 42.26 | 39.59 | 0.01 | 0
2025 | MAPP_CA_2_MISO_W | MAPP_CA | MISO_W | Internal | Summer | B1 | 10 | 1988 | 1988 | 56.75 | 68.45 | 0.01 | 11.69
2025 | MAPP_CA_2_MISO_W | MAPP_CA | MISO_W | Internal | Summer | B2 | 25 | 1988 | 1988 | 55.63 | 67.48 | 0.01 | 11.84
2025 | MAPP_CA_2_MISO_W | MAPP_CA | MISO_W | Internal | Summer | B3 | 75 | 1988 | 1988 | 56.75 | 67.48 | 0.01 | 10.72
2025 | MAPP_CA_2_MISO_W | MAPP_CA | MISO_W | Internal | Summer | B4 | 100 | 1988 | 1988 | 55.63 | 66.28 | 0.01 | 10.64
2025 | MAPP_CA_2_MISO_W | MAPP_CA | MISO_W | Internal | Summer | B5 | 200 | 1988 | 1988 | 52.78 | 60.94 | 0.01 | 8.14
2025 | MAPP_CA_2_MISO_W | MAPP_CA | MISO_W | Internal | Summer | B6 | 300 | 1988 | 1988 | 47.37 | 49.78 | 0.01 | 2.4
2025 | MAPP_CA_2_MISO_W | MAPP_CA | MISO_W | Internal | Summer | B7 | 400 | 1988 | 1841.5 | 41.26 | 41.27 | 0.01 | 0
2025 | MAPP_CA_2_MISO_W | MAPP_CA | MISO_W | Internal | Summer | B8 | 500 | 1988 | 1988 | 38.74 | 40.26 | 0.01 | 1.51
2025 | MAPP_CA_2_MISO_W | MAPP_CA | MISO_W | Internal | Summer | B9 | 800 | 1988 | 0 | 38.74 | 38.73 | 0.01 | 0
2025 | MAPP_CA_2_MISO_W | MAPP_CA | MISO_W | Internal | Summer | B10 | 1262 | 1988 | 0 | 38.74 | 35.66 | 0.01 | 0
2025 | MAPP_CA_2_MISO_W | MAPP_CA | MISO_W | Internal | Winter | B16 | 25 | 1988 | 1118.17 | 51.25 | 51.26 | 0.01 | 0
2025 | MAPP_CA_2_MISO_W | MAPP_CA | MISO_W | Internal | Winter | B17 | 100 | 1988 | 993.09 | 50.32 | 50.33 | 0.01 | 0
2025 | MAPP_CA_2_MISO_W | MAPP_CA | MISO_W | Internal | Winter | B18 | 400 | 1988 | 146.81 | 45.55 | 45.56 | 0.01 | 0
2025 | MAPP_CA_2_MISO_W | MAPP_CA | MISO_W | Internal | Winter | B19 | 700 | 1988 | 0 | 45.55 | 44.7 | 0.01 | 0
2025 | MAPP_CA_2_MISO_W | MAPP_CA | MISO_W | Internal | Winter | B20 | 935 | 1988 | 0 | 45.55 | 36.68 | 0.01 | 0
2025 | MAPP_US_2_MAPP_CA | MAPP_US | MAPP_CA | Internal | Shoulder | B11 | 25 | 165 | 0 | 55.31 | 45.43 | 7 | 0
2025 | MAPP_US_2_MAPP_CA | MAPP_US | MAPP_CA | Internal | Shoulder | B12 | 200 | 165 | 0 | 39.88 | 46.87 | 7 | 0
2025 | MAPP_US_2_MAPP_CA | MAPP_US | MAPP_CA | Internal | Shoulder | B13 | 600 | 165 | 0 | 35.9 | 42.89 | 7 | 0
2025 | MAPP_US_2_MAPP_CA | MAPP_US | MAPP_CA | Internal | Shoulder | B14 | 900 | 165 | 0 | 35.8 | 42.26 | 7 | 0
2025 | MAPP_US_2_MAPP_CA | MAPP_US | MAPP_CA | Internal | Shoulder | B15 | 1203 | 165 | 165 | 35.18 | 42.26 | 7 | 0.07
2025 | MAPP_US_2_MAPP_CA | MAPP_US | MAPP_CA | Internal | Summer | B1 | 10 | 165 | 0 | 63.75 | 56.75 | 7 | 0
2025 | MAPP_US_2_MAPP_CA | MAPP_US | MAPP_CA | Internal | Summer | B2 | 25 | 165 | 0 | 62.63 | 55.63 | 7 | 0
2025 | MAPP_US_2_MAPP_CA | MAPP_US | MAPP_CA | Internal | Summer | B3 | 75 | 165 | 0 | 63.75 | 56.75 | 7 | 0
2025 | MAPP_US_2_MAPP_CA | MAPP_US | MAPP_CA | Internal | Summer | B4 | 100 | 165 | 0 | 62.63 | 55.63 | 7 | 0
2025 | MAPP_US_2_MAPP_CA | MAPP_US | MAPP_CA | Internal | Summer | B5 | 200 | 165 | 0 | 59.78 | 52.78 | 7 | 0
2025 | MAPP_US_2_MAPP_CA | MAPP_US | MAPP_CA | Internal | Summer | B6 | 300 | 165 | 0 | 49.77 | 47.37 | 7 | 0
2025 | MAPP_US_2_MAPP_CA | MAPP_US | MAPP_CA | Internal | Summer | B7 | 400 | 165 | 0 | 40.38 | 41.26 | 7 | 0
2025 | MAPP_US_2_MAPP_CA | MAPP_US | MAPP_CA | Internal | Summer | B8 | 500 | 165 | 0 | 35.19 | 38.74 | 7 | 0
2025 | MAPP_US_2_MAPP_CA | MAPP_US | MAPP_CA | Internal | Summer | B9 | 800 | 165 | 0 | 34.34 | 38.74 | 7 | 0
2025 | MAPP_US_2_MAPP_CA | MAPP_US | MAPP_CA | Internal | Summer | B10 | 1262 | 165 | 165 | 30.31 | 38.74 | 7 | 1.43
2025 | MAPP_US_2_MAPP_CA | MAPP_US | MAPP_CA | Internal | Winter | B16 | 25 | 165 | 0 | 44.26 | 51.25 | 7 | 0
2025 | MAPP_US_2_MAPP_CA | MAPP_US | MAPP_CA | Internal | Winter | B17 | 100 | 165 | 0 | 43.33 | 50.32 | 7 | 0
2025 | MAPP_US_2_MAPP_CA | MAPP_US | MAPP_CA | Internal | Winter | B18 | 400 | 165 | 0 | 38.56 | 45.55 | 7 | 0
2025 | MAPP_US_2_MAPP_CA | MAPP_US | MAPP_CA | Internal | Winter | B19 | 700 | 165 | 0 | 38.56 | 45.55 | 7 | 0
2025 | MAPP_US_2_MAPP_CA | MAPP_US | MAPP_CA | Internal | Winter | B20 | 935 | 165 | 165 | 32.01 | 45.55 | 7 | 6.54
2025 | MAPP_US_2_MISO_W | MAPP_US | MISO_W | Internal | Shoulder | B11 | 25 | 2635 | 0 | 55.31 | 55.7 | 7 | 0
2025 | MAPP_US_2_MISO_W | MAPP_US | MISO_W | Internal | Shoulder | B12 | 200 | 2635 | 1191.6 | 39.88 | 46.88 | 7 | 0
2025 | MAPP_US_2_MISO_W | MAPP_US | MISO_W | Internal | Shoulder | B13 | 600 | 2635 | 32.4 | 35.9 | 42.9 | 7 | 0
2025 | MAPP_US_2_MISO_W | MAPP_US | MISO_W | Internal | Shoulder | B14 | 900 | 2635 | 0 | 35.8 | 42.27 | 7 | 0
2025 | MAPP_US_2_MISO_W | MAPP_US | MISO_W | Internal | Shoulder | B15 | 1203 | 2635 | 0 | 35.18 | 39.59 | 7 | 0
2025 | MAPP_US_2_MISO_W | MAPP_US | MISO_W | Internal | Summer | B1 | 10 | 2635 | 0 | 63.75 | 68.45 | 7 | 0
2025 | MAPP_US_2_MISO_W | MAPP_US | MISO_W | Internal | Summer | B2 | 25 | 2635 | 0 | 62.63 | 67.48 | 7 | 0
2025 | MAPP_US_2_MISO_W | MAPP_US | MISO_W | Internal | Summer | B3 | 75 | 2635 | 0 | 63.75 | 67.48 | 7 | 0
2025 | MAPP_US_2_MISO_W | MAPP_US | MISO_W | Internal | Summer | B4 | 100 | 2635 | 0 | 62.63 | 66.28 | 7 | 0
2025 | MAPP_US_2_MISO_W | MAPP_US | MISO_W | Internal | Summer | B5 | 200 | 2635 | 0 | 59.78 | 60.94 | 7 | 0
2025 | MAPP_US_2_MISO_W | MAPP_US | MISO_W | Internal | Summer | B6 | 300 | 2635 | 0 | 49.77 | 49.78 | 7 | 0
2025 | MAPP_US_2_MISO_W | MAPP_US | MISO_W | Internal | Summer | B7 | 400 | 2635 | 0 | 40.38 | 41.27 | 7 | 0
2025 | MAPP_US_2_MISO_W | MAPP_US | MISO_W | Internal | Summer | B8 | 500 | 2635 | 0 | 35.19 | 40.26 | 7 | 0
2025 | MAPP_US_2_MISO_W | MAPP_US | MISO_W | Internal | Summer | B9 | 800 | 2635 | 0 | 34.34 | 38.73 | 7 | 0
2025 | MAPP_US_2_MISO_W | MAPP_US | MISO_W | Internal | Summer | B10 | 1262 | 2635 | 0 | 30.31 | 35.66 | 7 | 0
2025 | MAPP_US_2_MISO_W | MAPP_US | MISO_W | Internal | Winter | B16 | 25 | 2635 | 1413.71 | 44.26 | 51.26 | 7 | 0
2025 | MAPP_US_2_MISO_W | MAPP_US | MISO_W | Internal | Winter | B17 | 100 | 2635 | 1306.97 | 43.33 | 50.33 | 7 | 0
2025 | MAPP_US_2_MISO_W | MAPP_US | MISO_W | Internal | Winter | B18 | 400 | 2635 | 933.77 | 38.56 | 45.56 | 7 | 0
2025 | MAPP_US_2_MISO_W | MAPP_US | MISO_W | Internal | Winter | B19 | 700 | 2635 | 0 | 38.56 | 44.7 | 7 | 0
2025 | MAPP_US_2_MISO_W | MAPP_US | MISO_W | Internal | Winter | B20 | 935 | 2635 | 0 | 32.01 | 36.68 | 7 | 0
2025 | MAPP_US_2_NE | MAPP_US | NE | Internal | Shoulder | B11 | 25 | 2000 | 2000 | 55.31 | 62.69 | 7 | 0.38
2025 | MAPP_US_2_NE | MAPP_US | NE | Internal | Shoulder | B12 | 200 | 2000 | 0 | 39.88 | 44.48 | 7 | 0
2025 | MAPP_US_2_NE | MAPP_US | NE | Internal | Shoulder | B13 | 600 | 2000 | 1081.4 | 35.9 | 42.9 | 7 | 0
2025 | MAPP_US_2_NE | MAPP_US | NE | Internal | Shoulder | B14 | 900 | 2000 | 79.5 | 35.8 | 42.8 | 7 | 0
2025 | MAPP_US_2_NE | MAPP_US | NE | Internal | Shoulder | B15 | 1203 | 2000 | 0 | 35.18 | 38.83 | 7 | 0
2025 | MAPP_US_2_NE | MAPP_US | NE | Internal | Summer | B1 | 10 | 2000 | 1260.03 | 63.75 | 70.75 | 7 | 0
2025 | MAPP_US_2_NE | MAPP_US | NE | Internal | Summer | B2 | 25 | 2000 | 1320.2 | 62.63 | 69.63 | 7 | 0
2025 | MAPP_US_2_NE | MAPP_US | NE | Internal | Summer | B3 | 75 | 2000 | 1366.67 | 63.75 | 70.75 | 7 | 0
2025 | MAPP_US_2_NE | MAPP_US | NE | Internal | Summer | B4 | 100 | 2000 | 1738.23 | 62.63 | 69.63 | 7 | 0
2025 | MAPP_US_2_NE | MAPP_US | NE | Internal | Summer | B5 | 200 | 2000 | 1485.69 | 59.78 | 66.78 | 7 | 0
2025 | MAPP_US_2_NE | MAPP_US | NE | Internal | Summer | B6 | 300 | 2000 | 1317.39 | 49.77 | 56.77 | 7 | 0
2025 | MAPP_US_2_NE | MAPP_US | NE | Internal | Summer | B7 | 400 | 2000 | 1538.01 | 40.38 | 47.38 | 7 | 0
2025 | MAPP_US_2_NE | MAPP_US | NE | Internal | Summer | B8 | 500 | 2000 | 1670.68 | 35.19 | 42.19 | 7 | 0
2025 | MAPP_US_2_NE | MAPP_US | NE | Internal | Summer | B9 | 800 | 2000 | 968.02 | 34.34 | 41.34 | 7 | 0
2025 | MAPP_US_2_NE | MAPP_US | NE | Internal | Summer | B10 | 1262 | 2000 | 743.12 | 30.31 | 37.31 | 7 | 0
2025 | MAPP_US_2_NE | MAPP_US | NE | Internal | Winter | B16 | 25 | 2000 | 79.04 | 44.26 | 51.26 | 7 | 0
2025 | MAPP_US_2_NE | MAPP_US | NE | Internal | Winter | B17 | 100 | 2000 | 0 | 43.33 | 45.85 | 7 | 0
2025 | MAPP_US_2_NE | MAPP_US | NE | Internal | Winter | B18 | 400 | 2000 | 0 | 38.56 | 43.84 | 7 | 0
2025 | MAPP_US_2_NE | MAPP_US | NE | Internal | Winter | B19 | 700 | 2000 | 0 | 38.56 | 42.43 | 7 | 0
2025 | MAPP_US_2_NE | MAPP_US | NE | Internal | Winter | B20 | 935 | 2000 | 75.21 | 32.01 | 39.01 | 7 | 0
2025 | MARITIMES_2_NEISO | MARITIMES | NEISO | Internal | Shoulder | B11 | 25 | 99999 | 1900 | 38.87 | 38.89 | 0.01 | 0
2025 | MARITIMES_2_NEISO | MARITIMES | NEISO | Internal | Shoulder | B12 | 200 | 99999 | 1900 | 38.87 | 38.89 | 0.01 | 0
2025 | MARITIMES_2_NEISO | MARITIMES | NEISO | Internal | Shoulder | B13 | 600 | 99999 | 1900 | 38.87 | 38.89 | 0.01 | 0
2025 | MARITIMES_2_NEISO | MARITIMES | NEISO | Internal | Shoulder | B14 | 900 | 99999 | 1900 | 37.69 | 37.7 | 0.01 | 0
2025 | MARITIMES_2_NEISO | MARITIMES | NEISO | Internal | Shoulder | B15 | 1203 | 99999 | 1425.39 | 36.29 | 36.3 | 0.01 | 0
2025 | MARITIMES_2_NEISO | MARITIMES | NEISO | Internal | Summer | B1 | 10 | 99999 | 1900 | 77.96 | 77.97 | 0.01 | 0
2025 | MARITIMES_2_NEISO | MARITIMES | NEISO | Internal | Summer | B2 | 25 | 99999 | 1900 | 68.48 | 68.49 | 0.01 | 0
2025 | MARITIMES_2_NEISO | MARITIMES | NEISO | Internal | Summer | B3 | 75 | 99999 | 1900 | 49.99 | 50 | 0.01 | 0
2025 | MARITIMES_2_NEISO | MARITIMES | NEISO | Internal | Summer | B4 | 100 | 99999 | 1900 | 41.29 | 41.3 | 0.01 | 0
2025 | MARITIMES_2_NEISO | MARITIMES | NEISO | Internal | Summer | B5 | 200 | 99999 | 1900 | 35.71 | 35.72 | 0.01 | 0
2025 | MARITIMES_2_NEISO | MARITIMES | NEISO | Internal | Summer | B6 | 300 | 99999 | 1900 | 35.71 | 35.72 | 0.01 | 0
2025 | MARITIMES_2_NEISO | MARITIMES | NEISO | Internal | Summer | B7 | 400 | 99999 | 1900 | 35.71 | 35.72 | 0.01 | 0
2025 | MARITIMES_2_NEISO | MARITIMES | NEISO | Internal | Summer | B8 | 500 | 99999 | 1900 | 35.71 | 35.72 | 0.01 | 0
2025 | MARITIMES_2_NEISO | MARITIMES | NEISO | Internal | Summer | B9 | 800 | 99999 | 1900 | 35.71 | 35.72 | 0.01 | 0
2025 | MARITIMES_2_NEISO | MARITIMES | NEISO | Internal | Summer | B10 | 1262 | 99999 | 1332.61 | 35.71 | 35.72 | 0.01 | 0
2025 | MARITIMES_2_NEISO | MARITIMES | NEISO | Internal | Winter | B16 | 25 | 99999 | 1900 | 48.67 | 48.68 | 0.01 | 0
2025 | MARITIMES_2_NEISO | MARITIMES | NEISO | Internal | Winter | B17 | 100 | 99999 | 1900 | 48.67 | 48.68 | 0.01 | 0
2025 | MARITIMES_2_NEISO | MARITIMES | NEISO | Internal | Winter | B18 | 400 | 99999 | 1900 | 48.67 | 48.68 | 0.01 | 0
2025 | MARITIMES_2_NEISO | MARITIMES | NEISO | Internal | Winter | B19 | 700 | 99999 | 1900 | 47.77 | 47.78 | 0.01 | 0
2025 | MARITIMES_2_NEISO | MARITIMES | NEISO | Internal | Winter | B20 | 935 | 99999 | 1449.52 | 44.8 | 44.81 | 0.01 | 0
2025 | MISO_IN_2_MISO_MI | MISO_IN | MISO_MI | Internal | Shoulder | B11 | 25 | 5000 | 0 | 55.7 | 55.18 | 0.01 | 0
2025 | MISO_IN_2_MISO_MI | MISO_IN | MISO_MI | Internal | Shoulder | B12 | 200 | 5000 | 0 | 46.9 | 46.9 | 0.01 | 0
2025 | MISO_IN_2_MISO_MI | MISO_IN | MISO_MI | Internal | Shoulder | B13 | 600 | 5000 | 62.81 | 42.91 | 42.92 | 0.01 | 0
2025 | MISO_IN_2_MISO_MI | MISO_IN | MISO_MI | Internal | Shoulder | B14 | 900 | 5000 | 436.42 | 42.27 | 42.28 | 0.01 | 0
2025 | MISO_IN_2_MISO_MI | MISO_IN | MISO_MI | Internal | Shoulder | B15 | 1203 | 5000 | 181.32 | 39.59 | 39.6 | 0.01 | 0
2025 | MISO_IN_2_MISO_MI | MISO_IN | MISO_MI | Internal | Summer | B1 | 10 | 5000 | 0 | 68.45 | 67.94 | 0.01 | 0
2025 | MISO_IN_2_MISO_MI | MISO_IN | MISO_MI | Internal | Summer | B2 | 25 | 5000 | 0 | 67.49 | 67.48 | 0.01 | 0
2025 | MISO_IN_2_MISO_MI | MISO_IN | MISO_MI | Internal | Summer | B3 | 75 | 5000 | 0 | 66.25 | 63.85 | 0.01 | 0
2025 | MISO_IN_2_MISO_MI | MISO_IN | MISO_MI | Internal | Summer | B4 | 100 | 5000 | 0 | 66.25 | 63.08 | 0.01 | 0
2025 | MISO_IN_2_MISO_MI | MISO_IN | MISO_MI | Internal | Summer | B5 | 200 | 5000 | 0 | 60.93 | 60.91 | 0.01 | 0
2025 | MISO_IN_2_MISO_MI | MISO_IN | MISO_MI | Internal | Summer | B6 | 300 | 5000 | 0 | 49.77 | 49.76 | 0.01 | 0
2025 | MISO_IN_2_MISO_MI | MISO_IN | MISO_MI | Internal | Summer | B7 | 400 | 5000 | 681.8 | 41.28 | 41.29 | 0.01 | 0
2025 | MISO_IN_2_MISO_MI | MISO_IN | MISO_MI | Internal | Summer | B8 | 500 | 5000 | 950.37 | 40.26 | 40.27 | 0.01 | 0
2025 | MISO_IN_2_MISO_MI | MISO_IN | MISO_MI | Internal | Summer | B9 | 800 | 5000 | 1678.9 | 38.71 | 38.73 | 0.01 | 0
2025 | MISO_IN_2_MISO_MI | MISO_IN | MISO_MI | Internal | Summer | B10 | 1262 | 5000 | 2756.03 | 35.69 | 35.7 | 0.01 | 0
2025 | MISO_IN_2_MISO_MI | MISO_IN | MISO_MI | Internal | Winter | B16 | 25 | 5000 | 0 | 51.3 | 51.29 | 0.01 | 0
2025 | MISO_IN_2_MISO_MI | MISO_IN | MISO_MI | Internal | Winter | B17 | 100 | 5000 | 299.56 | 50.61 | 50.62 | 0.01 | 0
2025 | MISO_IN_2_MISO_MI | MISO_IN | MISO_MI | Internal | Winter | B18 | 400 | 5000 | 91.32 | 45.58 | 45.59 | 0.01 | 0
2025 | MISO_IN_2_MISO_MI | MISO_IN | MISO_MI | Internal | Winter | B19 | 700 | 5000 | 807.68 | 44.66 | 44.67 | 0.01 | 0
2025 | MISO_IN_2_MISO_MI | MISO_IN | MISO_MI | Internal | Winter | B20 | 935 | 5000 | 0 | 36.68 | 36.68 | 0.01 | 0
2025 | MISO_IN_2_MISO_MO-IL | MISO_IN | MISO_MO-IL | Internal | Shoulder | B11 | 25 | 5000 | 146.31 | 55.7 | 55.71 | 0.01 | 0
2025 | MISO_IN_2_MISO_MO-IL | MISO_IN | MISO_MO-IL | Internal | Shoulder | B12 | 200 | 5000 | 0 | 46.9 | 46.89 | 0.01 | 0
2025 | MISO_IN_2_MISO_MO-IL | MISO_IN | MISO_MO-IL | Internal | Shoulder | B13 | 600 | 5000 | 0 | 42.91 | 42.9 | 0.01 | 0
2025 | MISO_IN_2_MISO_MO-IL | MISO_IN | MISO_MO-IL | Internal | Shoulder | B14 | 900 | 5000 | 0 | 42.27 | 42.26 | 0.01 | 0
2025 | MISO_IN_2_MISO_MO-IL | MISO_IN | MISO_MO-IL | Internal | Shoulder | B15 | 1203 | 5000 | 0 | 39.59 | 39.58 | 0.01 | 0
2025 | MISO_IN_2_MISO_MO-IL | MISO_IN | MISO_MO-IL | Internal | Summer | B1 | 10 | 5000 | 1496.7 | 68.45 | 68.46 | 0.01 | 0
2025 | MISO_IN_2_MISO_MO-IL | MISO_IN | MISO_MO-IL | Internal | Summer | B2 | 25 | 5000 | 0 | 67.49 | 67.48 | 0.01 | 0
2025 | MISO_IN_2_MISO_MO-IL | MISO_IN | MISO_MO-IL | Internal | Summer | B3 | 75 | 5000 | 69.9 | 66.25 | 66.27 | 0.01 | 0
2025 | MISO_IN_2_MISO_MO-IL | MISO_IN | MISO_MO-IL | Internal | Summer | B4 | 100 | 5000 | 889.28 | 66.25 | 66.27 | 0.01 | 0
2025 | MISO_IN_2_MISO_MO-IL | MISO_IN | MISO_MO-IL | Internal | Summer | B5 | 200 | 5000 | 0 | 60.93 | 60.93 | 0.01 | 0
2025 | MISO_IN_2_MISO_MO-IL | MISO_IN | MISO_MO-IL | Internal | Summer | B6 | 300 | 5000 | 0 | 49.77 | 49.77 | 0.01 | 0
2025 | MISO_IN_2_MISO_MO-IL | MISO_IN | MISO_MO-IL | Internal | Summer | B7 | 400 | 5000 | 0 | 41.28 | 41.27 | 0.01 | 0
2025 | MISO_IN_2_MISO_MO-IL | MISO_IN | MISO_MO-IL | Internal | Summer | B8 | 500 | 5000 | 0 | 40.26 | 40.25 | 0.01 | 0
2025 | MISO_IN_2_MISO_MO-IL | MISO_IN | MISO_MO-IL | Internal | Summer | B9 | 800 | 5000 | 0 | 38.71 | 38.71 | 0.01 | 0
2025 | MISO_IN_2_MISO_MO-IL | MISO_IN | MISO_MO-IL | Internal | Summer | B10 | 1262 | 5000 | 0 | 35.69 | 35.68 | 0.01 | 0
2025 | MISO_IN_2_MISO_MO-IL | MISO_IN | MISO_MO-IL | Internal | Winter | B16 | 25 | 5000 | 0 | 51.3 | 51.28 | 0.01 | 0
2025 | MISO_IN_2_MISO_MO-IL | MISO_IN | MISO_MO-IL | Internal | Winter | B17 | 100 | 5000 | 0 | 50.61 | 50.34 | 0.01 | 0
2025 | MISO_IN_2_MISO_MO-IL | MISO_IN | MISO_MO-IL | Internal | Winter | B18 | 400 | 5000 | 0 | 45.58 | 45.56 | 0.01 | 0
2025 | MISO_IN_2_MISO_MO-IL | MISO_IN | MISO_MO-IL | Internal | Winter | B19 | 700 | 5000 | 0 | 44.66 | 44.66 | 0.01 | 0
2025 | MISO_IN_2_MISO_MO-IL | MISO_IN | MISO_MO-IL | Internal | Winter | B20 | 935 | 5000 | 661.54 | 36.68 | 36.7 | 0.01 | 0
2025 | MISO_IN_2_NonRTO_Midwest | MISO_IN | NonRTO_Midwest | Internal | Shoulder | B11 | 25 | 4800 | 1528.15 | 55.7 | 63.7 | 8 | 0
2025 | MISO_IN_2_NonRTO_Midwest | MISO_IN | NonRTO_Midwest | Internal | Shoulder | B12 | 200 | 4800 | 897.96 | 46.9 | 54.9 | 8 | 0
2025 | MISO_IN_2_NonRTO_Midwest | MISO_IN | NonRTO_Midwest | Internal | Shoulder | B13 | 600 | 4800 | 394.22 | 42.91 | 50.91 | 8 | 0
2025 | MISO_IN_2_NonRTO_Midwest | MISO_IN | NonRTO_Midwest | Internal | Shoulder | B14 | 900 | 4800 | 0 | 42.27 | 44.04 | 8 | 0
2025 | MISO_IN_2_NonRTO_Midwest | MISO_IN | NonRTO_Midwest | Internal | Shoulder | B15 | 1203 | 4800 | 0 | 39.59 | 37.44 | 8 | 0
2025 | MISO_IN_2_NonRTO_Midwest | MISO_IN | NonRTO_Midwest | Internal | Summer | B1 | 10 | 4800 | 0 | 68.45 | 72.57 | 8 | 0
2025 | MISO_IN_2_NonRTO_Midwest | MISO_IN | NonRTO_Midwest | Internal | Summer | B2 | 25 | 4800 | 0 | 67.49 | 72.57 | 8 | 0
2025 | MISO_IN_2_NonRTO_Midwest | MISO_IN | NonRTO_Midwest | Internal | Summer | B3 | 75 | 4800 | 0 | 66.25 | 72.57 | 8 | 0
2025 | MISO_IN_2_NonRTO_Midwest | MISO_IN | NonRTO_Midwest | Internal | Summer | B4 | 100 | 4800 | 0 | 66.25 | 72.57 | 8 | 0
2025 | MISO_IN_2_NonRTO_Midwest | MISO_IN | NonRTO_Midwest | Internal | Summer | B5 | 200 | 4800 | 1199.87 | 60.93 | 68.93 | 8 | 0
2025 | MISO_IN_2_NonRTO_Midwest | MISO_IN | NonRTO_Midwest | Internal | Summer | B6 | 300 | 4800 | 672.03 | 49.77 | 57.77 | 8 | 0
2025 | MISO_IN_2_NonRTO_Midwest | MISO_IN | NonRTO_Midwest | Internal | Summer | B7 | 400 | 4800 | 125.02 | 41.28 | 49.28 | 8 | 0
2025 | MISO_IN_2_NonRTO_Midwest | MISO_IN | NonRTO_Midwest | Internal | Summer | B8 | 500 | 4800 | 0 | 40.26 | 43.2 | 8 | 0
2025 | MISO_IN_2_NonRTO_Midwest | MISO_IN | NonRTO_Midwest | Internal | Summer | B9 | 800 | 4800 | 0 | 38.71 | 37.44 | 8 | 0
2025 | MISO_IN_2_NonRTO_Midwest | MISO_IN | NonRTO_Midwest | Internal | Summer | B10 | 1262 | 4800 | 0 | 35.69 | 33.79 | 8 | 0
2025 | MISO_IN_2_NonRTO_Midwest | MISO_IN | NonRTO_Midwest | Internal | Winter | B16 | 25 | 4800 | 2451.38 | 51.3 | 59.3 | 8 | 0
2025 | MISO_IN_2_NonRTO_Midwest | MISO_IN | NonRTO_Midwest | Internal | Winter | B17 | 100 | 4800 | 1200.34 | 50.61 | 58.61 | 8 | 0
2025 | MISO_IN_2_NonRTO_Midwest | MISO_IN | NonRTO_Midwest | Internal | Winter | B18 | 400 | 4800 | 268.29 | 45.58 | 53.58 | 8 | 0
2025 | MISO_IN_2_NonRTO_Midwest | MISO_IN | NonRTO_Midwest | Internal | Winter | B19 | 700 | 4800 | 0 | 44.66 | 44.04 | 8 | 0
2025 | MISO_IN_2_NonRTO_Midwest | MISO_IN | NonRTO_Midwest | Internal | Winter | B20 | 935 | 4800 | 0 | 36.68 | 37.08 | 8 | 0
2025 | MISO_IN_2_PJM_ROR | MISO_IN | PJM_ROR | Internal | Shoulder | B11 | 25 | 992 | 0 | 55.7 | 52.51 | 2 | 0
2025 | MISO_IN_2_PJM_ROR | MISO_IN | PJM_ROR | Internal | Shoulder | B12 | 200 | 992 | 0 | 46.9 | 44.9 | 2 | 0
2025 | MISO_IN_2_PJM_ROR | MISO_IN | PJM_ROR | Internal | Shoulder | B13 | 600 | 992 | 0 | 42.91 | 42.08 | 2 | 0
2025 | MISO_IN_2_PJM_ROR | MISO_IN | PJM_ROR | Internal | Shoulder | B14 | 900 | 992 | 0 | 42.27 | 41.37 | 2 | 0
2025 | MISO_IN_2_PJM_ROR | MISO_IN | PJM_ROR | Internal | Shoulder | B15 | 1203 | 992 | 0 | 39.59 | 37.6 | 2 | 0
2025 | MISO_IN_2_PJM_ROR | MISO_IN | PJM_ROR | Internal | Summer | B1 | 10 | 992 | 0 | 68.45 | 67.9 | 2 | 0
2025 | MISO_IN_2_PJM_ROR | MISO_IN | PJM_ROR | Internal | Summer | B2 | 25 | 992 | 0 | 67.49 | 65.48 | 2 | 0
2025 | MISO_IN_2_PJM_ROR | MISO_IN | PJM_ROR | Internal | Summer | B3 | 75 | 992 | 0 | 66.25 | 65.45 | 2 | 0
2025 | MISO_IN_2_PJM_ROR | MISO_IN | PJM_ROR | Internal | Summer | B4 | 100 | 992 | 0 | 66.25 | 64.28 | 2 | 0
2025 | MISO_IN_2_PJM_ROR | MISO_IN | PJM_ROR | Internal | Summer | B5 | 200 | 992 | 0 | 60.93 | 58.91 | 2 | 0
2025 | MISO_IN_2_PJM_ROR | MISO_IN | PJM_ROR | Internal | Summer | B6 | 300 | 992 | 0 | 49.77 | 47.77 | 2 | 0
2025 | MISO_IN_2_PJM_ROR | MISO_IN | PJM_ROR | Internal | Summer | B7 | 400 | 992 | 0 | 41.28 | 42.2 | 2 | 0
2025 | MISO_IN_2_PJM_ROR | MISO_IN | PJM_ROR | Internal | Summer | B8 | 500 | 992 | 0 | 40.26 | 39.56 | 2 | 0
2025 | MISO_IN_2_PJM_ROR | MISO_IN | PJM_ROR | Internal | Summer | B9 | 800 | 992 | 0 | 38.71 | 36.82 | 2 | 0
2025 | MISO_IN_2_PJM_ROR | MISO_IN | PJM_ROR | Internal | Summer | B10 | 1262 | 992 | 0 | 35.69 | 33.71 | 2 | 0
2025 | MISO_IN_2_PJM_ROR | MISO_IN | PJM_ROR | Internal | Winter | B16 | 25 | 992 | 0 | 51.3 | 49.28 | 2 | 0
2025 | MISO_IN_2_PJM_ROR | MISO_IN | PJM_ROR | Internal | Winter | B17 | 100 | 992 | 0 | 50.61 | 48.62 | 2 | 0
2025 | MISO_IN_2_PJM_ROR | MISO_IN | PJM_ROR | Internal | Winter | B18 | 400 | 992 | 0 | 45.58 | 45.49 | 2 | 0
2025 | MISO_IN_2_PJM_ROR | MISO_IN | PJM_ROR | Internal | Winter | B19 | 700 | 992 | 0 | 44.66 | 43.33 | 2 | 0
2025 | MISO_IN_2_PJM_ROR | MISO_IN | PJM_ROR | Internal | Winter | B20 | 935 | 992 | 0 | 36.68 | 34.68 | 2 | 0
2025 | MISO_MI_2_MISO_IN | MISO_MI | MISO_IN | Internal | Shoulder | B11 | 25 | 2045 | 2045 | 55.18 | 55.7 | 0.01 | 0.52
2025 | MISO_MI_2_MISO_IN | MISO_MI | MISO_IN | Internal | Shoulder | B12 | 200 | 2045 | 0 | 46.9 | 46.9 | 0.01 | 0
2025 | MISO_MI_2_MISO_IN | MISO_MI | MISO_IN | Internal | Shoulder | B13 | 600 | 2045 | 0 | 42.92 | 42.91 | 0.01 | 0
2025 | MISO_MI_2_MISO_IN | MISO_MI | MISO_IN | Internal | Shoulder | B14 | 900 | 2045 | 0 | 42.28 | 42.27 | 0.01 | 0
2025 | MISO_MI_2_MISO_IN | MISO_MI | MISO_IN | Internal | Shoulder | B15 | 1203 | 2045 | 0 | 39.6 | 39.59 | 0.01 | 0
2025 | MISO_MI_2_MISO_IN | MISO_MI | MISO_IN | Internal | Summer | B1 | 10 | 2045 | 2045 | 67.94 | 68.45 | 0.01 | 0.5
2025 | MISO_MI_2_MISO_IN | MISO_MI | MISO_IN | Internal | Summer | B2 | 25 | 2045 | 1479.86 | 67.48 | 67.49 | 0.01 | 0
2025 | MISO_MI_2_MISO_IN | MISO_MI | MISO_IN | Internal | Summer | B3 | 75 | 2045 | 2045 | 63.85 | 66.25 | 0.01 | 2.4
2025 | MISO_MI_2_MISO_IN | MISO_MI | MISO_IN | Internal | Summer | B4 | 100 | 2045 | 2045 | 63.08 | 66.25 | 0.01 | 3.16
2025 | MISO_MI_2_MISO_IN | MISO_MI | MISO_IN | Internal | Summer | B5 | 200 | 2045 | 1162.89 | 60.91 | 60.93 | 0.01 | 0
2025 | MISO_MI_2_MISO_IN | MISO_MI | MISO_IN | Internal | Summer | B6 | 300 | 2045 | 101.54 | 49.76 | 49.77 | 0.01 | 0
2025 | MISO_MI_2_MISO_IN | MISO_MI | MISO_IN | Internal | Summer | B7 | 400 | 2045 | 0 | 41.29 | 41.28 | 0.01 | 0
2025 | MISO_MI_2_MISO_IN | MISO_MI | MISO_IN | Internal | Summer | B8 | 500 | 2045 | 0 | 40.27 | 40.26 | 0.01 | 0
2025 | MISO_MI_2_MISO_IN | MISO_MI | MISO_IN | Internal | Summer | B9 | 800 | 2045 | 0 | 38.73 | 38.71 | 0.01 | 0
2025 | MISO_MI_2_MISO_IN | MISO_MI | MISO_IN | Internal | Summer | B10 | 1262 | 2045 | 0 | 35.7 | 35.69 | 0.01 | 0
2025 | MISO_MI_2_MISO_IN | MISO_MI | MISO_IN | Internal | Winter | B16 | 25 | 2045 | 870.6 | 51.29 | 51.3 | 0.01 | 0
2025 | MISO_MI_2_MISO_IN | MISO_MI | MISO_IN | Internal | Winter | B17 | 100 | 2045 | 0 | 50.62 | 50.61 | 0.01 | 0
2025 | MISO_MI_2_MISO_IN | MISO_MI | MISO_IN | Internal | Winter | B18 | 400 | 2045 | 0 | 45.59 | 45.58 | 0.01 | 0
2025 | MISO_MI_2_MISO_IN | MISO_MI | MISO_IN | Internal | Winter | B19 | 700 | 2045 | 0 | 44.67 | 44.66 | 0.01 | 0
2025 | MISO_MI_2_MISO_IN | MISO_MI | MISO_IN | Internal | Winter | B20 | 935 | 2045 | 0 | 36.68 | 36.68 | 0.01 | 0
2025 | MISO_MI_2_MISO_WUMS | MISO_MI | MISO_WUMS | Internal | Shoulder | B11 | 25 | 947 | 523.21 | 55.18 | 55.19 | 0.01 | 0
2025 | MISO_MI_2_MISO_WUMS | MISO_MI | MISO_WUMS | Internal | Shoulder | B12 | 200 | 947 | 0 | 46.9 | 46.89 | 0.01 | 0
2025 | MISO_MI_2_MISO_WUMS | MISO_MI | MISO_WUMS | Internal | Shoulder | B13 | 600 | 947 | 0 | 42.92 | 42.91 | 0.01 | 0
2025 | MISO_MI_2_MISO_WUMS | MISO_MI | MISO_WUMS | Internal | Shoulder | B14 | 900 | 947 | 0 | 42.28 | 42.28 | 0.01 | 0
2025 | MISO_MI_2_MISO_WUMS | MISO_MI | MISO_WUMS | Internal | Shoulder | B15 | 1203 | 947 | 0 | 39.6 | 39.6 | 0.01 | 0
2025 | MISO_MI_2_MISO_WUMS | MISO_MI | MISO_WUMS | Internal | Summer | B1 | 10 | 947 | 0 | 67.94 | 65.9 | 0.01 | 0
2025 | MISO_MI_2_MISO_WUMS | MISO_MI | MISO_WUMS | Internal | Summer | B2 | 25 | 947 | 0 | 67.48 | 63.83 | 0.01 | 0
2025 | MISO_MI_2_MISO_WUMS | MISO_MI | MISO_WUMS | Internal | Summer | B3 | 75 | 947 | 0 | 63.85 | 63.83 | 0.01 | 0
2025 | MISO_MI_2_MISO_WUMS | MISO_MI | MISO_WUMS | Internal | Summer | B4 | 100 | 947 | 947 | 63.08 | 63.83 | 0.01 | 0.74
2025 | MISO_MI_2_MISO_WUMS | MISO_MI | MISO_WUMS | Internal | Summer | B5 | 200 | 947 | 492.4 | 60.91 | 60.93 | 0.01 | 0
2025 | MISO_MI_2_MISO_WUMS | MISO_MI | MISO_WUMS | Internal | Summer | B6 | 300 | 947 | 200.71 | 49.76 | 49.77 | 0.01 | 0
2025 | MISO_MI_2_MISO_WUMS | MISO_MI | MISO_WUMS | Internal | Summer | B7 | 400 | 947 | 0 | 41.29 | 41.28 | 0.01 | 0
2025 | MISO_MI_2_MISO_WUMS | MISO_MI | MISO_WUMS | Internal | Summer | B8 | 500 | 947 | 0 | 40.27 | 40.27 | 0.01 | 0
2025 | MISO_MI_2_MISO_WUMS | MISO_MI | MISO_WUMS | Internal | Summer | B9 | 800 | 947 | 882.31 | 38.73 | 38.74 | 0.01 | 0
2025 | MISO_MI_2_MISO_WUMS | MISO_MI | MISO_WUMS | Internal | Summer | B10 | 1262 | 947 | 714.94 | 35.7 | 35.71 | 0.01 | 0
2025 | MISO_MI_2_MISO_WUMS | MISO_MI | MISO_WUMS | Internal | Winter | B16 | 25 | 947 | 0 | 51.29 | 51.28 | 0.01 | 0
2025 | MISO_MI_2_MISO_WUMS | MISO_MI | MISO_WUMS | Internal | Winter | B17 | 100 | 947 | 0 | 50.62 | 50.41 | 0.01 | 0
2025 | MISO_MI_2_MISO_WUMS | MISO_MI | MISO_WUMS | Internal | Winter | B18 | 400 | 947 | 0 | 45.59 | 45.58 | 0.01 | 0
2025 | MISO_MI_2_MISO_WUMS | MISO_MI | MISO_WUMS | Internal | Winter | B19 | 700 | 947 | 307.27 | 44.67 | 44.69 | 0.01 | 0
2025 | MISO_MI_2_MISO_WUMS | MISO_MI | MISO_WUMS | Internal | Winter | B20 | 935 | 947 | 307.61 | 36.68 | 36.7 | 0.01 | 0
2025 | MISO_MI_2_PJM_ROR | MISO_MI | PJM_ROR | Internal | Shoulder | B11 | 25 | 1424 | 0 | 55.18 | 52.51 | 2 | 0
2025 | MISO_MI_2_PJM_ROR | MISO_MI | PJM_ROR | Internal | Shoulder | B12 | 200 | 1424 | 0 | 46.9 | 44.9 | 2 | 0
2025 | MISO_MI_2_PJM_ROR | MISO_MI | PJM_ROR | Internal | Shoulder | B13 | 600 | 1424 | 0 | 42.92 | 42.08 | 2 | 0
2025 | MISO_MI_2_PJM_ROR | MISO_MI | PJM_ROR | Internal | Shoulder | B14 | 900 | 1424 | 0 | 42.28 | 41.37 | 2 | 0
2025 | MISO_MI_2_PJM_ROR | MISO_MI | PJM_ROR | Internal | Shoulder | B15 | 1203 | 1424 | 0 | 39.6 | 37.6 | 2 | 0
2025 | MISO_MI_2_PJM_ROR | MISO_MI | PJM_ROR | Internal | Summer | B1 | 10 | 1424 | 0 | 67.94 | 67.9 | 2 | 0
2025 | MISO_MI_2_PJM_ROR | MISO_MI | PJM_ROR | Internal | Summer | B2 | 25 | 1424 | 0 | 67.48 | 65.48 | 2 | 0
2025 | MISO_MI_2_PJM_ROR | MISO_MI | PJM_ROR | Internal | Summer | B3 | 75 | 1424 | 0 | 63.85 | 65.45 | 2 | 0
2025 | MISO_MI_2_PJM_ROR | MISO_MI | PJM_ROR | Internal | Summer | B4 | 100 | 1424 | 0 | 63.08 | 64.28 | 2 | 0
2025 | MISO_MI_2_PJM_ROR | MISO_MI | PJM_ROR | Internal | Summer | B5 | 200 | 1424 | 0 | 60.91 | 58.91 | 2 | 0
2025 | MISO_MI_2_PJM_ROR | MISO_MI | PJM_ROR | Internal | Summer | B6 | 300 | 1424 | 0 | 49.76 | 47.77 | 2 | 0
2025 | MISO_MI_2_PJM_ROR | MISO_MI | PJM_ROR | Internal | Summer | B7 | 400 | 1424 | 0 | 41.29 | 42.2 | 2 | 0
2025 | MISO_MI_2_PJM_ROR | MISO_MI | PJM_ROR | Internal | Summer | B8 | 500 | 1424 | 0 | 40.27 | 39.56 | 2 | 0
2025 | MISO_MI_2_PJM_ROR | MISO_MI | PJM_ROR | Internal | Summer | B9 | 800 | 1424 | 0 | 38.73 | 36.82 | 2 | 0
2025 | MISO_MI_2_PJM_ROR | MISO_MI | PJM_ROR | Internal | Summer | B10 | 1262 | 1424 | 0 | 35.7 | 33.71 | 2 | 0
2025 | MISO_MI_2_PJM_ROR | MISO_MI | PJM_ROR | Internal | Winter | B16 | 25 | 1424 | 0 | 51.29 | 49.28 | 2 | 0
2025 | MISO_MI_2_PJM_ROR | MISO_MI | PJM_ROR | Internal | Winter | B17 | 100 | 1424 | 0 | 50.62 | 48.62 | 2 | 0
2025 | MISO_MI_2_PJM_ROR | MISO_MI | PJM_ROR | Internal | Winter | B18 | 400 | 1424 | 0 | 45.59 | 45.49 | 2 | 0
2025 | MISO_MI_2_PJM_ROR | MISO_MI | PJM_ROR | Internal | Winter | B19 | 700 | 1424 | 0 | 44.67 | 43.33 | 2 | 0
2025 | MISO_MI_2_PJM_ROR | MISO_MI | PJM_ROR | Internal | Winter | B20 | 935 | 1424 | 0 | 36.68 | 34.68 | 2 | 0
2025 | MISO_MO-IL_2_ENT | MISO_MO-IL | ENT | Internal | Shoulder | B11 | 25 | 2540 | 0 | 55.71 | 63.17 | 8 | 0
2025 | MISO_MO-IL_2_ENT | MISO_MO-IL | ENT | Internal | Shoulder | B12 | 200 | 2540 | 0 | 46.89 | 44.8 | 8 | 0
2025 | MISO_MO-IL_2_ENT | MISO_MO-IL | ENT | Internal | Shoulder | B13 | 600 | 2540 | 0 | 42.9 | 44.8 | 8 | 0
2025 | MISO_MO-IL_2_ENT | MISO_MO-IL | ENT | Internal | Shoulder | B14 | 900 | 2540 | 0 | 42.26 | 44.8 | 8 | 0
2025 | MISO_MO-IL_2_ENT | MISO_MO-IL | ENT | Internal | Shoulder | B15 | 1203 | 2540 | 0 | 39.58 | 43.84 | 8 | 0
2025 | MISO_MO-IL_2_ENT | MISO_MO-IL | ENT | Internal | Summer | B1 | 10 | 2540 | 0 | 68.46 | 75.77 | 8 | 0
2025 | MISO_MO-IL_2_ENT | MISO_MO-IL | ENT | Internal | Summer | B2 | 25 | 2540 | 0 | 67.48 | 72.42 | 8 | 0
2025 | MISO_MO-IL_2_ENT | MISO_MO-IL | ENT | Internal | Summer | B3 | 75 | 2540 | 0 | 66.27 | 65.95 | 8 | 0
2025 | MISO_MO-IL_2_ENT | MISO_MO-IL | ENT | Internal | Summer | B4 | 100 | 2540 | 0 | 66.27 | 65.95 | 8 | 0
2025 | MISO_MO-IL_2_ENT | MISO_MO-IL | ENT | Internal | Summer | B5 | 200 | 2540 | 0 | 60.93 | 63.82 | 8 | 0
2025 | MISO_MO-IL_2_ENT | MISO_MO-IL | ENT | Internal | Summer | B6 | 300 | 2540 | 373.92 | 49.77 | 57.77 | 8 | 0
2025 | MISO_MO-IL_2_ENT | MISO_MO-IL | ENT | Internal | Summer | B7 | 400 | 2540 | 0 | 41.27 | 47.2 | 8 | 0
2025 | MISO_MO-IL_2_ENT | MISO_MO-IL | ENT | Internal | Summer | B8 | 500 | 2540 | 0 | 40.25 | 43.28 | 8 | 0
2025 | MISO_MO-IL_2_ENT | MISO_MO-IL | ENT | Internal | Summer | B9 | 800 | 2540 | 0 | 38.71 | 43.28 | 8 | 0
2025 | MISO_MO-IL_2_ENT | MISO_MO-IL | ENT | Internal | Summer | B10 | 1262 | 2540 | 0 | 35.68 | 42.97 | 8 | 0
2025 | MISO_MO-IL_2_ENT | MISO_MO-IL | ENT | Internal | Winter | B16 | 25 | 2540 | 0 | 51.28 | 56.28 | 8 | 0
2025 | MISO_MO-IL_2_ENT | MISO_MO-IL | ENT | Internal | Winter | B17 | 100 | 2540 | 0 | 50.34 | 47.79 | 8 | 0
2025 | MISO_MO-IL_2_ENT | MISO_MO-IL | ENT | Internal | Winter | B18 | 400 | 2540 | 0 | 45.56 | 47.79 | 8 | 0
2025 | MISO_MO-IL_2_ENT | MISO_MO-IL | ENT | Internal | Winter | B19 | 700 | 2540 | 0 | 44.66 | 47.44 | 8 | 0
2025 | MISO_MO-IL_2_ENT | MISO_MO-IL | ENT | Internal | Winter | B20 | 935 | 2540 | 1932.51 | 36.7 | 44.7 | 8 | 0
2025 | MISO_MO-IL_2_MISO_IN | MISO_MO-IL | MISO_IN | Internal | Shoulder | B11 | 25 | 2100 | 0 | 55.71 | 55.7 | 0.01 | 0
2025 | MISO_MO-IL_2_MISO_IN | MISO_MO-IL | MISO_IN | Internal | Shoulder | B12 | 200 | 2100 | 1054.39 | 46.89 | 46.9 | 0.01 | 0
2025 | MISO_MO-IL_2_MISO_IN | MISO_MO-IL | MISO_IN | Internal | Shoulder | B13 | 600 | 2100 | 588.45 | 42.9 | 42.91 | 0.01 | 0
2025 | MISO_MO-IL_2_MISO_IN | MISO_MO-IL | MISO_IN | Internal | Shoulder | B14 | 900 | 2100 | 345.01 | 42.26 | 42.27 | 0.01 | 0
2025 | MISO_MO-IL_2_MISO_IN | MISO_MO-IL | MISO_IN | Internal | Shoulder | B15 | 1203 | 2100 | 524.48 | 39.58 | 39.59 | 0.01 | 0
2025 | MISO_MO-IL_2_MISO_IN | MISO_MO-IL | MISO_IN | Internal | Summer | B1 | 10 | 2100 | 0 | 68.46 | 68.45 | 0.01 | 0
2025 | MISO_MO-IL_2_MISO_IN | MISO_MO-IL | MISO_IN | Internal | Summer | B2 | 25 | 2100 | 469.19 | 67.48 | 67.49 | 0.01 | 0
2025 | MISO_MO-IL_2_MISO_IN | MISO_MO-IL | MISO_IN | Internal | Summer | B3 | 75 | 2100 | 0 | 66.27 | 66.25 | 0.01 | 0
2025 | MISO_MO-IL_2_MISO_IN | MISO_MO-IL | MISO_IN | Internal | Summer | B4 | 100 | 2100 | 0 | 66.27 | 66.25 | 0.01 | 0
2025 | MISO_MO-IL_2_MISO_IN | MISO_MO-IL | MISO_IN | Internal | Summer | B5 | 200 | 2100 | 0 | 60.93 | 60.93 | 0.01 | 0
2025 | MISO_MO-IL_2_MISO_IN | MISO_MO-IL | MISO_IN | Internal | Summer | B6 | 300 | 2100 | 0 | 49.77 | 49.77 | 0.01 | 0
2025 | MISO_MO-IL_2_MISO_IN | MISO_MO-IL | MISO_IN | Internal | Summer | B7 | 400 | 2100 | 533.59 | 41.27 | 41.28 | 0.01 | 0
2025 | MISO_MO-IL_2_MISO_IN | MISO_MO-IL | MISO_IN | Internal | Summer | B8 | 500 | 2100 | 346.61 | 40.25 | 40.26 | 0.01 | 0
2025 | MISO_MO-IL_2_MISO_IN | MISO_MO-IL | MISO_IN | Internal | Summer | B9 | 800 | 2100 | 0 | 38.71 | 38.71 | 0.01 | 0
2025 | MISO_MO-IL_2_MISO_IN | MISO_MO-IL | MISO_IN | Internal | Summer | B10 | 1262 | 2100 | 897.06 | 35.68 | 35.69 | 0.01 | 0
2025 | MISO_MO-IL_2_MISO_IN | MISO_MO-IL | MISO_IN | Internal | Winter | B16 | 25 | 2100 | 2100 | 51.28 | 51.3 | 0.01 | 0.01
2025 | MISO_MO-IL_2_MISO_IN | MISO_MO-IL | MISO_IN | Internal | Winter | B17 | 100 | 2100 | 2100 | 50.34 | 50.61 | 0.01 | 0.26
2025 | MISO_MO-IL_2_MISO_IN | MISO_MO-IL | MISO_IN | Internal | Winter | B18 | 400 | 2100 | 165.75 | 45.56 | 45.58 | 0.01 | 0
2025 | MISO_MO-IL_2_MISO_IN | MISO_MO-IL | MISO_IN | Internal | Winter | B19 | 700 | 2100 | 0 | 44.66 | 44.66 | 0.01 | 0
2025 | MISO_MO-IL_2_MISO_IN | MISO_MO-IL | MISO_IN | Internal | Winter | B20 | 935 | 2100 | 0 | 36.7 | 36.68 | 0.01 | 0
2025 | MISO_MO-IL_2_MISO_W | MISO_MO-IL | MISO_W | Internal | Shoulder | B11 | 25 | 960 | 0 | 55.71 | 55.7 | 0.01 | 0
2025 | MISO_MO-IL_2_MISO_W | MISO_MO-IL | MISO_W | Internal | Shoulder | B12 | 200 | 960 | 0 | 46.89 | 46.88 | 0.01 | 0
2025 | MISO_MO-IL_2_MISO_W | MISO_MO-IL | MISO_W | Internal | Shoulder | B13 | 600 | 960 | 0 | 42.9 | 42.9 | 0.01 | 0
2025 | MISO_MO-IL_2_MISO_W | MISO_MO-IL | MISO_W | Internal | Shoulder | B14 | 900 | 960 | 940.98 | 42.26 | 42.27 | 0.01 | 0
2025 | MISO_MO-IL_2_MISO_W | MISO_MO-IL | MISO_W | Internal | Shoulder | B15 | 1203 | 960 | 863.83 | 39.58 | 39.59 | 0.01 | 0
2025 | MISO_MO-IL_2_MISO_W | MISO_MO-IL | MISO_W | Internal | Summer | B1 | 10 | 960 | 0 | 68.46 | 68.45 | 0.01 | 0
2025 | MISO_MO-IL_2_MISO_W | MISO_MO-IL | MISO_W | Internal | Summer | B2 | 25 | 960 | 0 | 67.48 | 67.48 | 0.01 | 0
2025 | MISO_MO-IL_2_MISO_W | MISO_MO-IL | MISO_W | Internal | Summer | B3 | 75 | 960 | 960 | 66.27 | 67.48 | 0.01 | 1.2
2025 | MISO_MO-IL_2_MISO_W | MISO_MO-IL | MISO_W | Internal | Summer | B4 | 100 | 960 | 802.87 | 66.27 | 66.28 | 0.01 | 0
2025 | MISO_MO-IL_2_MISO_W | MISO_MO-IL | MISO_W | Internal | Summer | B5 | 200 | 960 | 316.74 | 60.93 | 60.94 | 0.01 | 0
2025 | MISO_MO-IL_2_MISO_W | MISO_MO-IL | MISO_W | Internal | Summer | B6 | 300 | 960 | 480.58 | 49.77 | 49.78 | 0.01 | 0
2025 | MISO_MO-IL_2_MISO_W | MISO_MO-IL | MISO_W | Internal | Summer | B7 | 400 | 960 | 0 | 41.27 | 41.27 | 0.01 | 0
2025 | MISO_MO-IL_2_MISO_W | MISO_MO-IL | MISO_W | Internal | Summer | B8 | 500 | 960 | 388.42 | 40.25 | 40.26 | 0.01 | 0
2025 | MISO_MO-IL_2_MISO_W | MISO_MO-IL | MISO_W | Internal | Summer | B9 | 800 | 960 | 165.58 | 38.71 | 38.73 | 0.01 | 0
2025 | MISO_MO-IL_2_MISO_W | MISO_MO-IL | MISO_W | Internal | Summer | B10 | 1262 | 960 | 0 | 35.68 | 35.66 | 0.01 | 0
2025 | MISO_MO-IL_2_MISO_W | MISO_MO-IL | MISO_W | Internal | Winter | B16 | 25 | 960 | 0 | 51.28 | 51.26 | 0.01 | 0
2025 | MISO_MO-IL_2_MISO_W | MISO_MO-IL | MISO_W | Internal | Winter | B17 | 100 | 960 | 0 | 50.34 | 50.33 | 0.01 | 0
2025 | MISO_MO-IL_2_MISO_W | MISO_MO-IL | MISO_W | Internal | Winter | B18 | 400 | 960 | 0 | 45.56 | 45.56 | 0.01 | 0
2025 | MISO_MO-IL_2_MISO_W | MISO_MO-IL | MISO_W | Internal | Winter | B19 | 700 | 960 | 960 | 44.66 | 44.7 | 0.01 | 0.03
2025 | MISO_MO-IL_2_MISO_W | MISO_MO-IL | MISO_W | Internal | Winter | B20 | 935 | 960 | 0 | 36.7 | 36.68 | 0.01 | 0
2025 | MISO_MO-IL_2_PJM_ROR | MISO_MO-IL | PJM_ROR | Internal | Shoulder | B11 | 25 | 1212 | 0 | 55.71 | 52.51 | 2 | 0
2025 | MISO_MO-IL_2_PJM_ROR | MISO_MO-IL | PJM_ROR | Internal | Shoulder | B12 | 200 | 1212 | 0 | 46.89 | 44.9 | 2 | 0
2025 | MISO_MO-IL_2_PJM_ROR | MISO_MO-IL | PJM_ROR | Internal | Shoulder | B13 | 600 | 1212 | 0 | 42.9 | 42.08 | 2 | 0
2025 | MISO_MO-IL_2_PJM_ROR | MISO_MO-IL | PJM_ROR | Internal | Shoulder | B14 | 900 | 1212 | 0 | 42.26 | 41.37 | 2 | 0
2025 | MISO_MO-IL_2_PJM_ROR | MISO_MO-IL | PJM_ROR | Internal | Shoulder | B15 | 1203 | 1212 | 0 | 39.58 | 37.6 | 2 | 0
2025 | MISO_MO-IL_2_PJM_ROR | MISO_MO-IL | PJM_ROR | Internal | Summer | B1 | 10 | 1212 | 0 | 68.46 | 67.9 | 2 | 0
2025 | MISO_MO-IL_2_PJM_ROR | MISO_MO-IL | PJM_ROR | Internal | Summer | B2 | 25 | 1212 | 0 | 67.48 | 65.48 | 2 | 0
2025 | MISO_MO-IL_2_PJM_ROR | MISO_MO-IL | PJM_ROR | Internal | Summer | B3 | 75 | 1212 | 0 | 66.27 | 65.45 | 2 | 0
2025 | MISO_MO-IL_2_PJM_ROR | MISO_MO-IL | PJM_ROR | Internal | Summer | B4 | 100 | 1212 | 0 | 66.27 | 64.28 | 2 | 0
2025 | MISO_MO-IL_2_PJM_ROR | MISO_MO-IL | PJM_ROR | Internal | Summer | B5 | 200 | 1212 | 0 | 60.93 | 58.91 | 2 | 0
2025 | MISO_MO-IL_2_PJM_ROR | MISO_MO-IL | PJM_ROR | Internal | Summer | B6 | 300 | 1212 | 0 | 49.77 | 47.77 | 2 | 0
2025 | MISO_MO-IL_2_PJM_ROR | MISO_MO-IL | PJM_ROR | Internal | Summer | B7 | 400 | 1212 | 0 | 41.27 | 42.2 | 2 | 0
2025 | MISO_MO-IL_2_PJM_ROR | MISO_MO-IL | PJM_ROR | Internal | Summer | B8 | 500 | 1212 | 0 | 40.25 | 39.56 | 2 | 0
2025 | MISO_MO-IL_2_PJM_ROR | MISO_MO-IL | PJM_ROR | Internal | Summer | B9 | 800 | 1212 | 0 | 38.71 | 36.82 | 2 | 0
2025 | MISO_MO-IL_2_PJM_ROR | MISO_MO-IL | PJM_ROR | Internal | Summer | B10 | 1262 | 1212 | 0 | 35.68 | 33.71 | 2 | 0
2025 | MISO_MO-IL_2_PJM_ROR | MISO_MO-IL | PJM_ROR | Internal | Winter | B16 | 25 | 1212 | 0 | 51.28 | 49.28 | 2 | 0
2025 | MISO_MO-IL_2_PJM_ROR | MISO_MO-IL | PJM_ROR | Internal | Winter | B17 | 100 | 1212 | 0 | 50.34 | 48.62 | 2 | 0
2025 | MISO_MO-IL_2_PJM_ROR | MISO_MO-IL | PJM_ROR | Internal | Winter | B18 | 400 | 1212 | 0 | 45.56 | 45.49 | 2 | 0
2025 | MISO_MO-IL_2_PJM_ROR | MISO_MO-IL | PJM_ROR | Internal | Winter | B19 | 700 | 1212 | 0 | 44.66 | 43.33 | 2 | 0
2025 | MISO_MO-IL_2_PJM_ROR | MISO_MO-IL | PJM_ROR | Internal | Winter | B20 | 935 | 1212 | 0 | 36.7 | 34.68 | 2 | 0
2025 | MISO_MO-IL_2_SPP_N | MISO_MO-IL | SPP_N | Internal | Shoulder | B11 | 25 | 2000 | 0 | 55.71 | 62.7 | 8 | 0
2025 | MISO_MO-IL_2_SPP_N | MISO_MO-IL | SPP_N | Internal | Shoulder | B12 | 200 | 2000 | 0 | 46.89 | 44.49 | 8 | 0
2025 | MISO_MO-IL_2_SPP_N | MISO_MO-IL | SPP_N | Internal | Shoulder | B13 | 600 | 2000 | 0 | 42.9 | 42.91 | 8 | 0
2025 | MISO_MO-IL_2_SPP_N | MISO_MO-IL | SPP_N | Internal | Shoulder | B14 | 900 | 2000 | 0 | 42.26 | 42.82 | 8 | 0
2025 | MISO_MO-IL_2_SPP_N | MISO_MO-IL | SPP_N | Internal | Shoulder | B15 | 1203 | 2000 | 0 | 39.58 | 38.84 | 8 | 0
2025 | MISO_MO-IL_2_SPP_N | MISO_MO-IL | SPP_N | Internal | Summer | B1 | 10 | 2000 | 0 | 68.46 | 70.77 | 8 | 0
2025 | MISO_MO-IL_2_SPP_N | MISO_MO-IL | SPP_N | Internal | Summer | B2 | 25 | 2000 | 0 | 67.48 | 70.77 | 8 | 0
2025 | MISO_MO-IL_2_SPP_N | MISO_MO-IL | SPP_N | Internal | Summer | B3 | 75 | 2000 | 0 | 66.27 | 70.77 | 8 | 0
2025 | MISO_MO-IL_2_SPP_N | MISO_MO-IL | SPP_N | Internal | Summer | B4 | 100 | 2000 | 0 | 66.27 | 69.64 | 8 | 0
2025 | MISO_MO-IL_2_SPP_N | MISO_MO-IL | SPP_N | Internal | Summer | B5 | 200 | 2000 | 0 | 60.93 | 66.79 | 8 | 0
2025 | MISO_MO-IL_2_SPP_N | MISO_MO-IL | SPP_N | Internal | Summer | B6 | 300 | 2000 | 0 | 49.77 | 56.78 | 8 | 0
2025 | MISO_MO-IL_2_SPP_N | MISO_MO-IL | SPP_N | Internal | Summer | B7 | 400 | 2000 | 0 | 41.27 | 47.39 | 8 | 0
2025 | MISO_MO-IL_2_SPP_N | MISO_MO-IL | SPP_N | Internal | Summer | B8 | 500 | 2000 | 0 | 40.25 | 42.2 | 8 | 0
2025 | MISO_MO-IL_2_SPP_N | MISO_MO-IL | SPP_N | Internal | Summer | B9 | 800 | 2000 | 0 | 38.71 | 41.36 | 8 | 0
2025 | MISO_MO-IL_2_SPP_N | MISO_MO-IL | SPP_N | Internal | Summer | B10 | 1262 | 2000 | 0 | 35.68 | 38.55 | 8 | 0
2025 | MISO_MO-IL_2_SPP_N | MISO_MO-IL | SPP_N | Internal | Winter | B16 | 25 | 2000 | 0 | 51.28 | 51.28 | 8 | 0
2025 | MISO_MO-IL_2_SPP_N | MISO_MO-IL | SPP_N | Internal | Winter | B17 | 100 | 2000 | 0 | 50.34 | 45.86 | 8 | 0
2025 | MISO_MO-IL_2_SPP_N | MISO_MO-IL | SPP_N | Internal | Winter | B18 | 400 | 2000 | 0 | 45.56 | 43.86 | 8 | 0
2025 | MISO_MO-IL_2_SPP_N | MISO_MO-IL | SPP_N | Internal | Winter | B19 | 700 | 2000 | 0 | 44.66 | 42.44 | 8 | 0
2025 | MISO_MO-IL_2_SPP_N | MISO_MO-IL | SPP_N | Internal | Winter | B20 | 935 | 2000 | 0 | 36.7 | 39.02 | 8 | 0
2025 | MISO_MO-IL_2_TVA_Transmission | MISO_MO-IL | TVA_Transmission | Internal | Shoulder | B11 | 25 | 4000 | 0 | 55.71 | 58.38 | 8 | 0
2025 | MISO_MO-IL_2_TVA_Transmission | MISO_MO-IL | TVA_Transmission | Internal | Shoulder | B12 | 200 | 4000 | 0 | 46.89 | 48.43 | 8 | 0
2025 | MISO_MO-IL_2_TVA_Transmission | MISO_MO-IL | TVA_Transmission | Internal | Shoulder | B13 | 600 | 4000 | 0 | 42.9 | 46.04 | 8 | 0
2025 | MISO_MO-IL_2_TVA_Transmission | MISO_MO-IL | TVA_Transmission | Internal | Shoulder | B14 | 900 | 4000 | 0 | 42.26 | 45.24 | 8 | 0
2025 | MISO_MO-IL_2_TVA_Transmission | MISO_MO-IL | TVA_Transmission | Internal | Shoulder | B15 | 1203 | 4000 | 0 | 39.58 | 42.04 | 8 | 0
2025 | MISO_MO-IL_2_TVA_Transmission | MISO_MO-IL | TVA_Transmission | Internal | Summer | B1 | 10 | 4000 | 1669.06 | 68.46 | 76.46 | 8 | 0
2025 | MISO_MO-IL_2_TVA_Transmission | MISO_MO-IL | TVA_Transmission | Internal | Summer | B2 | 25 | 4000 | 839.35 | 67.48 | 75.48 | 8 | 0
2025 | MISO_MO-IL_2_TVA_Transmission | MISO_MO-IL | TVA_Transmission | Internal | Summer | B3 | 75 | 4000 | 0 | 66.27 | 71.45 | 8 | 0
2025 | MISO_MO-IL_2_TVA_Transmission | MISO_MO-IL | TVA_Transmission | Internal | Summer | B4 | 100 | 4000 | 0 | 66.27 | 70.28 | 8 | 0
2025 | MISO_MO-IL_2_TVA_Transmission | MISO_MO-IL | TVA_Transmission | Internal | Summer | B5 | 200 | 4000 | 0 | 60.93 | 64 | 8 | 0
2025 | MISO_MO-IL_2_TVA_Transmission | MISO_MO-IL | TVA_Transmission | Internal | Summer | B6 | 300 | 4000 | 0 | 49.77 | 52.88 | 8 | 0
2025 | MISO_MO-IL_2_TVA_Transmission | MISO_MO-IL | TVA_Transmission | Internal | Summer | B7 | 400 | 4000 | 0 | 41.27 | 47.2 | 8 | 0
2025 | MISO_MO-IL_2_TVA_Transmission | MISO_MO-IL | TVA_Transmission | Internal | Summer | B8 | 500 | 4000 | 0 | 40.25 | 44.21 | 8 | 0
2025 | MISO_MO-IL_2_TVA_Transmission | MISO_MO-IL | TVA_Transmission | Internal | Summer | B9 | 800 | 4000 | 0 | 38.71 | 41.72 | 8 | 0
2025 | MISO_MO-IL_2_TVA_Transmission | MISO_MO-IL | TVA_Transmission | Internal | Summer | B10 | 1262 | 4000 | 0 | 35.68 | 38.24 | 8 | 0
2025 | MISO_MO-IL_2_TVA_Transmission | MISO_MO-IL | TVA_Transmission | Internal | Winter | B16 | 25 | 4000 | 0 | 51.28 | 55.28 | 8 | 0
2025 | MISO_MO-IL_2_TVA_Transmission | MISO_MO-IL | TVA_Transmission | Internal | Winter | B17 | 100 | 4000 | 0 | 50.34 | 52.04 | 8 | 0
2025 | MISO_MO-IL_2_TVA_Transmission | MISO_MO-IL | TVA_Transmission | Internal | Winter | B18 | 400 | 4000 | 0 | 45.56 | 48.3 | 8 | 0
2025 | MISO_MO-IL_2_TVA_Transmission | MISO_MO-IL | TVA_Transmission | Internal | Winter | B19 | 700 | 4000 | 0 | 44.66 | 46.28 | 8 | 0
2025 | MISO_MO-IL_2_TVA_Transmission | MISO_MO-IL | TVA_Transmission | Internal | Winter | B20 | 935 | 4000 | 0 | 36.7 | 40.68 | 8 | 0
2025 | MISO_W_2_MAPP_CA | MISO_W | MAPP_CA | Internal | Shoulder | B11 | 25 | 718 | 0 | 55.7 | 45.43 | 0.01 | 0
2025 | MISO_W_2_MAPP_CA | MISO_W | MAPP_CA | Internal | Shoulder | B12 | 200 | 718 | 0 | 46.88 | 46.87 | 0.01 | 0
2025 | MISO_W_2_MAPP_CA | MISO_W | MAPP_CA | Internal | Shoulder | B13 | 600 | 718 | 0 | 42.9 | 42.89 | 0.01 | 0
2025 | MISO_W_2_MAPP_CA | MISO_W | MAPP_CA | Internal | Shoulder | B14 | 900 | 718 | 0 | 42.27 | 42.26 | 0.01 | 0
2025 | MISO_W_2_MAPP_CA | MISO_W | MAPP_CA | Internal | Shoulder | B15 | 1203 | 718 | 718 | 39.59 | 42.26 | 0.01 | 2.65
2025 | MISO_W_2_MAPP_CA | MISO_W | MAPP_CA | Internal | Summer | B1 | 10 | 718 | 0 | 68.45 | 56.75 | 0.01 | 0
2025 | MISO_W_2_MAPP_CA | MISO_W | MAPP_CA | Internal | Summer | B2 | 25 | 718 | 0 | 67.48 | 55.63 | 0.01 | 0
2025 | MISO_W_2_MAPP_CA | MISO_W | MAPP_CA | Internal | Summer | B3 | 75 | 718 | 0 | 67.48 | 56.75 | 0.01 | 0
2025 | MISO_W_2_MAPP_CA | MISO_W | MAPP_CA | Internal | Summer | B4 | 100 | 718 | 0 | 66.28 | 55.63 | 0.01 | 0
2025 | MISO_W_2_MAPP_CA | MISO_W | MAPP_CA | Internal | Summer | B5 | 200 | 718 | 0 | 60.94 | 52.78 | 0.01 | 0
2025 | MISO_W_2_MAPP_CA | MISO_W | MAPP_CA | Internal | Summer | B6 | 300 | 718 | 0 | 49.78 | 47.37 | 0.01 | 0
2025 | MISO_W_2_MAPP_CA | MISO_W | MAPP_CA | Internal | Summer | B7 | 400 | 718 | 0 | 41.27 | 41.26 | 0.01 | 0
2025 | MISO_W_2_MAPP_CA | MISO_W | MAPP_CA | Internal | Summer | B8 | 500 | 718 | 0 | 40.26 | 38.74 | 0.01 | 0
2025 | MISO_W_2_MAPP_CA | MISO_W | MAPP_CA | Internal | Summer | B9 | 800 | 718 | 35.63 | 38.73 | 38.74 | 0.01 | 0
2025 | MISO_W_2_MAPP_CA | MISO_W | MAPP_CA | Internal | Summer | B10 | 1262 | 718 | 718 | 35.66 | 38.74 | 0.01 | 3.06
2025 | MISO_W_2_MAPP_CA | MISO_W | MAPP_CA | Internal | Winter | B16 | 25 | 718 | 0 | 51.26 | 51.25 | 0.01 | 0
2025 | MISO_W_2_MAPP_CA | MISO_W | MAPP_CA | Internal | Winter | B17 | 100 | 718 | 0 | 50.33 | 50.32 | 0.01 | 0
2025 | MISO_W_2_MAPP_CA | MISO_W | MAPP_CA | Internal | Winter | B18 | 400 | 718 | 0 | 45.56 | 45.55 | 0.01 | 0
2025 | MISO_W_2_MAPP_CA | MISO_W | MAPP_CA | Internal | Winter | B19 | 700 | 718 | 718 | 44.7 | 45.55 | 0.01 | 0.84
2025 | MISO_W_2_MAPP_CA | MISO_W | MAPP_CA | Internal | Winter | B20 | 935 | 718 | 718 | 36.68 | 45.55 | 0.01 | 8.85
2025 | MISO_W_2_MISO_MO-IL | MISO_W | MISO_MO-IL | Internal | Shoulder | B11 | 25 | 3800 | 844.87 | 55.7 | 55.71 | 0.01 | 0
2025 | MISO_W_2_MISO_MO-IL | MISO_W | MISO_MO-IL | Internal | Shoulder | B12 | 200 | 3800 | 880.88 | 46.88 | 46.89 | 0.01 | 0
2025 | MISO_W_2_MISO_MO-IL | MISO_W | MISO_MO-IL | Internal | Shoulder | B13 | 600 | 3800 | 0 | 42.9 | 42.9 | 0.01 | 0
2025 | MISO_W_2_MISO_MO-IL | MISO_W | MISO_MO-IL | Internal | Shoulder | B14 | 900 | 3800 | 0 | 42.27 | 42.26 | 0.01 | 0
2025 | MISO_W_2_MISO_MO-IL | MISO_W | MISO_MO-IL | Internal | Shoulder | B15 | 1203 | 3800 | 0 | 39.59 | 39.58 | 0.01 | 0
2025 | MISO_W_2_MISO_MO-IL | MISO_W | MISO_MO-IL | Internal | Summer | B1 | 10 | 3800 | 135.25 | 68.45 | 68.46 | 0.01 | 0
2025 | MISO_W_2_MISO_MO-IL | MISO_W | MISO_MO-IL | Internal | Summer | B2 | 25 | 3800 | 0 | 67.48 | 67.48 | 0.01 | 0
2025 | MISO_W_2_MISO_MO-IL | MISO_W | MISO_MO-IL | Internal | Summer | B3 | 75 | 3800 | 0 | 67.48 | 66.27 | 0.01 | 0
2025 | MISO_W_2_MISO_MO-IL | MISO_W | MISO_MO-IL | Internal | Summer | B4 | 100 | 3800 | 0 | 66.28 | 66.27 | 0.01 | 0
2025 | MISO_W_2_MISO_MO-IL | MISO_W | MISO_MO-IL | Internal | Summer | B5 | 200 | 3800 | 0 | 60.94 | 60.93 | 0.01 | 0
2025 | MISO_W_2_MISO_MO-IL | MISO_W | MISO_MO-IL | Internal | Summer | B6 | 300 | 3800 | 0 | 49.78 | 49.77 | 0.01 | 0
2025 | MISO_W_2_MISO_MO-IL | MISO_W | MISO_MO-IL | Internal | Summer | B7 | 400 | 3800 | 0 | 41.27 | 41.27 | 0.01 | 0
2025 | MISO_W_2_MISO_MO-IL | MISO_W | MISO_MO-IL | Internal | Summer | B8 | 500 | 3800 | 0 | 40.26 | 40.25 | 0.01 | 0
2025 | MISO_W_2_MISO_MO-IL | MISO_W | MISO_MO-IL | Internal | Summer | B9 | 800 | 3800 | 0 | 38.73 | 38.71 | 0.01 | 0
2025 | MISO_W_2_MISO_MO-IL | MISO_W | MISO_MO-IL | Internal | Summer | B10 | 1262 | 3800 | 210.59 | 35.66 | 35.68 | 0.01 | 0
2025 | MISO_W_2_MISO_MO-IL | MISO_W | MISO_MO-IL | Internal | Winter | B16 | 25 | 3800 | 2981 | 51.26 | 51.28 | 0.01 | 0
2025 | MISO_W_2_MISO_MO-IL | MISO_W | MISO_MO-IL | Internal | Winter | B17 | 100 | 3800 | 2481.3 | 50.33 | 50.34 | 0.01 | 0
2025 | MISO_W_2_MISO_MO-IL | MISO_W | MISO_MO-IL | Internal | Winter | B18 | 400 | 3800 | 0 | 45.56 | 45.56 | 0.01 | 0
2025 | MISO_W_2_MISO_MO-IL | MISO_W | MISO_MO-IL | Internal | Winter | B19 | 700 | 3800 | 0 | 44.7 | 44.66 | 0.01 | 0
2025 | MISO_W_2_MISO_MO-IL | MISO_W | MISO_MO-IL | Internal | Winter | B20 | 935 | 3800 | 1655.5 | 36.68 | 36.7 | 0.01 | 0
2025 | MISO_W_2_MISO_WUMS | MISO_W | MISO_WUMS | Internal | Shoulder | B11 | 25 | 1629 | 0 | 55.7 | 55.19 | 0.01 | 0
2025 | MISO_W_2_MISO_WUMS | MISO_W | MISO_WUMS | Internal | Shoulder | B12 | 200 | 1629 | 1005.37 | 46.88 | 46.89 | 0.01 | 0
2025 | MISO_W_2_MISO_WUMS | MISO_W | MISO_WUMS | Internal | Shoulder | B13 | 600 | 1629 | 922.4 | 42.9 | 42.91 | 0.01 | 0
2025 | MISO_W_2_MISO_WUMS | MISO_W | MISO_WUMS | Internal | Shoulder | B14 | 900 | 1629 | 133.36 | 42.27 | 42.28 | 0.01 | 0
2025 | MISO_W_2_MISO_WUMS | MISO_W | MISO_WUMS | Internal | Shoulder | B15 | 1203 | 1629 | 431.55 | 39.59 | 39.6 | 0.01 | 0
2025 | MISO_W_2_MISO_WUMS | MISO_W | MISO_WUMS | Internal | Summer | B1 | 10 | 1629 | 0 | 68.45 | 65.9 | 0.01 | 0
2025 | MISO_W_2_MISO_WUMS | MISO_W | MISO_WUMS | Internal | Summer | B2 | 25 | 1629 | 0 | 67.48 | 63.83 | 0.01 | 0
2025 | MISO_W_2_MISO_WUMS | MISO_W | MISO_WUMS | Internal | Summer | B3 | 75 | 1629 | 0 | 67.48 | 63.83 | 0.01 | 0
2025 | MISO_W_2_MISO_WUMS | MISO_W | MISO_WUMS | Internal | Summer | B4 | 100 | 1629 | 0 | 66.28 | 63.83 | 0.01 | 0
2025 | MISO_W_2_MISO_WUMS | MISO_W | MISO_WUMS | Internal | Summer | B5 | 200 | 1629 | 0 | 60.94 | 60.93 | 0.01 | 0
2025 | MISO_W_2_MISO_WUMS | MISO_W | MISO_WUMS | Internal | Summer | B6 | 300 | 1629 | 0 | 49.78 | 49.77 | 0.01 | 0
2025 | MISO_W_2_MISO_WUMS | MISO_W | MISO_WUMS | Internal | Summer | B7 | 400 | 1629 | 1176.87 | 41.27 | 41.28 | 0.01 | 0
2025 | MISO_W_2_MISO_WUMS | MISO_W | MISO_WUMS | Internal | Summer | B8 | 500 | 1629 | 1366.85 | 40.26 | 40.27 | 0.01 | 0
2025 | MISO_W_2_MISO_WUMS | MISO_W | MISO_WUMS | Internal | Summer | B9 | 800 | 1629 | 7.02 | 38.73 | 38.74 | 0.01 | 0
2025 | MISO_W_2_MISO_WUMS | MISO_W | MISO_WUMS | Internal | Summer | B10 | 1262 | 1629 | 1629 | 35.66 | 35.71 | 0.01 | 0.04
2025 | MISO_W_2_MISO_WUMS | MISO_W | MISO_WUMS | Internal | Winter | B16 | 25 | 1629 | 688.02 | 51.26 | 51.28 | 0.01 | 0
2025 | MISO_W_2_MISO_WUMS | MISO_W | MISO_WUMS | Internal | Winter | B17 | 100 | 1629 | 1629 | 50.33 | 50.41 | 0.01 | 0.07
2025 | MISO_W_2_MISO_WUMS | MISO_W | MISO_WUMS | Internal | Winter | B18 | 400 | 1629 | 1204.37 | 45.56 | 45.58 | 0.01 | 0
2025 | MISO_W_2_MISO_WUMS | MISO_W | MISO_WUMS | Internal | Winter | B19 | 700 | 1629 | 0 | 44.7 | 44.69 | 0.01 | 0
2025 | MISO_W_2_MISO_WUMS | MISO_W | MISO_WUMS | Internal | Winter | B20 | 935 | 1629 | 422.35 | 36.68 | 36.7 | 0.01 | 0
2025 | MISO_W_2_NE | MISO_W | NE | Internal | Shoulder | B11 | 25 | 2800 | 0 | 55.7 | 62.69 | 7 | 0
2025 | MISO_W_2_NE | MISO_W | NE | Internal | Shoulder | B12 | 200 | 2800 | 0 | 46.88 | 44.48 | 7 | 0
2025 | MISO_W_2_NE | MISO_W | NE | Internal | Shoulder | B13 | 600 | 2800 | 0 | 42.9 | 42.9 | 7 | 0
2025 | MISO_W_2_NE | MISO_W | NE | Internal | Shoulder | B14 | 900 | 2800 | 0 | 42.27 | 42.8 | 7 | 0
2025 | MISO_W_2_NE | MISO_W | NE | Internal | Shoulder | B15 | 1203 | 2800 | 0 | 39.59 | 38.83 | 7 | 0
2025 | MISO_W_2_NE | MISO_W | NE | Internal | Summer | B1 | 10 | 2800 | 0 | 68.45 | 70.75 | 7 | 0
2025 | MISO_W_2_NE | MISO_W | NE | Internal | Summer | B2 | 25 | 2800 | 0 | 67.48 | 69.63 | 7 | 0
2025 | MISO_W_2_NE | MISO_W | NE | Internal | Summer | B3 | 75 | 2800 | 0 | 67.48 | 70.75 | 7 | 0
2025 | MISO_W_2_NE | MISO_W | NE | Internal | Summer | B4 | 100 | 2800 | 0 | 66.28 | 69.63 | 7 | 0
2025 | MISO_W_2_NE | MISO_W | NE | Internal | Summer | B5 | 200 | 2800 | 0 | 60.94 | 66.78 | 7 | 0
2025 | MISO_W_2_NE | MISO_W | NE | Internal | Summer | B6 | 300 | 2800 | 0 | 49.78 | 56.77 | 7 | 0
2025 | MISO_W_2_NE | MISO_W | NE | Internal | Summer | B7 | 400 | 2800 | 0 | 41.27 | 47.38 | 7 | 0
2025 | MISO_W_2_NE | MISO_W | NE | Internal | Summer | B8 | 500 | 2800 | 0 | 40.26 | 42.19 | 7 | 0
2025 | MISO_W_2_NE | MISO_W | NE | Internal | Summer | B9 | 800 | 2800 | 0 | 38.73 | 41.34 | 7 | 0
2025 | MISO_W_2_NE | MISO_W | NE | Internal | Summer | B10 | 1262 | 2800 | 0 | 35.66 | 37.31 | 7 | 0
2025 | MISO_W_2_NE | MISO_W | NE | Internal | Winter | B16 | 25 | 2800 | 0 | 51.26 | 51.26 | 7 | 0
2025 | MISO_W_2_NE | MISO_W | NE | Internal | Winter | B17 | 100 | 2800 | 0 | 50.33 | 45.85 | 7 | 0
2025 | MISO_W_2_NE | MISO_W | NE | Internal | Winter | B18 | 400 | 2800 | 0 | 45.56 | 43.84 | 7 | 0
2025 | MISO_W_2_NE | MISO_W | NE | Internal | Winter | B19 | 700 | 2800 | 0 | 44.7 | 42.43 | 7 | 0
2025 | MISO_W_2_NE | MISO_W | NE | Internal | Winter | B20 | 935 | 2800 | 0 | 36.68 | 39.01 | 7 | 0
2025 | MISO_W_2_PJM_ROR | MISO_W | PJM_ROR | Internal | Shoulder | B11 | 25 | 773 | 0 | 55.7 | 52.51 | 2 | 0
2025 | MISO_W_2_PJM_ROR | MISO_W | PJM_ROR | Internal | Shoulder | B12 | 200 | 773 | 0 | 46.88 | 44.9 | 2 | 0
2025 | MISO_W_2_PJM_ROR | MISO_W | PJM_ROR | Internal | Shoulder | B13 | 600 | 773 | 0 | 42.9 | 42.08 | 2 | 0
2025 | MISO_W_2_PJM_ROR | MISO_W | PJM_ROR | Internal | Shoulder | B14 | 900 | 773 | 0 | 42.27 | 41.37 | 2 | 0
2025 | MISO_W_2_PJM_ROR | MISO_W | PJM_ROR | Internal | Shoulder | B15 | 1203 | 773 | 0 | 39.59 | 37.6 | 2 | 0
2025 | MISO_W_2_PJM_ROR | MISO_W | PJM_ROR | Internal | Summer | B1 | 10 | 773 | 0 | 68.45 | 67.9 | 2 | 0
2025 | MISO_W_2_PJM_ROR | MISO_W | PJM_ROR | Internal | Summer | B2 | 25 | 773 | 0 | 67.48 | 65.48 | 2 | 0
2025 | MISO_W_2_PJM_ROR | MISO_W | PJM_ROR | Internal | Summer | B3 | 75 | 773 | 0 | 67.48 | 65.45 | 2 | 0
2025 | MISO_W_2_PJM_ROR | MISO_W | PJM_ROR | Internal | Summer | B4 | 100 | 773 | 0 | 66.28 | 64.28 | 2 | 0
2025 | MISO_W_2_PJM_ROR | MISO_W | PJM_ROR | Internal | Summer | B5 | 200 | 773 | 0 | 60.94 | 58.91 | 2 | 0
2025 | MISO_W_2_PJM_ROR | MISO_W | PJM_ROR | Internal | Summer | B6 | 300 | 773 | 0 | 49.78 | 47.77 | 2 | 0
2025 | MISO_W_2_PJM_ROR | MISO_W | PJM_ROR | Internal | Summer | B7 | 400 | 773 | 0 | 41.27 | 42.2 | 2 | 0
2025 | MISO_W_2_PJM_ROR | MISO_W | PJM_ROR | Internal | Summer | B8 | 500 | 773 | 0 | 40.26 | 39.56 | 2 | 0
2025 | MISO_W_2_PJM_ROR | MISO_W | PJM_ROR | Internal | Summer | B9 | 800 | 773 | 0 | 38.73 | 36.82 | 2 | 0
2025 | MISO_W_2_PJM_ROR | MISO_W | PJM_ROR | Internal | Summer | B10 | 1262 | 773 | 0 | 35.66 | 33.71 | 2 | 0
2025 | MISO_W_2_PJM_ROR | MISO_W | PJM_ROR | Internal | Winter | B16 | 25 | 773 | 0 | 51.26 | 49.28 | 2 | 0
2025 | MISO_W_2_PJM_ROR | MISO_W | PJM_ROR | Internal | Winter | B17 | 100 | 773 | 0 | 50.33 | 48.62 | 2 | 0
2025 | MISO_W_2_PJM_ROR | MISO_W | PJM_ROR | Internal | Winter | B18 | 400 | 773 | 0 | 45.56 | 45.49 | 2 | 0
2025 | MISO_W_2_PJM_ROR | MISO_W | PJM_ROR | Internal | Winter | B19 | 700 | 773 | 0 | 44.7 | 43.33 | 2 | 0
2025 | MISO_W_2_PJM_ROR | MISO_W | PJM_ROR | Internal | Winter | B20 | 935 | 773 | 0 | 36.68 | 34.68 | 2 | 0
2025 | MISO_W_2_SPP_N | MISO_W | SPP_N | Internal | Shoulder | B11 | 25 | 3200 | 23.96 | 55.7 | 62.7 | 7 | 0
2025 | MISO_W_2_SPP_N | MISO_W | SPP_N | Internal | Shoulder | B12 | 200 | 3200 | 0 | 46.88 | 44.49 | 7 | 0
2025 | MISO_W_2_SPP_N | MISO_W | SPP_N | Internal | Shoulder | B13 | 600 | 3200 | 0 | 42.9 | 42.91 | 7 | 0
2025 | MISO_W_2_SPP_N | MISO_W | SPP_N | Internal | Shoulder | B14 | 900 | 3200 | 0 | 42.27 | 42.82 | 7 | 0
2025 | MISO_W_2_SPP_N | MISO_W | SPP_N | Internal | Shoulder | B15 | 1203 | 3200 | 0 | 39.59 | 38.84 | 7 | 0
2025 | MISO_W_2_SPP_N | MISO_W | SPP_N | Internal | Summer | B1 | 10 | 3200 | 0 | 68.45 | 70.77 | 7 | 0
2025 | MISO_W_2_SPP_N | MISO_W | SPP_N | Internal | Summer | B2 | 25 | 3200 | 0 | 67.48 | 70.77 | 7 | 0
2025 | MISO_W_2_SPP_N | MISO_W | SPP_N | Internal | Summer | B3 | 75 | 3200 | 0 | 67.48 | 70.77 | 7 | 0
2025 | MISO_W_2_SPP_N | MISO_W | SPP_N | Internal | Summer | B4 | 100 | 3200 | 0 | 66.28 | 69.64 | 7 | 0
2025 | MISO_W_2_SPP_N | MISO_W | SPP_N | Internal | Summer | B5 | 200 | 3200 | 0 | 60.94 | 66.79 | 7 | 0
2025 | MISO_W_2_SPP_N | MISO_W | SPP_N | Internal | Summer | B6 | 300 | 3200 | 1524.36 | 49.78 | 56.78 | 7 | 0
2025 | MISO_W_2_SPP_N | MISO_W | SPP_N | Internal | Summer | B7 | 400 | 3200 | 0 | 41.27 | 47.39 | 7 | 0
2025 | MISO_W_2_SPP_N | MISO_W | SPP_N | Internal | Summer | B8 | 500 | 3200 | 0 | 40.26 | 42.2 | 7 | 0
2025 | MISO_W_2_SPP_N | MISO_W | SPP_N | Internal | Summer | B9 | 800 | 3200 | 0 | 38.73 | 41.36 | 7 | 0
2025 | MISO_W_2_SPP_N | MISO_W | SPP_N | Internal | Summer | B10 | 1262 | 3200 | 0 | 35.66 | 38.55 | 7 | 0
2025 | MISO_W_2_SPP_N | MISO_W | SPP_N | Internal | Winter | B16 | 25 | 3200 | 0 | 51.26 | 51.28 | 7 | 0
2025 | MISO_W_2_SPP_N | MISO_W | SPP_N | Internal | Winter | B17 | 100 | 3200 | 0 | 50.33 | 45.86 | 7 | 0
2025 | MISO_W_2_SPP_N | MISO_W | SPP_N | Internal | Winter | B18 | 400 | 3200 | 0 | 45.56 | 43.86 | 7 | 0
2025 | MISO_W_2_SPP_N | MISO_W | SPP_N | Internal | Winter | B19 | 700 | 3200 | 0 | 44.7 | 42.44 | 7 | 0
2025 | MISO_W_2_SPP_N | MISO_W | SPP_N | Internal | Winter | B20 | 935 | 3200 | 0 | 36.68 | 39.02 | 7 | 0
2025 | MISO_WUMS_2_MISO_MI | MISO_WUMS | MISO_MI | Internal | Shoulder | B11 | 25 | 929 | 0 | 55.19 | 55.18 | 0.01 | 0
2025 | MISO_WUMS_2_MISO_MI | MISO_WUMS | MISO_MI | Internal | Shoulder | B12 | 200 | 929 | 256.13 | 46.89 | 46.9 | 0.01 | 0
2025 | MISO_WUMS_2_MISO_MI | MISO_WUMS | MISO_MI | Internal | Shoulder | B13 | 600 | 929 | 253.1 | 42.91 | 42.92 | 0.01 | 0
2025 | MISO_WUMS_2_MISO_MI | MISO_WUMS | MISO_MI | Internal | Shoulder | B14 | 900 | 929 | 0 | 42.28 | 42.28 | 0.01 | 0
2025 | MISO_WUMS_2_MISO_MI | MISO_WUMS | MISO_MI | Internal | Shoulder | B15 | 1203 | 929 | 0 | 39.6 | 39.6 | 0.01 | 0
2025 | MISO_WUMS_2_MISO_MI | MISO_WUMS | MISO_MI | Internal | Summer | B1 | 10 | 929 | 929 | 65.9 | 67.94 | 0.01 | 2.03
2025 | MISO_WUMS_2_MISO_MI | MISO_WUMS | MISO_MI | Internal | Summer | B2 | 25 | 929 | 929 | 63.83 | 67.48 | 0.01 | 3.64
2025 | MISO_WUMS_2_MISO_MI | MISO_WUMS | MISO_MI | Internal | Summer | B3 | 75 | 929 | 249.68 | 63.83 | 63.85 | 0.01 | 0
2025 | MISO_WUMS_2_MISO_MI | MISO_WUMS | MISO_MI | Internal | Summer | B4 | 100 | 929 | 0 | 63.83 | 63.08 | 0.01 | 0
2025 | MISO_WUMS_2_MISO_MI | MISO_WUMS | MISO_MI | Internal | Summer | B5 | 200 | 929 | 0 | 60.93 | 60.91 | 0.01 | 0
2025 | MISO_WUMS_2_MISO_MI | MISO_WUMS | MISO_MI | Internal | Summer | B6 | 300 | 929 | 0 | 49.77 | 49.76 | 0.01 | 0
2025 | MISO_WUMS_2_MISO_MI | MISO_WUMS | MISO_MI | Internal | Summer | B7 | 400 | 929 | 366.12 | 41.28 | 41.29 | 0.01 | 0
2025 | MISO_WUMS_2_MISO_MI | MISO_WUMS | MISO_MI | Internal | Summer | B8 | 500 | 929 | 0 | 40.27 | 40.27 | 0.01 | 0
2025 | MISO_WUMS_2_MISO_MI | MISO_WUMS | MISO_MI | Internal | Summer | B9 | 800 | 929 | 0 | 38.74 | 38.73 | 0.01 | 0
2025 | MISO_WUMS_2_MISO_MI | MISO_WUMS | MISO_MI | Internal | Summer | B10 | 1262 | 929 | 0 | 35.71 | 35.7 | 0.01 | 0
2025 | MISO_WUMS_2_MISO_MI | MISO_WUMS | MISO_MI | Internal | Winter | B16 | 25 | 929 | 320.26 | 51.28 | 51.29 | 0.01 | 0
2025 | MISO_WUMS_2_MISO_MI | MISO_WUMS | MISO_MI | Internal | Winter | B17 | 100 | 929 | 929 | 50.41 | 50.62 | 0.01 | 0.2
2025 | MISO_WUMS_2_MISO_MI | MISO_WUMS | MISO_MI | Internal | Winter | B18 | 400 | 929 | 562.69 | 45.58 | 45.59 | 0.01 | 0
2025 | MISO_WUMS_2_MISO_MI | MISO_WUMS | MISO_MI | Internal | Winter | B19 | 700 | 929 | 0 | 44.69 | 44.67 | 0.01 | 0
2025 | MISO_WUMS_2_MISO_MI | MISO_WUMS | MISO_MI | Internal | Winter | B20 | 935 | 929 | 0 | 36.7 | 36.68 | 0.01 | 0
2025 | MISO_WUMS_2_MISO_W | MISO_WUMS | MISO_W | Internal | Shoulder | B11 | 25 | 1137 | 1137 | 55.19 | 55.7 | 0.01 | 0.5
2025 | MISO_WUMS_2_MISO_W | MISO_WUMS | MISO_W | Internal | Shoulder | B12 | 200 | 1137 | 0 | 46.89 | 46.88 | 0.01 | 0
2025 | MISO_WUMS_2_MISO_W | MISO_WUMS | MISO_W | Internal | Shoulder | B13 | 600 | 1137 | 0 | 42.91 | 42.9 | 0.01 | 0
2025 | MISO_WUMS_2_MISO_W | MISO_WUMS | MISO_W | Internal | Shoulder | B14 | 900 | 1137 | 0 | 42.28 | 42.27 | 0.01 | 0
2025 | MISO_WUMS_2_MISO_W | MISO_WUMS | MISO_W | Internal | Shoulder | B15 | 1203 | 1137 | 0 | 39.6 | 39.59 | 0.01 | 0
2025 | MISO_WUMS_2_MISO_W | MISO_WUMS | MISO_W | Internal | Summer | B1 | 10 | 1137 | 1137 | 65.9 | 68.45 | 0.01 | 2.54
2025 | MISO_WUMS_2_MISO_W | MISO_WUMS | MISO_W | Internal | Summer | B2 | 25 | 1137 | 1137 | 63.83 | 67.48 | 0.01 | 3.64
2025 | MISO_WUMS_2_MISO_W | MISO_WUMS | MISO_W | Internal | Summer | B3 | 75 | 1137 | 1137 | 63.83 | 67.48 | 0.01 | 3.64
2025 | MISO_WUMS_2_MISO_W | MISO_WUMS | MISO_W | Internal | Summer | B4 | 100 | 1137 | 1137 | 63.83 | 66.28 | 0.01 | 2.43
2025 | MISO_WUMS_2_MISO_W | MISO_WUMS | MISO_W | Internal | Summer | B5 | 200 | 1137 | 333.02 | 60.93 | 60.94 | 0.01 | 0
2025 | MISO_WUMS_2_MISO_W | MISO_WUMS | MISO_W | Internal | Summer | B6 | 300 | 1137 | 429.1 | 49.77 | 49.78 | 0.01 | 0
2025 | MISO_WUMS_2_MISO_W | MISO_WUMS | MISO_W | Internal | Summer | B7 | 400 | 1137 | 0 | 41.28 | 41.27 | 0.01 | 0
2025 | MISO_WUMS_2_MISO_W | MISO_WUMS | MISO_W | Internal | Summer | B8 | 500 | 1137 | 0 | 40.27 | 40.26 | 0.01 | 0
2025 | MISO_WUMS_2_MISO_W | MISO_WUMS | MISO_W | Internal | Summer | B9 | 800 | 1137 | 0 | 38.74 | 38.73 | 0.01 | 0
2025 | MISO_WUMS_2_MISO_W | MISO_WUMS | MISO_W | Internal | Summer | B10 | 1262 | 1137 | 0 | 35.71 | 35.66 | 0.01 | 0
2025 | MISO_WUMS_2_MISO_W | MISO_WUMS | MISO_W | Internal | Winter | B16 | 25 | 1137 | 0 | 51.28 | 51.26 | 0.01 | 0
2025 | MISO_WUMS_2_MISO_W | MISO_WUMS | MISO_W | Internal | Winter | B17 | 100 | 1137 | 0 | 50.41 | 50.33 | 0.01 | 0
2025 | MISO_WUMS_2_MISO_W | MISO_WUMS | MISO_W | Internal | Winter | B18 | 400 | 1137 | 0 | 45.58 | 45.56 | 0.01 | 0
2025 | MISO_WUMS_2_MISO_W | MISO_WUMS | MISO_W | Internal | Winter | B19 | 700 | 1137 | 9.34 | 44.69 | 44.7 | 0.01 | 0
2025 | MISO_WUMS_2_MISO_W | MISO_WUMS | MISO_W | Internal | Winter | B20 | 935 | 1137 | 0 | 36.7 | 36.68 | 0.01 | 0
2025 | MISO_WUMS_2_PJM_ROR | MISO_WUMS | PJM_ROR | Internal | Shoulder | B11 | 25 | 1600 | 0 | 55.19 | 52.51 | 2 | 0
2025 | MISO_WUMS_2_PJM_ROR | MISO_WUMS | PJM_ROR | Internal | Shoulder | B12 | 200 | 1600 | 0 | 46.89 | 44.9 | 2 | 0
2025 | MISO_WUMS_2_PJM_ROR | MISO_WUMS | PJM_ROR | Internal | Shoulder | B13 | 600 | 1600 | 0 | 42.91 | 42.08 | 2 | 0
2025 | MISO_WUMS_2_PJM_ROR | MISO_WUMS | PJM_ROR | Internal | Shoulder | B14 | 900 | 1600 | 0 | 42.28 | 41.37 | 2 | 0
2025 | MISO_WUMS_2_PJM_ROR | MISO_WUMS | PJM_ROR | Internal | Shoulder | B15 | 1203 | 1600 | 0 | 39.6 | 37.6 | 2 | 0
2025 | MISO_WUMS_2_PJM_ROR | MISO_WUMS | PJM_ROR | Internal | Summer | B1 | 10 | 1600 | 258.8 | 65.9 | 67.9 | 2 | 0
2025 | MISO_WUMS_2_PJM_ROR | MISO_WUMS | PJM_ROR | Internal | Summer | B2 | 25 | 1600 | 0 | 63.83 | 65.48 | 2 | 0
2025 | MISO_WUMS_2_PJM_ROR | MISO_WUMS | PJM_ROR | Internal | Summer | B3 | 75 | 1600 | 0 | 63.83 | 65.45 | 2 | 0
2025 | MISO_WUMS_2_PJM_ROR | MISO_WUMS | PJM_ROR | Internal | Summer | B4 | 100 | 1600 | 0 | 63.83 | 64.28 | 2 | 0
2025 | MISO_WUMS_2_PJM_ROR | MISO_WUMS | PJM_ROR | Internal | Summer | B5 | 200 | 1600 | 0 | 60.93 | 58.91 | 2 | 0
2025 | MISO_WUMS_2_PJM_ROR | MISO_WUMS | PJM_ROR | Internal | Summer | B6 | 300 | 1600 | 0 | 49.77 | 47.77 | 2 | 0
2025 | MISO_WUMS_2_PJM_ROR | MISO_WUMS | PJM_ROR | Internal | Summer | B7 | 400 | 1600 | 0 | 41.28 | 42.2 | 2 | 0
2025 | MISO_WUMS_2_PJM_ROR | MISO_WUMS | PJM_ROR | Internal | Summer | B8 | 500 | 1600 | 0 | 40.27 | 39.56 | 2 | 0
2025 | MISO_WUMS_2_PJM_ROR | MISO_WUMS | PJM_ROR | Internal | Summer | B9 | 800 | 1600 | 0 | 38.74 | 36.82 | 2 | 0
2025 | MISO_WUMS_2_PJM_ROR | MISO_WUMS | PJM_ROR | Internal | Summer | B10 | 1262 | 1600 | 0 | 35.71 | 33.71 | 2 | 0
2025 | MISO_WUMS_2_PJM_ROR | MISO_WUMS | PJM_ROR | Internal | Winter | B16 | 25 | 1600 | 0 | 51.28 | 49.28 | 2 | 0
2025 | MISO_WUMS_2_PJM_ROR | MISO_WUMS | PJM_ROR | Internal | Winter | B17 | 100 | 1600 | 0 | 50.41 | 48.62 | 2 | 0
2025 | MISO_WUMS_2_PJM_ROR | MISO_WUMS | PJM_ROR | Internal | Winter | B18 | 400 | 1600 | 0 | 45.58 | 45.49 | 2 | 0
2025 | MISO_WUMS_2_PJM_ROR | MISO_WUMS | PJM_ROR | Internal | Winter | B19 | 700 | 1600 | 0 | 44.69 | 43.33 | 2 | 0
2025 | MISO_WUMS_2_PJM_ROR | MISO_WUMS | PJM_ROR | Internal | Winter | B20 | 935 | 1600 | 0 | 36.7 | 34.68 | 2 | 0
2025 | NE_2_MISO_W | NE | MISO_W | Internal | Shoulder | B11 | 25 | 1600 | 0 | 62.69 | 55.7 | 5 | 0
2025 | NE_2_MISO_W | NE | MISO_W | Internal | Shoulder | B12 | 200 | 1600 | 0 | 44.48 | 46.88 | 5 | 0
2025 | NE_2_MISO_W | NE | MISO_W | Internal | Shoulder | B13 | 600 | 1600 | 0 | 42.9 | 42.9 | 5 | 0
2025 | NE_2_MISO_W | NE | MISO_W | Internal | Shoulder | B14 | 900 | 1600 | 0 | 42.8 | 42.27 | 5 | 0
2025 | NE_2_MISO_W | NE | MISO_W | Internal | Shoulder | B15 | 1203 | 1600 | 0 | 38.83 | 39.59 | 5 | 0
2025 | NE_2_MISO_W | NE | MISO_W | Internal | Summer | B1 | 10 | 1600 | 0 | 70.75 | 68.45 | 5 | 0
2025 | NE_2_MISO_W | NE | MISO_W | Internal | Summer | B2 | 25 | 1600 | 0 | 69.63 | 67.48 | 5 | 0
2025 | NE_2_MISO_W | NE | MISO_W | Internal | Summer | B3 | 75 | 1600 | 0 | 70.75 | 67.48 | 5 | 0
2025 | NE_2_MISO_W | NE | MISO_W | Internal | Summer | B4 | 100 | 1600 | 0 | 69.63 | 66.28 | 5 | 0
2025 | NE_2_MISO_W | NE | MISO_W | Internal | Summer | B5 | 200 | 1600 | 0 | 66.78 | 60.94 | 5 | 0
2025 | NE_2_MISO_W | NE | MISO_W | Internal | Summer | B6 | 300 | 1600 | 0 | 56.77 | 49.78 | 5 | 0
2025 | NE_2_MISO_W | NE | MISO_W | Internal | Summer | B7 | 400 | 1600 | 0 | 47.38 | 41.27 | 5 | 0
2025 | NE_2_MISO_W | NE | MISO_W | Internal | Summer | B8 | 500 | 1600 | 0 | 42.19 | 40.26 | 5 | 0
2025 | NE_2_MISO_W | NE | MISO_W | Internal | Summer | B9 | 800 | 1600 | 0 | 41.34 | 38.73 | 5 | 0
2025 | NE_2_MISO_W | NE | MISO_W | Internal | Summer | B10 | 1262 | 1600 | 0 | 37.31 | 35.66 | 5 | 0
2025 | NE_2_MISO_W | NE | MISO_W | Internal | Winter | B16 | 25 | 1600 | 0 | 51.26 | 51.26 | 5 | 0
2025 | NE_2_MISO_W | NE | MISO_W | Internal | Winter | B17 | 100 | 1600 | 0 | 45.85 | 50.33 | 5 | 0
2025 | NE_2_MISO_W | NE | MISO_W | Internal | Winter | B18 | 400 | 1600 | 0 | 43.84 | 45.56 | 5 | 0
2025 | NE_2_MISO_W | NE | MISO_W | Internal | Winter | B19 | 700 | 1600 | 0 | 42.43 | 44.7 | 5 | 0
2025 | NE_2_MISO_W | NE | MISO_W | Internal | Winter | B20 | 935 | 1600 | 0 | 39.01 | 36.68 | 5 | 0
2025 | NE_2_SPP_N | NE | SPP_N | Internal | Shoulder | B11 | 25 | 3001 | 2680.74 | 62.69 | 62.7 | 0.01 | 0
2025 | NE_2_SPP_N | NE | SPP_N | Internal | Shoulder | B12 | 200 | 3001 | 676.21 | 44.48 | 44.49 | 0.01 | 0
2025 | NE_2_SPP_N | NE | SPP_N | Internal | Shoulder | B13 | 600 | 3001 | 1993.89 | 42.9 | 42.91 | 0.01 | 0
2025 | NE_2_SPP_N | NE | SPP_N | Internal | Shoulder | B14 | 900 | 3001 | 1274.31 | 42.8 | 42.82 | 0.01 | 0
2025 | NE_2_SPP_N | NE | SPP_N | Internal | Shoulder | B15 | 1203 | 3001 | 1706.56 | 38.83 | 38.84 | 0.01 | 0
2025 | NE_2_SPP_N | NE | SPP_N | Internal | Summer | B1 | 10 | 3001 | 2777.44 | 70.75 | 70.77 | 0.01 | 0
2025 | NE_2_SPP_N | NE | SPP_N | Internal | Summer | B2 | 25 | 3001 | 3001 | 69.63 | 70.77 | 0.01 | 1.13
2025 | NE_2_SPP_N | NE | SPP_N | Internal | Summer | B3 | 75 | 3001 | 2988 | 70.75 | 70.77 | 0.01 | 0
2025 | NE_2_SPP_N | NE | SPP_N | Internal | Summer | B4 | 100 | 3001 | 2777.5 | 69.63 | 69.64 | 0.01 | 0
2025 | NE_2_SPP_N | NE | SPP_N | Internal | Summer | B5 | 200 | 3001 | 2203.03 | 66.78 | 66.79 | 0.01 | 0
2025 | NE_2_SPP_N | NE | SPP_N | Internal | Summer | B6 | 300 | 3001 | 2334.17 | 56.77 | 56.78 | 0.01 | 0
2025 | NE_2_SPP_N | NE | SPP_N | Internal | Summer | B7 | 400 | 3001 | 2577.14 | 47.38 | 47.39 | 0.01 | 0
2025 | NE_2_SPP_N | NE | SPP_N | Internal | Summer | B8 | 500 | 3001 | 2924.42 | 42.19 | 42.2 | 0.01 | 0
2025 | NE_2_SPP_N | NE | SPP_N | Internal | Summer | B9 | 800 | 3001 | 2495.2 | 41.34 | 41.36 | 0.01 | 0
2025 | NE_2_SPP_N | NE | SPP_N | Internal | Summer | B10 | 1262 | 3001 | 3001 | 37.31 | 38.55 | 0.01 | 1.23
2025 | NE_2_SPP_N | NE | SPP_N | Internal | Winter | B16 | 25 | 3001 | 2008.95 | 51.26 | 51.28 | 0.01 | 0
2025 | NE_2_SPP_N | NE | SPP_N | Internal | Winter | B17 | 100 | 3001 | 1560.85 | 45.85 | 45.86 | 0.01 | 0
2025 | NE_2_SPP_N | NE | SPP_N | Internal | Winter | B18 | 400 | 3001 | 1745.92 | 43.84 | 43.86 | 0.01 | 0
2025 | NE_2_SPP_N | NE | SPP_N | Internal | Winter | B19 | 700 | 3001 | 1522.38 | 42.43 | 42.44 | 0.01 | 0
2025 | NE_2_SPP_N | NE | SPP_N | Internal | Winter | B20 | 935 | 3001 | 2441.1 | 39.01 | 39.02 | 0.01 | 0
2025 | NEISO_2_NYISO_A-F | NEISO | NYISO_A-F | Internal | Shoulder | B11 | 25 | 600 | 0 | 38.89 | 41.7 | 3 | 0
2025 | NEISO_2_NYISO_A-F | NEISO | NYISO_A-F | Internal | Shoulder | B12 | 200 | 600 | 0 | 38.89 | 41.7 | 3 | 0
2025 | NEISO_2_NYISO_A-F | NEISO | NYISO_A-F | Internal | Shoulder | B13 | 600 | 600 | 0 | 38.89 | 39.85 | 3 | 0
2025 | NEISO_2_NYISO_A-F | NEISO | NYISO_A-F | Internal | Shoulder | B14 | 900 | 600 | 0 | 37.7 | 39.29 | 3 | 0
2025 | NEISO_2_NYISO_A-F | NEISO | NYISO_A-F | Internal | Shoulder | B15 | 1203 | 600 | 0 | 36.3 | 39.29 | 3 | 0
2025 | NEISO_2_NYISO_A-F | NEISO | NYISO_A-F | Internal | Summer | B1 | 10 | 600 | 0 | 77.97 | 53.44 | 3 | 0
2025 | NEISO_2_NYISO_A-F | NEISO | NYISO_A-F | Internal | Summer | B2 | 25 | 600 | 0 | 68.49 | 53.44 | 3 | 0
2025 | NEISO_2_NYISO_A-F | NEISO | NYISO_A-F | Internal | Summer | B3 | 75 | 600 | 0 | 50 | 47.98 | 3 | 0
2025 | NEISO_2_NYISO_A-F | NEISO | NYISO_A-F | Internal | Summer | B4 | 100 | 600 | 585 | 41.3 | 44.3 | 3 | 0
2025 | NEISO_2_NYISO_A-F | NEISO | NYISO_A-F | Internal | Summer | B5 | 200 | 600 | 600 | 35.72 | 44.3 | 3 | 5.58
2025 | NEISO_2_NYISO_A-F | NEISO | NYISO_A-F | Internal | Summer | B6 | 300 | 600 | 600 | 35.72 | 40.41 | 3 | 1.69
2025 | NEISO_2_NYISO_A-F | NEISO | NYISO_A-F | Internal | Summer | B7 | 400 | 600 | 600 | 35.72 | 40.41 | 3 | 1.69
2025 | NEISO_2_NYISO_A-F | NEISO | NYISO_A-F | Internal | Summer | B8 | 500 | 600 | 0 | 35.72 | 38.71 | 3 | 0
2025 | NEISO_2_NYISO_A-F | NEISO | NYISO_A-F | Internal | Summer | B9 | 800 | 600 | 0 | 35.72 | 38.3 | 3 | 0
2025 | NEISO_2_NYISO_A-F | NEISO | NYISO_A-F | Internal | Summer | B10 | 1262 | 600 | 0 | 35.72 | 38.3 | 3 | 0
2025 | NEISO_2_NYISO_A-F | NEISO | NYISO_A-F | Internal | Winter | B16 | 25 | 600 | 0 | 48.68 | 44.25 | 3 | 0
2025 | NEISO_2_NYISO_A-F | NEISO | NYISO_A-F | Internal | Winter | B17 | 100 | 600 | 0 | 48.68 | 44.25 | 3 | 0
2025 | NEISO_2_NYISO_A-F | NEISO | NYISO_A-F | Internal | Winter | B18 | 400 | 600 | 0 | 48.68 | 44.25 | 3 | 0
2025 | NEISO_2_NYISO_A-F | NEISO | NYISO_A-F | Internal | Winter | B19 | 700 | 600 | 0 | 47.78 | 40.7 | 3 | 0
2025 | NEISO_2_NYISO_A-F | NEISO | NYISO_A-F | Internal | Winter | B20 | 935 | 600 | 0 | 44.81 | 40.7 | 3 | 0
2025 | NEISO_2_NYISO_G-I | NEISO | NYISO_G-I | Internal | Shoulder | B11 | 25 | 600 | 600 | 38.89 | 44.49 | 3 | 2.6
2025 | NEISO_2_NYISO_G-I | NEISO | NYISO_G-I | Internal | Shoulder | B12 | 200 | 600 | 0 | 38.89 | 41.78 | 3 | 0
2025 | NEISO_2_NYISO_G-I | NEISO | NYISO_G-I | Internal | Shoulder | B13 | 600 | 600 | 0 | 38.89 | 41.78 | 3 | 0
2025 | NEISO_2_NYISO_G-I | NEISO | NYISO_G-I | Internal | Shoulder | B14 | 900 | 600 | 0 | 37.7 | 40.37 | 3 | 0
2025 | NEISO_2_NYISO_G-I | NEISO | NYISO_G-I | Internal | Shoulder | B15 | 1203 | 600 | 217.31 | 36.3 | 39.3 | 3 | 0
2025 | NEISO_2_NYISO_G-I | NEISO | NYISO_G-I | Internal | Summer | B1 | 10 | 600 | 0 | 77.97 | 80.96 | 3 | 0
2025 | NEISO_2_NYISO_G-I | NEISO | NYISO_G-I | Internal | Summer | B2 | 25 | 600 | 517.15 | 68.49 | 71.49 | 3 | 0
2025 | NEISO_2_NYISO_G-I | NEISO | NYISO_G-I | Internal | Summer | B3 | 75 | 600 | 600 | 50 | 57.43 | 3 | 4.43
2025 | NEISO_2_NYISO_G-I | NEISO | NYISO_G-I | Internal | Summer | B4 | 100 | 600 | 600 | 41.3 | 54.78 | 3 | 10.49
2025 | NEISO_2_NYISO_G-I | NEISO | NYISO_G-I | Internal | Summer | B5 | 200 | 600 | 600 | 35.72 | 50.89 | 3 | 12.17
2025 | NEISO_2_NYISO_G-I | NEISO | NYISO_G-I | Internal | Summer | B6 | 300 | 600 | 600 | 35.72 | 50.89 | 3 | 12.17
2025 | NEISO_2_NYISO_G-I | NEISO | NYISO_G-I | Internal | Summer | B7 | 400 | 600 | 600 | 35.72 | 40.42 | 3 | 1.7
2025 | NEISO_2_NYISO_G-I | NEISO | NYISO_G-I | Internal | Summer | B8 | 500 | 600 | 31.26 | 35.72 | 38.72 | 3 | 0
2025 | NEISO_2_NYISO_G-I | NEISO | NYISO_G-I | Internal | Summer | B9 | 800 | 600 | 0 | 35.72 | 38.31 | 3 | 0
2025 | NEISO_2_NYISO_G-I | NEISO | NYISO_G-I | Internal | Summer | B10 | 1262 | 600 | 0 | 35.72 | 38.31 | 3 | 0
2025 | NEISO_2_NYISO_G-I | NEISO | NYISO_G-I | Internal | Winter | B16 | 25 | 600 | 600 | 48.68 | 55.26 | 3 | 3.58
2025 | NEISO_2_NYISO_G-I | NEISO | NYISO_G-I | Internal | Winter | B17 | 100 | 600 | 600 | 48.68 | 54.01 | 3 | 2.33
2025 | NEISO_2_NYISO_G-I | NEISO | NYISO_G-I | Internal | Winter | B18 | 400 | 600 | 86.9 | 48.68 | 51.68 | 3 | 0
2025 | NEISO_2_NYISO_G-I | NEISO | NYISO_G-I | Internal | Winter | B19 | 700 | 600 | 0 | 47.78 | 50.77 | 3 | 0
2025 | NEISO_2_NYISO_G-I | NEISO | NYISO_G-I | Internal | Winter | B20 | 935 | 600 | 0 | 44.81 | 47.8 | 3 | 0
2025 | NEISO_2_NYISO_J-K | NEISO | NYISO_J-K | Internal | Shoulder | B11 | 25 | 500 | 500 | 38.89 | 44.5 | 3 | 2.61
2025 | NEISO_2_NYISO_J-K | NEISO | NYISO_J-K | Internal | Shoulder | B12 | 200 | 500 | 0 | 38.89 | 41.79 | 3 | 0
2025 | NEISO_2_NYISO_J-K | NEISO | NYISO_J-K | Internal | Shoulder | B13 | 600 | 500 | 0 | 38.89 | 41.79 | 3 | 0
2025 | NEISO_2_NYISO_J-K | NEISO | NYISO_J-K | Internal | Shoulder | B14 | 900 | 500 | 0 | 37.7 | 40.38 | 3 | 0
2025 | NEISO_2_NYISO_J-K | NEISO | NYISO_J-K | Internal | Shoulder | B15 | 1203 | 500 | 500 | 36.3 | 39.31 | 3 | 0.01
2025 | NEISO_2_NYISO_J-K | NEISO | NYISO_J-K | Internal | Summer | B1 | 10 | 500 | 307.97 | 77.97 | 80.97 | 3 | 0
2025 | NEISO_2_NYISO_J-K | NEISO | NYISO_J-K | Internal | Summer | B2 | 25 | 500 | 500 | 68.49 | 71.51 | 3 | 0.01
2025 | NEISO_2_NYISO_J-K | NEISO | NYISO_J-K | Internal | Summer | B3 | 75 | 500 | 500 | 50 | 57.44 | 3 | 4.44
2025 | NEISO_2_NYISO_J-K | NEISO | NYISO_J-K | Internal | Summer | B4 | 100 | 500 | 500 | 41.3 | 54.8 | 3 | 10.5
2025 | NEISO_2_NYISO_J-K | NEISO | NYISO_J-K | Internal | Summer | B5 | 200 | 500 | 500 | 35.72 | 50.9 | 3 | 12.18
2025 | NEISO_2_NYISO_J-K | NEISO | NYISO_J-K | Internal | Summer | B6 | 300 | 500 | 500 | 35.72 | 50.9 | 3 | 12.18
2025 | NEISO_2_NYISO_J-K | NEISO | NYISO_J-K | Internal | Summer | B7 | 400 | 500 | 500 | 35.72 | 40.43 | 3 | 1.72
2025 | NEISO_2_NYISO_J-K | NEISO | NYISO_J-K | Internal | Summer | B8 | 500 | 500 | 500 | 35.72 | 38.73 | 3 | 0.01
2025 | NEISO_2_NYISO_J-K | NEISO | NYISO_J-K | Internal | Summer | B9 | 800 | 500 | 0 | 35.72 | 38.33 | 3 | 0
2025 | NEISO_2_NYISO_J-K | NEISO | NYISO_J-K | Internal | Summer | B10 | 1262 | 500 | 0 | 35.72 | 38.33 | 3 | 0
2025 | NEISO_2_NYISO_J-K | NEISO | NYISO_J-K | Internal | Winter | B16 | 25 | 500 | 500 | 48.68 | 55.28 | 3 | 3.59
2025 | NEISO_2_NYISO_J-K | NEISO | NYISO_J-K | Internal | Winter | B17 | 100 | 500 | 500 | 48.68 | 54.03 | 3 | 2.35
2025 | NEISO_2_NYISO_J-K | NEISO | NYISO_J-K | Internal | Winter | B18 | 400 | 500 | 500 | 48.68 | 51.69 | 3 | 0.01
2025 | NEISO_2_NYISO_J-K | NEISO | NYISO_J-K | Internal | Winter | B19 | 700 | 500 | 429.38 | 47.78 | 50.78 | 3 | 0
2025 | NEISO_2_NYISO_J-K | NEISO | NYISO_J-K | Internal | Winter | B20 | 935 | 500 | 303.83 | 44.81 | 47.81 | 3 | 0
2025 | NonRTO_Midwest_2_TVA_Transmission | NonRTO_Midwest | TVA_Transmission | Internal | Shoulder | B11 | 25 | 2400 | 0 | 63.7 | 58.38 | 8 | 0
2025 | NonRTO_Midwest_2_TVA_Transmission | NonRTO_Midwest | TVA_Transmission | Internal | Shoulder | B12 | 200 | 2400 | 0 | 54.9 | 48.43 | 8 | 0
2025 | NonRTO_Midwest_2_TVA_Transmission | NonRTO_Midwest | TVA_Transmission | Internal | Shoulder | B13 | 600 | 2400 | 0 | 50.91 | 46.04 | 8 | 0
2025 | NonRTO_Midwest_2_TVA_Transmission | NonRTO_Midwest | TVA_Transmission | Internal | Shoulder | B14 | 900 | 2400 | 0 | 44.04 | 45.24 | 8 | 0
2025 | NonRTO_Midwest_2_TVA_Transmission | NonRTO_Midwest | TVA_Transmission | Internal | Shoulder | B15 | 1203 | 2400 | 0 | 37.44 | 42.04 | 8 | 0
2025 | NonRTO_Midwest_2_TVA_Transmission | NonRTO_Midwest | TVA_Transmission | Internal | Summer | B1 | 10 | 2400 | 0 | 72.57 | 76.46 | 8 | 0
2025 | NonRTO_Midwest_2_TVA_Transmission | NonRTO_Midwest | TVA_Transmission | Internal | Summer | B2 | 25 | 2400 | 0 | 72.57 | 75.48 | 8 | 0
2025 | NonRTO_Midwest_2_TVA_Transmission | NonRTO_Midwest | TVA_Transmission | Internal | Summer | B3 | 75 | 2400 | 0 | 72.57 | 71.45 | 8 | 0
2025 | NonRTO_Midwest_2_TVA_Transmission | NonRTO_Midwest | TVA_Transmission | Internal | Summer | B4 | 100 | 2400 | 0 | 72.57 | 70.28 | 8 | 0
2025 | NonRTO_Midwest_2_TVA_Transmission | NonRTO_Midwest | TVA_Transmission | Internal | Summer | B5 | 200 | 2400 | 0 | 68.93 | 64 | 8 | 0
2025 | NonRTO_Midwest_2_TVA_Transmission | NonRTO_Midwest | TVA_Transmission | Internal | Summer | B6 | 300 | 2400 | 0 | 57.77 | 52.88 | 8 | 0
2025 | NonRTO_Midwest_2_TVA_Transmission | NonRTO_Midwest | TVA_Transmission | Internal | Summer | B7 | 400 | 2400 | 0 | 49.28 | 47.2 | 8 | 0
2025 | NonRTO_Midwest_2_TVA_Transmission | NonRTO_Midwest | TVA_Transmission | Internal | Summer | B8 | 500 | 2400 | 0 | 43.2 | 44.21 | 8 | 0
2025 | NonRTO_Midwest_2_TVA_Transmission | NonRTO_Midwest | TVA_Transmission | Internal | Summer | B9 | 800 | 2400 | 0 | 37.44 | 41.72 | 8 | 0
2025 | NonRTO_Midwest_2_TVA_Transmission | NonRTO_Midwest | TVA_Transmission | Internal | Summer | B10 | 1262 | 2400 | 0 | 33.79 | 38.24 | 8 | 0
2025 | NonRTO_Midwest_2_TVA_Transmission | NonRTO_Midwest | TVA_Transmission | Internal | Winter | B16 | 25 | 2400 | 0 | 59.3 | 55.28 | 8 | 0
2025 | NonRTO_Midwest_2_TVA_Transmission | NonRTO_Midwest | TVA_Transmission | Internal | Winter | B17 | 100 | 2400 | 0 | 58.61 | 52.04 | 8 | 0
2025 | NonRTO_Midwest_2_TVA_Transmission | NonRTO_Midwest | TVA_Transmission | Internal | Winter | B18 | 400 | 2400 | 0 | 53.58 | 48.3 | 8 | 0
2025 | NonRTO_Midwest_2_TVA_Transmission | NonRTO_Midwest | TVA_Transmission | Internal | Winter | B19 | 700 | 2400 | 0 | 44.04 | 46.28 | 8 | 0
2025 | NonRTO_Midwest_2_TVA_Transmission | NonRTO_Midwest | TVA_Transmission | Internal | Winter | B20 | 935 | 2400 | 0 | 37.08 | 40.68 | 8 | 0
2025 | NYISO_A-F_2_NEISO | NYISO_A-F | NEISO | Internal | Shoulder | B11 | 25 | 600 | 0 | 41.7 | 38.89 | 3 | 0
2025 | NYISO_A-F_2_NEISO | NYISO_A-F | NEISO | Internal | Shoulder | B12 | 200 | 600 | 0 | 41.7 | 38.89 | 3 | 0
2025 | NYISO_A-F_2_NEISO | NYISO_A-F | NEISO | Internal | Shoulder | B13 | 600 | 600 | 0 | 39.85 | 38.89 | 3 | 0
2025 | NYISO_A-F_2_NEISO | NYISO_A-F | NEISO | Internal | Shoulder | B14 | 900 | 600 | 0 | 39.29 | 37.7 | 3 | 0
2025 | NYISO_A-F_2_NEISO | NYISO_A-F | NEISO | Internal | Shoulder | B15 | 1203 | 600 | 0 | 39.29 | 36.3 | 3 | 0
2025 | NYISO_A-F_2_NEISO | NYISO_A-F | NEISO | Internal | Summer | B1 | 10 | 600 | 600 | 53.44 | 77.97 | 3 | 21.53
2025 | NYISO_A-F_2_NEISO | NYISO_A-F | NEISO | Internal | Summer | B2 | 25 | 600 | 600 | 53.44 | 68.49 | 3 | 12.05
2025 | NYISO_A-F_2_NEISO | NYISO_A-F | NEISO | Internal | Summer | B3 | 75 | 600 | 0 | 47.98 | 50 | 3 | 0
2025 | NYISO_A-F_2_NEISO | NYISO_A-F | NEISO | Internal | Summer | B4 | 100 | 600 | 0 | 44.3 | 41.3 | 3 | 0
2025 | NYISO_A-F_2_NEISO | NYISO_A-F | NEISO | Internal | Summer | B5 | 200 | 600 | 0 | 44.3 | 35.72 | 3 | 0
2025 | NYISO_A-F_2_NEISO | NYISO_A-F | NEISO | Internal | Summer | B6 | 300 | 600 | 0 | 40.41 | 35.72 | 3 | 0
2025 | NYISO_A-F_2_NEISO | NYISO_A-F | NEISO | Internal | Summer | B7 | 400 | 600 | 0 | 40.41 | 35.72 | 3 | 0
2025 | NYISO_A-F_2_NEISO | NYISO_A-F | NEISO | Internal | Summer | B8 | 500 | 600 | 0 | 38.71 | 35.72 | 3 | 0
2025 | NYISO_A-F_2_NEISO | NYISO_A-F | NEISO | Internal | Summer | B9 | 800 | 600 | 0 | 38.3 | 35.72 | 3 | 0
2025 | NYISO_A-F_2_NEISO | NYISO_A-F | NEISO | Internal | Summer | B10 | 1262 | 600 | 0 | 38.3 | 35.72 | 3 | 0
2025 | NYISO_A-F_2_NEISO | NYISO_A-F | NEISO | Internal | Winter | B16 | 25 | 600 | 600 | 44.25 | 48.68 | 3 | 1.43
2025 | NYISO_A-F_2_NEISO | NYISO_A-F | NEISO | Internal | Winter | B17 | 100 | 600 | 600 | 44.25 | 48.68 | 3 | 1.43
2025 | NYISO_A-F_2_NEISO | NYISO_A-F | NEISO | Internal | Winter | B18 | 400 | 600 | 600 | 44.25 | 48.68 | 3 | 1.43
2025 | NYISO_A-F_2_NEISO | NYISO_A-F | NEISO | Internal | Winter | B19 | 700 | 600 | 600 | 40.7 | 47.78 | 3 | 4.09
2025 | NYISO_A-F_2_NEISO | NYISO_A-F | NEISO | Internal | Winter | B20 | 935 | 600 | 600 | 40.7 | 44.81 | 3 | 1.11
2025 | NYISO_A-F_2_NYISO_G-I | NYISO_A-F | NYISO_G-I | Internal | Shoulder | B11 | 25 | 4757 | 4757 | 41.7 | 44.49 | 0.01 | 2.77
2025 | NYISO_A-F_2_NYISO_G-I | NYISO_A-F | NYISO_G-I | Internal | Shoulder | B12 | 200 | 4757 | 4757 | 41.7 | 41.78 | 0.01 | 0.06
2025 | NYISO_A-F_2_NYISO_G-I | NYISO_A-F | NYISO_G-I | Internal | Shoulder | B13 | 600 | 4757 | 4757 | 39.85 | 41.78 | 0.01 | 1.91
2025 | NYISO_A-F_2_NYISO_G-I | NYISO_A-F | NYISO_G-I | Internal | Shoulder | B14 | 900 | 4757 | 4757 | 39.29 | 40.37 | 0.01 | 1.07
2025 | NYISO_A-F_2_NYISO_G-I | NYISO_A-F | NYISO_G-I | Internal | Shoulder | B15 | 1203 | 4757 | 4191.21 | 39.29 | 39.3 | 0.01 | 0
2025 | NYISO_A-F_2_NYISO_G-I | NYISO_A-F | NYISO_G-I | Internal | Summer | B1 | 10 | 4757 | 4757 | 53.44 | 80.96 | 0.01 | 27.51
2025 | NYISO_A-F_2_NYISO_G-I | NYISO_A-F | NYISO_G-I | Internal | Summer | B2 | 25 | 4757 | 4757 | 53.44 | 71.49 | 0.01 | 18.04
2025 | NYISO_A-F_2_NYISO_G-I | NYISO_A-F | NYISO_G-I | Internal | Summer | B3 | 75 | 4757 | 4757 | 47.98 | 57.43 | 0.01 | 9.44
2025 | NYISO_A-F_2_NYISO_G-I | NYISO_A-F | NYISO_G-I | Internal | Summer | B4 | 100 | 4757 | 4757 | 44.3 | 54.78 | 0.01 | 10.47
2025 | NYISO_A-F_2_NYISO_G-I | NYISO_A-F | NYISO_G-I | Internal | Summer | B5 | 200 | 4757 | 4757 | 44.3 | 50.89 | 0.01 | 6.58
2025 | NYISO_A-F_2_NYISO_G-I | NYISO_A-F | NYISO_G-I | Internal | Summer | B6 | 300 | 4757 | 4757 | 40.41 | 50.89 | 0.01 | 10.47
2025 | NYISO_A-F_2_NYISO_G-I | NYISO_A-F | NYISO_G-I | Internal | Summer | B7 | 400 | 4757 | 4587.66 | 40.41 | 40.42 | 0.01 | 0
2025 | NYISO_A-F_2_NYISO_G-I | NYISO_A-F | NYISO_G-I | Internal | Summer | B8 | 500 | 4757 | 4304.92 | 38.71 | 38.72 | 0.01 | 0
2025 | NYISO_A-F_2_NYISO_G-I | NYISO_A-F | NYISO_G-I | Internal | Summer | B9 | 800 | 4757 | 4576.87 | 38.3 | 38.31 | 0.01 | 0
2025 | NYISO_A-F_2_NYISO_G-I | NYISO_A-F | NYISO_G-I | Internal | Summer | B10 | 1262 | 4757 | 2687.89 | 38.3 | 38.31 | 0.01 | 0
2025 | NYISO_A-F_2_NYISO_G-I | NYISO_A-F | NYISO_G-I | Internal | Winter | B16 | 25 | 4757 | 4757 | 44.25 | 55.26 | 0.01 | 11
2025 | NYISO_A-F_2_NYISO_G-I | NYISO_A-F | NYISO_G-I | Internal | Winter | B17 | 100 | 4757 | 4757 | 44.25 | 54.01 | 0.01 | 9.75
2025 | NYISO_A-F_2_NYISO_G-I | NYISO_A-F | NYISO_G-I | Internal | Winter | B18 | 400 | 4757 | 4757 | 44.25 | 51.68 | 0.01 | 7.41
2025 | NYISO_A-F_2_NYISO_G-I | NYISO_A-F | NYISO_G-I | Internal | Winter | B19 | 700 | 4757 | 4757 | 40.7 | 50.77 | 0.01 | 10.06
2025 | NYISO_A-F_2_NYISO_G-I | NYISO_A-F | NYISO_G-I | Internal | Winter | B20 | 935 | 4757 | 4757 | 40.7 | 47.8 | 0.01 | 7.09
2025 | NYISO_A-F_2_PJM_ROM | NYISO_A-F | PJM_ROM | Internal | Shoulder | B11 | 25 | 1000 | 1000 | 41.7 | 52.5 | 8 | 2.79
2025 | NYISO_A-F_2_PJM_ROM | NYISO_A-F | PJM_ROM | Internal | Shoulder | B12 | 200 | 1000 | 0 | 41.7 | 44.89 | 8 | 0
2025 | NYISO_A-F_2_PJM_ROM | NYISO_A-F | PJM_ROM | Internal | Shoulder | B13 | 600 | 1000 | 0 | 39.85 | 42.09 | 8 | 0
2025 | NYISO_A-F_2_PJM_ROM | NYISO_A-F | PJM_ROM | Internal | Shoulder | B14 | 900 | 1000 | 0 | 39.29 | 41.38 | 8 | 0
2025 | NYISO_A-F_2_PJM_ROM | NYISO_A-F | PJM_ROM | Internal | Shoulder | B15 | 1203 | 1000 | 0 | 39.29 | 37.61 | 8 | 0
2025 | NYISO_A-F_2_PJM_ROM | NYISO_A-F | PJM_ROM | Internal | Summer | B1 | 10 | 1000 | 1000 | 53.44 | 67.91 | 8 | 6.47
2025 | NYISO_A-F_2_PJM_ROM | NYISO_A-F | PJM_ROM | Internal | Summer | B2 | 25 | 1000 | 1000 | 53.44 | 65.49 | 8 | 4.05
2025 | NYISO_A-F_2_PJM_ROM | NYISO_A-F | PJM_ROM | Internal | Summer | B3 | 75 | 1000 | 1000 | 47.98 | 65.44 | 8 | 9.46
2025 | NYISO_A-F_2_PJM_ROM | NYISO_A-F | PJM_ROM | Internal | Summer | B4 | 100 | 1000 | 1000 | 44.3 | 64.27 | 8 | 11.97
2025 | NYISO_A-F_2_PJM_ROM | NYISO_A-F | PJM_ROM | Internal | Summer | B5 | 200 | 1000 | 1000 | 44.3 | 58.9 | 8 | 6.6
2025 | NYISO_A-F_2_PJM_ROM | NYISO_A-F | PJM_ROM | Internal | Summer | B6 | 300 | 1000 | 0 | 40.41 | 47.76 | 8 | 0
2025 | NYISO_A-F_2_PJM_ROM | NYISO_A-F | PJM_ROM | Internal | Summer | B7 | 400 | 1000 | 0 | 40.41 | 42.21 | 8 | 0
2025 | NYISO_A-F_2_PJM_ROM | NYISO_A-F | PJM_ROM | Internal | Summer | B8 | 500 | 1000 | 0 | 38.71 | 39.57 | 8 | 0
2025 | NYISO_A-F_2_PJM_ROM | NYISO_A-F | PJM_ROM | Internal | Summer | B9 | 800 | 1000 | 0 | 38.3 | 36.83 | 8 | 0
2025 | NYISO_A-F_2_PJM_ROM | NYISO_A-F | PJM_ROM | Internal | Summer | B10 | 1262 | 1000 | 0 | 38.3 | 33.72 | 8 | 0
2025 | NYISO_A-F_2_PJM_ROM | NYISO_A-F | PJM_ROM | Internal | Winter | B16 | 25 | 1000 | 0 | 44.25 | 49.29 | 8 | 0
2025 | NYISO_A-F_2_PJM_ROM | NYISO_A-F | PJM_ROM | Internal | Winter | B17 | 100 | 1000 | 0 | 44.25 | 48.63 | 8 | 0
2025 | NYISO_A-F_2_PJM_ROM | NYISO_A-F | PJM_ROM | Internal | Winter | B18 | 400 | 1000 | 0 | 44.25 | 45.5 | 8 | 0
2025 | NYISO_A-F_2_PJM_ROM | NYISO_A-F | PJM_ROM | Internal | Winter | B19 | 700 | 1000 | 0 | 40.7 | 43.35 | 8 | 0
2025 | NYISO_A-F_2_PJM_ROM | NYISO_A-F | PJM_ROM | Internal | Winter | B20 | 935 | 1000 | 0 | 40.7 | 34.7 | 8 | 0
2025 | NYISO_G-I_2_NEISO | NYISO_G-I | NEISO | Internal | Shoulder | B11 | 25 | 600 | 0 | 44.49 | 38.89 | 3 | 0
2025 | NYISO_G-I_2_NEISO | NYISO_G-I | NEISO | Internal | Shoulder | B12 | 200 | 600 | 0 | 41.78 | 38.89 | 3 | 0
2025 | NYISO_G-I_2_NEISO | NYISO_G-I | NEISO | Internal | Shoulder | B13 | 600 | 600 | 0 | 41.78 | 38.89 | 3 | 0
2025 | NYISO_G-I_2_NEISO | NYISO_G-I | NEISO | Internal | Shoulder | B14 | 900 | 600 | 0 | 40.37 | 37.7 | 3 | 0
2025 | NYISO_G-I_2_NEISO | NYISO_G-I | NEISO | Internal | Shoulder | B15 | 1203 | 600 | 0 | 39.3 | 36.3 | 3 | 0
2025 | NYISO_G-I_2_NEISO | NYISO_G-I | NEISO | Internal | Summer | B1 | 10 | 600 | 0 | 80.96 | 77.97 | 3 | 0
2025 | NYISO_G-I_2_NEISO | NYISO_G-I | NEISO | Internal | Summer | B2 | 25 | 600 | 0 | 71.49 | 68.49 | 3 | 0
2025 | NYISO_G-I_2_NEISO | NYISO_G-I | NEISO | Internal | Summer | B3 | 75 | 600 | 0 | 57.43 | 50 | 3 | 0
2025 | NYISO_G-I_2_NEISO | NYISO_G-I | NEISO | Internal | Summer | B4 | 100 | 600 | 0 | 54.78 | 41.3 | 3 | 0
2025 | NYISO_G-I_2_NEISO | NYISO_G-I | NEISO | Internal | Summer | B5 | 200 | 600 | 0 | 50.89 | 35.72 | 3 | 0
2025 | NYISO_G-I_2_NEISO | NYISO_G-I | NEISO | Internal | Summer | B6 | 300 | 600 | 0 | 50.89 | 35.72 | 3 | 0
2025 | NYISO_G-I_2_NEISO | NYISO_G-I | NEISO | Internal | Summer | B7 | 400 | 600 | 0 | 40.42 | 35.72 | 3 | 0
2025 | NYISO_G-I_2_NEISO | NYISO_G-I | NEISO | Internal | Summer | B8 | 500 | 600 | 0 | 38.72 | 35.72 | 3 | 0
2025 | NYISO_G-I_2_NEISO | NYISO_G-I | NEISO | Internal | Summer | B9 | 800 | 600 | 0 | 38.31 | 35.72 | 3 | 0
2025 | NYISO_G-I_2_NEISO | NYISO_G-I | NEISO | Internal | Summer | B10 | 1262 | 600 | 0 | 38.31 | 35.72 | 3 | 0
2025 | NYISO_G-I_2_NEISO | NYISO_G-I | NEISO | Internal | Winter | B16 | 25 | 600 | 0 | 55.26 | 48.68 | 3 | 0
2025 | NYISO_G-I_2_NEISO | NYISO_G-I | NEISO | Internal | Winter | B17 | 100 | 600 | 0 | 54.01 | 48.68 | 3 | 0
2025 | NYISO_G-I_2_NEISO | NYISO_G-I | NEISO | Internal | Winter | B18 | 400 | 600 | 0 | 51.68 | 48.68 | 3 | 0
2025 | NYISO_G-I_2_NEISO | NYISO_G-I | NEISO | Internal | Winter | B19 | 700 | 600 | 0 | 50.77 | 47.78 | 3 | 0
2025 | NYISO_G-I_2_NEISO | NYISO_G-I | NEISO | Internal | Winter | B20 | 935 | 600 | 0 | 47.8 | 44.81 | 3 | 0
2025 | NYISO_G-I_2_NYISO_A-F | NYISO_G-I | NYISO_A-F | Internal | Shoulder | B11 | 25 | 2506 | 0 | 44.49 | 41.7 | 0.01 | 0
2025 | NYISO_G-I_2_NYISO_A-F | NYISO_G-I | NYISO_A-F | Internal | Shoulder | B12 | 200 | 2506 | 0 | 41.78 | 41.7 | 0.01 | 0
2025 | NYISO_G-I_2_NYISO_A-F | NYISO_G-I | NYISO_A-F | Internal | Shoulder | B13 | 600 | 2506 | 0 | 41.78 | 39.85 | 0.01 | 0
2025 | NYISO_G-I_2_NYISO_A-F | NYISO_G-I | NYISO_A-F | Internal | Shoulder | B14 | 900 | 2506 | 0 | 40.37 | 39.29 | 0.01 | 0
2025 | NYISO_G-I_2_NYISO_A-F | NYISO_G-I | NYISO_A-F | Internal | Shoulder | B15 | 1203 | 2506 | 0 | 39.3 | 39.29 | 0.01 | 0
2025 | NYISO_G-I_2_NYISO_A-F | NYISO_G-I | NYISO_A-F | Internal | Summer | B1 | 10 | 2506 | 0 | 80.96 | 53.44 | 0.01 | 0
2025 | NYISO_G-I_2_NYISO_A-F | NYISO_G-I | NYISO_A-F | Internal | Summer | B2 | 25 | 2506 | 0 | 71.49 | 53.44 | 0.01 | 0
2025 | NYISO_G-I_2_NYISO_A-F | NYISO_G-I | NYISO_A-F | Internal | Summer | B3 | 75 | 2506 | 0 | 57.43 | 47.98 | 0.01 | 0
2025 | NYISO_G-I_2_NYISO_A-F | NYISO_G-I | NYISO_A-F | Internal | Summer | B4 | 100 | 2506 | 0 | 54.78 | 44.3 | 0.01 | 0
2025 | NYISO_G-I_2_NYISO_A-F | NYISO_G-I | NYISO_A-F | Internal | Summer | B5 | 200 | 2506 | 0 | 50.89 | 44.3 | 0.01 | 0
2025 | NYISO_G-I_2_NYISO_A-F | NYISO_G-I | NYISO_A-F | Internal | Summer | B6 | 300 | 2506 | 0 | 50.89 | 40.41 | 0.01 | 0
2025 | NYISO_G-I_2_NYISO_A-F | NYISO_G-I | NYISO_A-F | Internal | Summer | B7 | 400 | 2506 | 0 | 40.42 | 40.41 | 0.01 | 0
2025 | NYISO_G-I_2_NYISO_A-F | NYISO_G-I | NYISO_A-F | Internal | Summer | B8 | 500 | 2506 | 0 | 38.72 | 38.71 | 0.01 | 0
2025 | NYISO_G-I_2_NYISO_A-F | NYISO_G-I | NYISO_A-F | Internal | Summer | B9 | 800 | 2506 | 0 | 38.31 | 38.3 | 0.01 | 0
2025 | NYISO_G-I_2_NYISO_A-F | NYISO_G-I | NYISO_A-F | Internal | Summer | B10 | 1262 | 2506 | 0 | 38.31 | 38.3 | 0.01 | 0
2025 | NYISO_G-I_2_NYISO_A-F | NYISO_G-I | NYISO_A-F | Internal | Winter | B16 | 25 | 2506 | 0 | 55.26 | 44.25 | 0.01 | 0
2025 | NYISO_G-I_2_NYISO_A-F | NYISO_G-I | NYISO_A-F | Internal | Winter | B17 | 100 | 2506 | 0 | 54.01 | 44.25 | 0.01 | 0
2025 | NYISO_G-I_2_NYISO_A-F | NYISO_G-I | NYISO_A-F | Internal | Winter | B18 | 400 | 2506 | 0 | 51.68 | 44.25 | 0.01 | 0
2025 | NYISO_G-I_2_NYISO_A-F | NYISO_G-I | NYISO_A-F | Internal | Winter | B19 | 700 | 2506 | 0 | 50.77 | 40.7 | 0.01 | 0
2025 | NYISO_G-I_2_NYISO_A-F | NYISO_G-I | NYISO_A-F | Internal | Winter | B20 | 935 | 2506 | 0 | 47.8 | 40.7 | 0.01 | 0
2025 | NYISO_G-I_2_NYISO_J-K | NYISO_G-I | NYISO_J-K | Internal | Shoulder | B11 | 25 | 6188 | 4913 | 44.49 | 44.5 | 0.01 | 0
2025 | NYISO_G-I_2_NYISO_J-K | NYISO_G-I | NYISO_J-K | Internal | Shoulder | B12 | 200 | 6188 | 4748.24 | 41.78 | 41.79 | 0.01 | 0
2025 | NYISO_G-I_2_NYISO_J-K | NYISO_G-I | NYISO_J-K | Internal | Shoulder | B13 | 600 | 6188 | 4875.75 | 41.78 | 41.79 | 0.01 | 0
2025 | NYISO_G-I_2_NYISO_J-K | NYISO_G-I | NYISO_J-K | Internal | Shoulder | B14 | 900 | 6188 | 4951.02 | 40.37 | 40.38 | 0.01 | 0
2025 | NYISO_G-I_2_NYISO_J-K | NYISO_G-I | NYISO_J-K | Internal | Shoulder | B15 | 1203 | 6188 | 4292.5 | 39.3 | 39.31 | 0.01 | 0
2025 | NYISO_G-I_2_NYISO_J-K | NYISO_G-I | NYISO_J-K | Internal | Summer | B1 | 10 | 6188 | 4340.31 | 80.96 | 80.97 | 0.01 | 0
2025 | NYISO_G-I_2_NYISO_J-K | NYISO_G-I | NYISO_J-K | Internal | Summer | B2 | 25 | 6188 | 4519.83 | 71.49 | 71.51 | 0.01 | 0
2025 | NYISO_G-I_2_NYISO_J-K | NYISO_G-I | NYISO_J-K | Internal | Summer | B3 | 75 | 6188 | 3622.27 | 57.43 | 57.44 | 0.01 | 0
2025 | NYISO_G-I_2_NYISO_J-K | NYISO_G-I | NYISO_J-K | Internal | Summer | B4 | 100 | 6188 | 3790.23 | 54.78 | 54.8 | 0.01 | 0
2025 | NYISO_G-I_2_NYISO_J-K | NYISO_G-I | NYISO_J-K | Internal | Summer | B5 | 200 | 6188 | 3950.49 | 50.89 | 50.9 | 0.01 | 0
2025 | NYISO_G-I_2_NYISO_J-K | NYISO_G-I | NYISO_J-K | Internal | Summer | B6 | 300 | 6188 | 5630.05 | 50.89 | 50.9 | 0.01 | 0
2025 | NYISO_G-I_2_NYISO_J-K | NYISO_G-I | NYISO_J-K | Internal | Summer | B7 | 400 | 6188 | 5636.41 | 40.42 | 40.43 | 0.01 | 0
2025 | NYISO_G-I_2_NYISO_J-K | NYISO_G-I | NYISO_J-K | Internal | Summer | B8 | 500 | 6188 | 4941.98 | 38.72 | 38.73 | 0.01 | 0
2025 | NYISO_G-I_2_NYISO_J-K | NYISO_G-I | NYISO_J-K | Internal | Summer | B9 | 800 | 6188 | 5397.39 | 38.31 | 38.33 | 0.01 | 0
2025 | NYISO_G-I_2_NYISO_J-K | NYISO_G-I | NYISO_J-K | Internal | Summer | B10 | 1262 | 6188 | 3974.02 | 38.31 | 38.33 | 0.01 | 0
2025 | NYISO_G-I_2_NYISO_J-K | NYISO_G-I | NYISO_J-K | Internal | Winter | B16 | 25 | 6188 | 5804.42 | 55.26 | 55.28 | 0.01 | 0
2025 | NYISO_G-I_2_NYISO_J-K | NYISO_G-I | NYISO_J-K | Internal | Winter | B17 | 100 | 6188 | 5935.87 | 54.01 | 54.03 | 0.01 | 0
2025 | NYISO_G-I_2_NYISO_J-K | NYISO_G-I | NYISO_J-K | Internal | Winter | B18 | 400 | 6188 | 5975.09 | 51.68 | 51.69 | 0.01 | 0
2025 | NYISO_G-I_2_NYISO_J-K | NYISO_G-I | NYISO_J-K | Internal | Winter | B19 | 700 | 6188 | 6066.01 | 50.77 | 50.78 | 0.01 | 0
2025 | NYISO_G-I_2_NYISO_J-K | NYISO_G-I | NYISO_J-K | Internal | Winter | B20 | 935 | 6188 | 5423.21 | 47.8 | 47.81 | 0.01 | 0
2025 | NYISO_G-I_2_PJM_E | NYISO_G-I | PJM_E | Internal | Shoulder | B11 | 25 | 1500 | 384.04 | 44.49 | 52.49 | 8 | 0
2025 | NYISO_G-I_2_PJM_E | NYISO_G-I | PJM_E | Internal | Shoulder | B12 | 200 | 1500 | 0 | 41.78 | 44.88 | 8 | 0
2025 | NYISO_G-I_2_PJM_E | NYISO_G-I | PJM_E | Internal | Shoulder | B13 | 600 | 1500 | 0 | 41.78 | 42.08 | 8 | 0
2025 | NYISO_G-I_2_PJM_E | NYISO_G-I | PJM_E | Internal | Shoulder | B14 | 900 | 1500 | 0 | 40.37 | 41.39 | 8 | 0
2025 | NYISO_G-I_2_PJM_E | NYISO_G-I | PJM_E | Internal | Shoulder | B15 | 1203 | 1500 | 0 | 39.3 | 37.62 | 8 | 0
2025 | NYISO_G-I_2_PJM_E | NYISO_G-I | PJM_E | Internal | Summer | B1 | 10 | 1500 | 0 | 80.96 | 67.92 | 8 | 0
2025 | NYISO_G-I_2_PJM_E | NYISO_G-I | PJM_E | Internal | Summer | B2 | 25 | 1500 | 0 | 71.49 | 65.51 | 8 | 0
2025 | NYISO_G-I_2_PJM_E | NYISO_G-I | PJM_E | Internal | Summer | B3 | 75 | 1500 | 1395.85 | 57.43 | 65.43 | 8 | 0
2025 | NYISO_G-I_2_PJM_E | NYISO_G-I | PJM_E | Internal | Summer | B4 | 100 | 1500 | 1500 | 54.78 | 64.25 | 8 | 1.47
2025 | NYISO_G-I_2_PJM_E | NYISO_G-I | PJM_E | Internal | Summer | B5 | 200 | 1500 | 1479.86 | 50.89 | 58.89 | 8 | 0
2025 | NYISO_G-I_2_PJM_E | NYISO_G-I | PJM_E | Internal | Summer | B6 | 300 | 1500 | 0 | 50.89 | 47.74 | 8 | 0
2025 | NYISO_G-I_2_PJM_E | NYISO_G-I | PJM_E | Internal | Summer | B7 | 400 | 1500 | 0 | 40.42 | 42.2 | 8 | 0
2025 | NYISO_G-I_2_PJM_E | NYISO_G-I | PJM_E | Internal | Summer | B8 | 500 | 1500 | 0 | 38.72 | 39.56 | 8 | 0
2025 | NYISO_G-I_2_PJM_E | NYISO_G-I | PJM_E | Internal | Summer | B9 | 800 | 1500 | 0 | 38.31 | 36.84 | 8 | 0
2025 | NYISO_G-I_2_PJM_E | NYISO_G-I | PJM_E | Internal | Summer | B10 | 1262 | 1500 | 0 | 38.31 | 33.74 | 8 | 0
2025 | NYISO_G-I_2_PJM_E | NYISO_G-I | PJM_E | Internal | Winter | B16 | 25 | 1500 | 0 | 55.26 | 49.28 | 8 | 0
2025 | NYISO_G-I_2_PJM_E | NYISO_G-I | PJM_E | Internal | Winter | B17 | 100 | 1500 | 0 | 54.01 | 48.62 | 8 | 0
2025 | NYISO_G-I_2_PJM_E | NYISO_G-I | PJM_E | Internal | Winter | B18 | 400 | 1500 | 0 | 51.68 | 45.51 | 8 | 0
2025 | NYISO_G-I_2_PJM_E | NYISO_G-I | PJM_E | Internal | Winter | B19 | 700 | 1500 | 0 | 50.77 | 43.36 | 8 | 0
2025 | NYISO_G-I_2_PJM_E | NYISO_G-I | PJM_E | Internal | Winter | B20 | 935 | 1500 | 0 | 47.8 | 34.71 | 8 | 0
2025 | NYISO_J-K_2_NEISO | NYISO_J-K | NEISO | Internal | Shoulder | B11 | 25 | 70 | 0 | 44.5 | 38.89 | 3 | 0
2025 | NYISO_J-K_2_NEISO | NYISO_J-K | NEISO | Internal | Shoulder | B12 | 200 | 70 | 0 | 41.79 | 38.89 | 3 | 0
2025 | NYISO_J-K_2_NEISO | NYISO_J-K | NEISO | Internal | Shoulder | B13 | 600 | 70 | 0 | 41.79 | 38.89 | 3 | 0
2025 | NYISO_J-K_2_NEISO | NYISO_J-K | NEISO | Internal | Shoulder | B14 | 900 | 70 | 0 | 40.38 | 37.7 | 3 | 0
2025 | NYISO_J-K_2_NEISO | NYISO_J-K | NEISO | Internal | Shoulder | B15 | 1203 | 70 | 0 | 39.31 | 36.3 | 3 | 0
2025 | NYISO_J-K_2_NEISO | NYISO_J-K | NEISO | Internal | Summer | B1 | 10 | 70 | 0 | 80.97 | 77.97 | 3 | 0
2025 | NYISO_J-K_2_NEISO | NYISO_J-K | NEISO | Internal | Summer | B2 | 25 | 70 | 0 | 71.51 | 68.49 | 3 | 0
2025 | NYISO_J-K_2_NEISO | NYISO_J-K | NEISO | Internal | Summer | B3 | 75 | 70 | 0 | 57.44 | 50 | 3 | 0
2025 | NYISO_J-K_2_NEISO | NYISO_J-K | NEISO | Internal | Summer | B4 | 100 | 70 | 0 | 54.8 | 41.3 | 3 | 0
2025 | NYISO_J-K_2_NEISO | NYISO_J-K | NEISO | Internal | Summer | B5 | 200 | 70 | 0 | 50.9 | 35.72 | 3 | 0
2025 | NYISO_J-K_2_NEISO | NYISO_J-K | NEISO | Internal | Summer | B6 | 300 | 70 | 0 | 50.9 | 35.72 | 3 | 0
2025 | NYISO_J-K_2_NEISO | NYISO_J-K | NEISO | Internal | Summer | B7 | 400 | 70 | 0 | 40.43 | 35.72 | 3 | 0
2025 | NYISO_J-K_2_NEISO | NYISO_J-K | NEISO | Internal | Summer | B8 | 500 | 70 | 0 | 38.73 | 35.72 | 3 | 0
2025 | NYISO_J-K_2_NEISO | NYISO_J-K | NEISO | Internal | Summer | B9 | 800 | 70 | 0 | 38.33 | 35.72 | 3 | 0
2025 | NYISO_J-K_2_NEISO | NYISO_J-K | NEISO | Internal | Summer | B10 | 1262 | 70 | 0 | 38.33 | 35.72 | 3 | 0
2025 | NYISO_J-K_2_NEISO | NYISO_J-K | NEISO | Internal | Winter | B16 | 25 | 70 | 0 | 55.28 | 48.68 | 3 | 0
2025 | NYISO_J-K_2_NEISO | NYISO_J-K | NEISO | Internal | Winter | B17 | 100 | 70 | 0 | 54.03 | 48.68 | 3 | 0
2025 | NYISO_J-K_2_NEISO | NYISO_J-K | NEISO | Internal | Winter | B18 | 400 | 70 | 0 | 51.69 | 48.68 | 3 | 0
2025 | NYISO_J-K_2_NEISO | NYISO_J-K | NEISO | Internal | Winter | B19 | 700 | 70 | 0 | 50.78 | 47.78 | 3 | 0
2025 | NYISO_J-K_2_NEISO | NYISO_J-K | NEISO | Internal | Winter | B20 | 935 | 70 | 0 | 47.81 | 44.81 | 3 | 0
2025 | NYISO_J-K_2_NYISO_G-I | NYISO_J-K | NYISO_G-I | Internal | Shoulder | B11 | 25 | 2057 | 0 | 44.5 | 44.49 | 0.01 | 0
2025 | NYISO_J-K_2_NYISO_G-I | NYISO_J-K | NYISO_G-I | Internal | Shoulder | B12 | 200 | 2057 | 0 | 41.79 | 41.78 | 0.01 | 0
2025 | NYISO_J-K_2_NYISO_G-I | NYISO_J-K | NYISO_G-I | Internal | Shoulder | B13 | 600 | 2057 | 0 | 41.79 | 41.78 | 0.01 | 0
2025 | NYISO_J-K_2_NYISO_G-I | NYISO_J-K | NYISO_G-I | Internal | Shoulder | B14 | 900 | 2057 | 0 | 40.38 | 40.37 | 0.01 | 0
2025 | NYISO_J-K_2_NYISO_G-I | NYISO_J-K | NYISO_G-I | Internal | Shoulder | B15 | 1203 | 2057 | 0 | 39.31 | 39.3 | 0.01 | 0
2025 | NYISO_J-K_2_NYISO_G-I | NYISO_J-K | NYISO_G-I | Internal | Summer | B1 | 10 | 2057 | 0 | 80.97 | 80.96 | 0.01 | 0
2025 | NYISO_J-K_2_NYISO_G-I | NYISO_J-K | NYISO_G-I | Internal | Summer | B2 | 25 | 2057 | 0 | 71.51 | 71.49 | 0.01 | 0
2025 | NYISO_J-K_2_NYISO_G-I | NYISO_J-K | NYISO_G-I | Internal | Summer | B3 | 75 | 2057 | 0 | 57.44 | 57.43 | 0.01 | 0
2025 | NYISO_J-K_2_NYISO_G-I | NYISO_J-K | NYISO_G-I | Internal | Summer | B4 | 100 | 2057 | 0 | 54.8 | 54.78 | 0.01 | 0
2025 | NYISO_J-K_2_NYISO_G-I | NYISO_J-K | NYISO_G-I | Internal | Summer | B5 | 200 | 2057 | 0 | 50.9 | 50.89 | 0.01 | 0
2025 | NYISO_J-K_2_NYISO_G-I | NYISO_J-K | NYISO_G-I | Internal | Summer | B6 | 300 | 2057 | 0 | 50.9 | 50.89 | 0.01 | 0
2025 | NYISO_J-K_2_NYISO_G-I | NYISO_J-K | NYISO_G-I | Internal | Summer | B7 | 400 | 2057 | 0 | 40.43 | 40.42 | 0.01 | 0
2025 | NYISO_J-K_2_NYISO_G-I | NYISO_J-K | NYISO_G-I | Internal | Summer | B8 | 500 | 2057 | 0 | 38.73 | 38.72 | 0.01 | 0
2025 | NYISO_J-K_2_NYISO_G-I | NYISO_J-K | NYISO_G-I | Internal | Summer | B9 | 800 | 2057 | 0 | 38.33 | 38.31 | 0.01 | 0
2025 | NYISO_J-K_2_NYISO_G-I | NYISO_J-K | NYISO_G-I | Internal | Summer | B10 | 1262 | 2057 | 0 | 38.33 | 38.31 | 0.01 | 0
2025 | NYISO_J-K_2_NYISO_G-I | NYISO_J-K | NYISO_G-I | Internal | Winter | B16 | 25 | 2057 | 0 | 55.28 | 55.26 | 0.01 | 0
2025 | NYISO_J-K_2_NYISO_G-I | NYISO_J-K | NYISO_G-I | Internal | Winter | B17 | 100 | 2057 | 0 | 54.03 | 54.01 | 0.01 | 0
2025 | NYISO_J-K_2_NYISO_G-I | NYISO_J-K | NYISO_G-I | Internal | Winter | B18 | 400 | 2057 | 0 | 51.69 | 51.68 | 0.01 | 0
2025 | NYISO_J-K_2_NYISO_G-I | NYISO_J-K | NYISO_G-I | Internal | Winter | B19 | 700 | 2057 | 0 | 50.78 | 50.77 | 0.01 | 0
2025 | NYISO_J-K_2_NYISO_G-I | NYISO_J-K | NYISO_G-I | Internal | Winter | B20 | 935 | 2057 | 0 | 47.81 | 47.8 | 0.01 | 0
2025 | NYISO_J-K_2_PJM_E | NYISO_J-K | PJM_E | Internal | Shoulder | B11 | 25 | 330 | 0 | 44.5 | 52.49 | 8 | 0
2025 | NYISO_J-K_2_PJM_E | NYISO_J-K | PJM_E | Internal | Shoulder | B12 | 200 | 330 | 0 | 41.79 | 44.88 | 8 | 0
2025 | NYISO_J-K_2_PJM_E | NYISO_J-K | PJM_E | Internal | Shoulder | B13 | 600 | 330 | 0 | 41.79 | 42.08 | 8 | 0
2025 | NYISO_J-K_2_PJM_E | NYISO_J-K | PJM_E | Internal | Shoulder | B14 | 900 | 330 | 0 | 40.38 | 41.39 | 8 | 0
2025 | NYISO_J-K_2_PJM_E | NYISO_J-K | PJM_E | Internal | Shoulder | B15 | 1203 | 330 | 0 | 39.31 | 37.62 | 8 | 0
2025 | NYISO_J-K_2_PJM_E | NYISO_J-K | PJM_E | Internal | Summer | B1 | 10 | 330 | 0 | 80.97 | 67.92 | 8 | 0
2025 | NYISO_J-K_2_PJM_E | NYISO_J-K | PJM_E | Internal | Summer | B2 | 25 | 330 | 0 | 71.51 | 65.51 | 8 | 0
2025 | NYISO_J-K_2_PJM_E | NYISO_J-K | PJM_E | Internal | Summer | B3 | 75 | 330 | 0 | 57.44 | 65.43 | 8 | 0
2025 | NYISO_J-K_2_PJM_E | NYISO_J-K | PJM_E | Internal | Summer | B4 | 100 | 330 | 330 | 54.8 | 64.25 | 8 | 1.46
2025 | NYISO_J-K_2_PJM_E | NYISO_J-K | PJM_E | Internal | Summer | B5 | 200 | 330 | 0 | 50.9 | 58.89 | 8 | 0
2025 | NYISO_J-K_2_PJM_E | NYISO_J-K | PJM_E | Internal | Summer | B6 | 300 | 330 | 0 | 50.9 | 47.74 | 8 | 0
2025 | NYISO_J-K_2_PJM_E | NYISO_J-K | PJM_E | Internal | Summer | B7 | 400 | 330 | 0 | 40.43 | 42.2 | 8 | 0
2025 | NYISO_J-K_2_PJM_E | NYISO_J-K | PJM_E | Internal | Summer | B8 | 500 | 330 | 0 | 38.73 | 39.56 | 8 | 0
2025 | NYISO_J-K_2_PJM_E | NYISO_J-K | PJM_E | Internal | Summer | B9 | 800 | 330 | 0 | 38.33 | 36.84 | 8 | 0
2025 | NYISO_J-K_2_PJM_E | NYISO_J-K | PJM_E | Internal | Summer | B10 | 1262 | 330 | 0 | 38.33 | 33.74 | 8 | 0
2025 | NYISO_J-K_2_PJM_E | NYISO_J-K | PJM_E | Internal | Winter | B16 | 25 | 330 | 0 | 55.28 | 49.28 | 8 | 0
2025 | NYISO_J-K_2_PJM_E | NYISO_J-K | PJM_E | Internal | Winter | B17 | 100 | 330 | 0 | 54.03 | 48.62 | 8 | 0
2025 | NYISO_J-K_2_PJM_E | NYISO_J-K | PJM_E | Internal | Winter | B18 | 400 | 330 | 0 | 51.69 | 45.51 | 8 | 0
2025 | NYISO_J-K_2_PJM_E | NYISO_J-K | PJM_E | Internal | Winter | B19 | 700 | 330 | 0 | 50.78 | 43.36 | 8 | 0
2025 | NYISO_J-K_2_PJM_E | NYISO_J-K | PJM_E | Internal | Winter | B20 | 935 | 330 | 0 | 47.81 | 34.71 | 8 | 0
2025 | PJM_E_2_NYISO_G-I | PJM_E | NYISO_G-I | Internal | Shoulder | B11 | 25 | 500 | 0 | 52.49 | 44.49 | 6 | 0
2025 | PJM_E_2_NYISO_G-I | PJM_E | NYISO_G-I | Internal | Shoulder | B12 | 200 | 500 | 0 | 44.88 | 41.78 | 6 | 0
2025 | PJM_E_2_NYISO_G-I | PJM_E | NYISO_G-I | Internal | Shoulder | B13 | 600 | 500 | 0 | 42.08 | 41.78 | 6 | 0
2025 | PJM_E_2_NYISO_G-I | PJM_E | NYISO_G-I | Internal | Shoulder | B14 | 900 | 500 | 0 | 41.39 | 40.37 | 6 | 0
2025 | PJM_E_2_NYISO_G-I | PJM_E | NYISO_G-I | Internal | Shoulder | B15 | 1203 | 500 | 0 | 37.62 | 39.3 | 6 | 0
2025 | PJM_E_2_NYISO_G-I | PJM_E | NYISO_G-I | Internal | Summer | B1 | 10 | 500 | 500 | 67.92 | 80.96 | 6 | 7.04
2025 | PJM_E_2_NYISO_G-I | PJM_E | NYISO_G-I | Internal | Summer | B2 | 25 | 500 | 0 | 65.51 | 71.49 | 6 | 0
2025 | PJM_E_2_NYISO_G-I | PJM_E | NYISO_G-I | Internal | Summer | B3 | 75 | 500 | 0 | 65.43 | 57.43 | 6 | 0
2025 | PJM_E_2_NYISO_G-I | PJM_E | NYISO_G-I | Internal | Summer | B4 | 100 | 500 | 0 | 64.25 | 54.78 | 6 | 0
2025 | PJM_E_2_NYISO_G-I | PJM_E | NYISO_G-I | Internal | Summer | B5 | 200 | 500 | 0 | 58.89 | 50.89 | 6 | 0
2025 | PJM_E_2_NYISO_G-I | PJM_E | NYISO_G-I | Internal | Summer | B6 | 300 | 500 | 0 | 47.74 | 50.89 | 6 | 0
2025 | PJM_E_2_NYISO_G-I | PJM_E | NYISO_G-I | Internal | Summer | B7 | 400 | 500 | 0 | 42.2 | 40.42 | 6 | 0
2025 | PJM_E_2_NYISO_G-I | PJM_E | NYISO_G-I | Internal | Summer | B8 | 500 | 500 | 0 | 39.56 | 38.72 | 6 | 0
2025 | PJM_E_2_NYISO_G-I | PJM_E | NYISO_G-I | Internal | Summer | B9 | 800 | 500 | 0 | 36.84 | 38.31 | 6 | 0
2025 | PJM_E_2_NYISO_G-I | PJM_E | NYISO_G-I | Internal | Summer | B10 | 1262 | 500 | 0 | 33.74 | 38.31 | 6 | 0
2025 | PJM_E_2_NYISO_G-I | PJM_E | NYISO_G-I | Internal | Winter | B16 | 25 | 500 | 0 | 49.28 | 55.26 | 6 | 0
2025 | PJM_E_2_NYISO_G-I | PJM_E | NYISO_G-I | Internal | Winter | B17 | 100 | 500 | 0 | 48.62 | 54.01 | 6 | 0
2025 | PJM_E_2_NYISO_G-I | PJM_E | NYISO_G-I | Internal | Winter | B18 | 400 | 500 | 500 | 45.51 | 51.68 | 6 | 0.17
2025 | PJM_E_2_NYISO_G-I | PJM_E | NYISO_G-I | Internal | Winter | B19 | 700 | 500 | 500 | 43.36 | 50.77 | 6 | 1.41
2025 | PJM_E_2_NYISO_G-I | PJM_E | NYISO_G-I | Internal | Winter | B20 | 935 | 500 | 500 | 34.71 | 47.8 | 6 | 7.09
2025 | PJM_E_2_NYISO_J-K | PJM_E | NYISO_J-K | Internal | Shoulder | B11 | 25 | 330 | 0 | 52.49 | 44.5 | 6 | 0
2025 | PJM_E_2_NYISO_J-K | PJM_E | NYISO_J-K | Internal | Shoulder | B12 | 200 | 330 | 0 | 44.88 | 41.79 | 6 | 0
2025 | PJM_E_2_NYISO_J-K | PJM_E | NYISO_J-K | Internal | Shoulder | B13 | 600 | 330 | 0 | 42.08 | 41.79 | 6 | 0
2025 | PJM_E_2_NYISO_J-K | PJM_E | NYISO_J-K | Internal | Shoulder | B14 | 900 | 330 | 0 | 41.39 | 40.38 | 6 | 0
2025 | PJM_E_2_NYISO_J-K | PJM_E | NYISO_J-K | Internal | Shoulder | B15 | 1203 | 330 | 0 | 37.62 | 39.31 | 6 | 0
2025 | PJM_E_2_NYISO_J-K | PJM_E | NYISO_J-K | Internal | Summer | B1 | 10 | 330 | 330 | 67.92 | 80.97 | 6 | 7.05
2025 | PJM_E_2_NYISO_J-K | PJM_E | NYISO_J-K | Internal | Summer | B2 | 25 | 330 | 220.13 | 65.51 | 71.51 | 6 | 0
2025 | PJM_E_2_NYISO_J-K | PJM_E | NYISO_J-K | Internal | Summer | B3 | 75 | 330 | 0 | 65.43 | 57.44 | 6 | 0
2025 | PJM_E_2_NYISO_J-K | PJM_E | NYISO_J-K | Internal | Summer | B4 | 100 | 330 | 0 | 64.25 | 54.8 | 6 | 0
2025 | PJM_E_2_NYISO_J-K | PJM_E | NYISO_J-K | Internal | Summer | B5 | 200 | 330 | 0 | 58.89 | 50.9 | 6 | 0
2025 | PJM_E_2_NYISO_J-K | PJM_E | NYISO_J-K | Internal | Summer | B6 | 300 | 330 | 0 | 47.74 | 50.9 | 6 | 0
2025 | PJM_E_2_NYISO_J-K | PJM_E | NYISO_J-K | Internal | Summer | B7 | 400 | 330 | 0 | 42.2 | 40.43 | 6 | 0
2025 | PJM_E_2_NYISO_J-K | PJM_E | NYISO_J-K | Internal | Summer | B8 | 500 | 330 | 0 | 39.56 | 38.73 | 6 | 0
2025 | PJM_E_2_NYISO_J-K | PJM_E | NYISO_J-K | Internal | Summer | B9 | 800 | 330 | 0 | 36.84 | 38.33 | 6 | 0
2025 | PJM_E_2_NYISO_J-K | PJM_E | NYISO_J-K | Internal | Summer | B10 | 1262 | 330 | 0 | 33.74 | 38.33 | 6 | 0
2025 | PJM_E_2_NYISO_J-K | PJM_E | NYISO_J-K | Internal | Winter | B16 | 25 | 330 | 1.92 | 49.28 | 55.28 | 6 | 0
2025 | PJM_E_2_NYISO_J-K | PJM_E | NYISO_J-K | Internal | Winter | B17 | 100 | 330 | 0 | 48.62 | 54.03 | 6 | 0
2025 | PJM_E_2_NYISO_J-K | PJM_E | NYISO_J-K | Internal | Winter | B18 | 400 | 330 | 330 | 45.51 | 51.69 | 6 | 0.18
2025 | PJM_E_2_NYISO_J-K | PJM_E | NYISO_J-K | Internal | Winter | B19 | 700 | 330 | 330 | 43.36 | 50.78 | 6 | 1.43
2025 | PJM_E_2_NYISO_J-K | PJM_E | NYISO_J-K | Internal | Winter | B20 | 935 | 330 | 330 | 34.71 | 47.81 | 6 | 7.1
2025 | PJM_E_2_PJM_ROM | PJM_E | PJM_ROM | Internal | Shoulder | B11 | 25 | 8000 | 6084.97 | 52.49 | 52.5 | 0.01 | 0
2025 | PJM_E_2_PJM_ROM | PJM_E | PJM_ROM | Internal | Shoulder | B12 | 200 | 8000 | 4059.59 | 44.88 | 44.89 | 0.01 | 0
2025 | PJM_E_2_PJM_ROM | PJM_E | PJM_ROM | Internal | Shoulder | B13 | 600 | 8000 | 2022.85 | 42.08 | 42.09 | 0.01 | 0
2025 | PJM_E_2_PJM_ROM | PJM_E | PJM_ROM | Internal | Shoulder | B14 | 900 | 8000 | 0 | 41.39 | 41.38 | 0.01 | 0
2025 | PJM_E_2_PJM_ROM | PJM_E | PJM_ROM | Internal | Shoulder | B15 | 1203 | 8000 | 0 | 37.62 | 37.61 | 0.01 | 0
2025 | PJM_E_2_PJM_ROM | PJM_E | PJM_ROM | Internal | Summer | B1 | 10 | 8000 | 0 | 67.92 | 67.91 | 0.01 | 0
2025 | PJM_E_2_PJM_ROM | PJM_E | PJM_ROM | Internal | Summer | B2 | 25 | 8000 | 0 | 65.51 | 65.49 | 0.01 | 0
2025 | PJM_E_2_PJM_ROM | PJM_E | PJM_ROM | Internal | Summer | B3 | 75 | 8000 | 3943.32 | 65.43 | 65.44 | 0.01 | 0
2025 | PJM_E_2_PJM_ROM | PJM_E | PJM_ROM | Internal | Summer | B4 | 100 | 8000 | 4094.13 | 64.25 | 64.27 | 0.01 | 0
2025 | PJM_E_2_PJM_ROM | PJM_E | PJM_ROM | Internal | Summer | B5 | 200 | 8000 | 2977.46 | 58.89 | 58.9 | 0.01 | 0
2025 | PJM_E_2_PJM_ROM | PJM_E | PJM_ROM | Internal | Summer | B6 | 300 | 8000 | 2771.55 | 47.74 | 47.76 | 0.01 | 0
2025 | PJM_E_2_PJM_ROM | PJM_E | PJM_ROM | Internal | Summer | B7 | 400 | 8000 | 2322.29 | 42.2 | 42.21 | 0.01 | 0
2025 | PJM_E_2_PJM_ROM | PJM_E | PJM_ROM | Internal | Summer | B8 | 500 | 8000 | 416.85 | 39.56 | 39.57 | 0.01 | 0
2025 | PJM_E_2_PJM_ROM | PJM_E | PJM_ROM | Internal | Summer | B9 | 800 | 8000 | 0 | 36.84 | 36.83 | 0.01 | 0
2025 | PJM_E_2_PJM_ROM | PJM_E | PJM_ROM | Internal | Summer | B10 | 1262 | 8000 | 0 | 33.74 | 33.72 | 0.01 | 0
2025 | PJM_E_2_PJM_ROM | PJM_E | PJM_ROM | Internal | Winter | B16 | 25 | 8000 | 634.18 | 49.28 | 49.29 | 0.01 | 0
2025 | PJM_E_2_PJM_ROM | PJM_E | PJM_ROM | Internal | Winter | B17 | 100 | 8000 | 287.29 | 48.62 | 48.63 | 0.01 | 0
2025 | PJM_E_2_PJM_ROM | PJM_E | PJM_ROM | Internal | Winter | B18 | 400 | 8000 | 0 | 45.51 | 45.5 | 0.01 | 0
2025 | PJM_E_2_PJM_ROM | PJM_E | PJM_ROM | Internal | Winter | B19 | 700 | 8000 | 0 | 43.36 | 43.35 | 0.01 | 0
2025 | PJM_E_2_PJM_ROM | PJM_E | PJM_ROM | Internal | Winter | B20 | 935 | 8000 | 0 | 34.71 | 34.7 | 0.01 | 0
2025 | PJM_ROR_2_MISO_IN | PJM_ROR | MISO_IN | Internal | Shoulder | B11 | 25 | 909 | 909 | 52.51 | 55.7 | 2 | 1.19
2025 | PJM_ROR_2_MISO_IN | PJM_ROR | MISO_IN | Internal | Shoulder | B12 | 200 | 909 | 430.7 | 44.9 | 46.9 | 2 | 0
2025 | PJM_ROR_2_MISO_IN | PJM_ROR | MISO_IN | Internal | Shoulder | B13 | 600 | 909 | 0 | 42.08 | 42.91 | 2 | 0
2025 | PJM_ROR_2_MISO_IN | PJM_ROR | MISO_IN | Internal | Shoulder | B14 | 900 | 909 | 0 | 41.37 | 42.27 | 2 | 0
2025 | PJM_ROR_2_MISO_IN | PJM_ROR | MISO_IN | Internal | Shoulder | B15 | 1203 | 909 | 0 | 37.6 | 39.59 | 2 | 0
2025 | PJM_ROR_2_MISO_IN | PJM_ROR | MISO_IN | Internal | Summer | B1 | 10 | 909 | 0 | 67.9 | 68.45 | 2 | 0
2025 | PJM_ROR_2_MISO_IN | PJM_ROR | MISO_IN | Internal | Summer | B2 | 25 | 909 | 909 | 65.48 | 67.49 | 2 | 0.01
2025 | PJM_ROR_2_MISO_IN | PJM_ROR | MISO_IN | Internal | Summer | B3 | 75 | 909 | 0 | 65.45 | 66.25 | 2 | 0
2025 | PJM_ROR_2_MISO_IN | PJM_ROR | MISO_IN | Internal | Summer | B4 | 100 | 909 | 0 | 64.28 | 66.25 | 2 | 0
2025 | PJM_ROR_2_MISO_IN | PJM_ROR | MISO_IN | Internal | Summer | B5 | 200 | 909 | 909 | 58.91 | 60.93 | 2 | 0.01
2025 | PJM_ROR_2_MISO_IN | PJM_ROR | MISO_IN | Internal | Summer | B6 | 300 | 909 | 505.52 | 47.77 | 49.77 | 2 | 0
2025 | PJM_ROR_2_MISO_IN | PJM_ROR | MISO_IN | Internal | Summer | B7 | 400 | 909 | 0 | 42.2 | 41.28 | 2 | 0
2025 | PJM_ROR_2_MISO_IN | PJM_ROR | MISO_IN | Internal | Summer | B8 | 500 | 909 | 0 | 39.56 | 40.26 | 2 | 0
2025 | PJM_ROR_2_MISO_IN | PJM_ROR | MISO_IN | Internal | Summer | B9 | 800 | 909 | 0 | 36.82 | 38.71 | 2 | 0
2025 | PJM_ROR_2_MISO_IN | PJM_ROR | MISO_IN | Internal | Summer | B10 | 1262 | 909 | 0 | 33.71 | 35.69 | 2 | 0
2025 | PJM_ROR_2_MISO_IN | PJM_ROR | MISO_IN | Internal | Winter | B16 | 25 | 909 | 909 | 49.28 | 51.3 | 2 | 0.02
2025 | PJM_ROR_2_MISO_IN | PJM_ROR | MISO_IN | Internal | Winter | B17 | 100 | 909 | 0 | 48.62 | 50.61 | 2 | 0
2025 | PJM_ROR_2_MISO_IN | PJM_ROR | MISO_IN | Internal | Winter | B18 | 400 | 909 | 0 | 45.49 | 45.58 | 2 | 0
2025 | PJM_ROR_2_MISO_IN | PJM_ROR | MISO_IN | Internal | Winter | B19 | 700 | 909 | 0 | 43.33 | 44.66 | 2 | 0
2025 | PJM_ROR_2_MISO_IN | PJM_ROR | MISO_IN | Internal | Winter | B20 | 935 | 909 | 444.25 | 34.68 | 36.68 | 2 | 0
2025 | PJM_ROR_2_MISO_MI | PJM_ROR | MISO_MI | Internal | Shoulder | B11 | 25 | 1305 | 1305 | 52.51 | 55.18 | 2 | 0.67
2025 | PJM_ROR_2_MISO_MI | PJM_ROR | MISO_MI | Internal | Shoulder | B12 | 200 | 1305 | 441.82 | 44.9 | 46.9 | 2 | 0
2025 | PJM_ROR_2_MISO_MI | PJM_ROR | MISO_MI | Internal | Shoulder | B13 | 600 | 1305 | 0 | 42.08 | 42.92 | 2 | 0
2025 | PJM_ROR_2_MISO_MI | PJM_ROR | MISO_MI | Internal | Shoulder | B14 | 900 | 1305 | 0 | 41.37 | 42.28 | 2 | 0
2025 | PJM_ROR_2_MISO_MI | PJM_ROR | MISO_MI | Internal | Shoulder | B15 | 1203 | 1305 | 116.53 | 37.6 | 39.6 | 2 | 0
2025 | PJM_ROR_2_MISO_MI | PJM_ROR | MISO_MI | Internal | Summer | B1 | 10 | 1305 | 0 | 67.9 | 67.94 | 2 | 0
2025 | PJM_ROR_2_MISO_MI | PJM_ROR | MISO_MI | Internal | Summer | B2 | 25 | 1305 | 295.71 | 65.48 | 67.48 | 2 | 0
2025 | PJM_ROR_2_MISO_MI | PJM_ROR | MISO_MI | Internal | Summer | B3 | 75 | 1305 | 0 | 65.45 | 63.85 | 2 | 0
2025 | PJM_ROR_2_MISO_MI | PJM_ROR | MISO_MI | Internal | Summer | B4 | 100 | 1305 | 0 | 64.28 | 63.08 | 2 | 0
2025 | PJM_ROR_2_MISO_MI | PJM_ROR | MISO_MI | Internal | Summer | B5 | 200 | 1305 | 310.58 | 58.91 | 60.91 | 2 | 0
2025 | PJM_ROR_2_MISO_MI | PJM_ROR | MISO_MI | Internal | Summer | B6 | 300 | 1305 | 0 | 47.77 | 49.76 | 2 | 0
2025 | PJM_ROR_2_MISO_MI | PJM_ROR | MISO_MI | Internal | Summer | B7 | 400 | 1305 | 0 | 42.2 | 41.29 | 2 | 0
2025 | PJM_ROR_2_MISO_MI | PJM_ROR | MISO_MI | Internal | Summer | B8 | 500 | 1305 | 0 | 39.56 | 40.27 | 2 | 0
2025 | PJM_ROR_2_MISO_MI | PJM_ROR | MISO_MI | Internal | Summer | B9 | 800 | 1305 | 0 | 36.82 | 38.73 | 2 | 0
2025 | PJM_ROR_2_MISO_MI | PJM_ROR | MISO_MI | Internal | Summer | B10 | 1262 | 1305 | 0 | 33.71 | 35.7 | 2 | 0
2025 | PJM_ROR_2_MISO_MI | PJM_ROR | MISO_MI | Internal | Winter | B16 | 25 | 1305 | 1305 | 49.28 | 51.29 | 2 | 0.01
2025 | PJM_ROR_2_MISO_MI | PJM_ROR | MISO_MI | Internal | Winter | B17 | 100 | 1305 | 174.38 | 48.62 | 50.62 | 2 | 0
2025 | PJM_ROR_2_MISO_MI | PJM_ROR | MISO_MI | Internal | Winter | B18 | 400 | 1305 | 0 | 45.49 | 45.59 | 2 | 0
2025 | PJM_ROR_2_MISO_MI | PJM_ROR | MISO_MI | Internal | Winter | B19 | 700 | 1305 | 0 | 43.33 | 44.67 | 2 | 0
2025 | PJM_ROR_2_MISO_MI | PJM_ROR | MISO_MI | Internal | Winter | B20 | 935 | 1305 | 430.11 | 34.68 | 36.68 | 2 | 0
2025 | PJM_ROR_2_MISO_MO-IL | PJM_ROR | MISO_MO-IL | Internal | Shoulder | B11 | 25 | 1111 | 1111 | 52.51 | 55.71 | 2 | 1.21
2025 | PJM_ROR_2_MISO_MO-IL | PJM_ROR | MISO_MO-IL | Internal | Shoulder | B12 | 200 | 1111 | 0 | 44.9 | 46.89 | 2 | 0
2025 | PJM_ROR_2_MISO_MO-IL | PJM_ROR | MISO_MO-IL | Internal | Shoulder | B13 | 600 | 1111 | 0 | 42.08 | 42.9 | 2 | 0
2025 | PJM_ROR_2_MISO_MO-IL | PJM_ROR | MISO_MO-IL | Internal | Shoulder | B14 | 900 | 1111 | 0 | 41.37 | 42.26 | 2 | 0
2025 | PJM_ROR_2_MISO_MO-IL | PJM_ROR | MISO_MO-IL | Internal | Shoulder | B15 | 1203 | 1111 | 0 | 37.6 | 39.58 | 2 | 0
2025 | PJM_ROR_2_MISO_MO-IL | PJM_ROR | MISO_MO-IL | Internal | Summer | B1 | 10 | 1111 | 0 | 67.9 | 68.46 | 2 | 0
2025 | PJM_ROR_2_MISO_MO-IL | PJM_ROR | MISO_MO-IL | Internal | Summer | B2 | 25 | 1111 | 559.89 | 65.48 | 67.48 | 2 | 0
2025 | PJM_ROR_2_MISO_MO-IL | PJM_ROR | MISO_MO-IL | Internal | Summer | B3 | 75 | 1111 | 0 | 65.45 | 66.27 | 2 | 0
2025 | PJM_ROR_2_MISO_MO-IL | PJM_ROR | MISO_MO-IL | Internal | Summer | B4 | 100 | 1111 | 0 | 64.28 | 66.27 | 2 | 0
2025 | PJM_ROR_2_MISO_MO-IL | PJM_ROR | MISO_MO-IL | Internal | Summer | B5 | 200 | 1111 | 1111 | 58.91 | 60.93 | 2 | 0.01
2025 | PJM_ROR_2_MISO_MO-IL | PJM_ROR | MISO_MO-IL | Internal | Summer | B6 | 300 | 1111 | 928.61 | 47.77 | 49.77 | 2 | 0
2025 | PJM_ROR_2_MISO_MO-IL | PJM_ROR | MISO_MO-IL | Internal | Summer | B7 | 400 | 1111 | 0 | 42.2 | 41.27 | 2 | 0
2025 | PJM_ROR_2_MISO_MO-IL | PJM_ROR | MISO_MO-IL | Internal | Summer | B8 | 500 | 1111 | 0 | 39.56 | 40.25 | 2 | 0
2025 | PJM_ROR_2_MISO_MO-IL | PJM_ROR | MISO_MO-IL | Internal | Summer | B9 | 800 | 1111 | 0 | 36.82 | 38.71 | 2 | 0
2025 | PJM_ROR_2_MISO_MO-IL | PJM_ROR | MISO_MO-IL | Internal | Summer | B10 | 1262 | 1111 | 0 | 33.71 | 35.68 | 2 | 0
2025 | PJM_ROR_2_MISO_MO-IL | PJM_ROR | MISO_MO-IL | Internal | Winter | B16 | 25 | 1111 | 694.04 | 49.28 | 51.28 | 2 | 0
2025 | PJM_ROR_2_MISO_MO-IL | PJM_ROR | MISO_MO-IL | Internal | Winter | B17 | 100 | 1111 | 0 | 48.62 | 50.34 | 2 | 0
2025 | PJM_ROR_2_MISO_MO-IL | PJM_ROR | MISO_MO-IL | Internal | Winter | B18 | 400 | 1111 | 0 | 45.49 | 45.56 | 2 | 0
2025 | PJM_ROR_2_MISO_MO-IL | PJM_ROR | MISO_MO-IL | Internal | Winter | B19 | 700 | 1111 | 0 | 43.33 | 44.66 | 2 | 0
2025 | PJM_ROR_2_MISO_MO-IL | PJM_ROR | MISO_MO-IL | Internal | Winter | B20 | 935 | 1111 | 1111 | 34.68 | 36.7 | 2 | 0.01
2025 | PJM_ROR_2_MISO_W | PJM_ROR | MISO_W | Internal | Shoulder | B11 | 25 | 709 | 709 | 52.51 | 55.7 | 2 | 1.19
2025 | PJM_ROR_2_MISO_W | PJM_ROR | MISO_W | Internal | Shoulder | B12 | 200 | 709 | 0 | 44.9 | 46.88 | 2 | 0
2025 | PJM_ROR_2_MISO_W | PJM_ROR | MISO_W | Internal | Shoulder | B13 | 600 | 709 | 0 | 42.08 | 42.9 | 2 | 0
2025 | PJM_ROR_2_MISO_W | PJM_ROR | MISO_W | Internal | Shoulder | B14 | 900 | 709 | 0 | 41.37 | 42.27 | 2 | 0
2025 | PJM_ROR_2_MISO_W | PJM_ROR | MISO_W | Internal | Shoulder | B15 | 1203 | 709 | 0 | 37.6 | 39.59 | 2 | 0
2025 | PJM_ROR_2_MISO_W | PJM_ROR | MISO_W | Internal | Summer | B1 | 10 | 709 | 0 | 67.9 | 68.45 | 2 | 0
2025 | PJM_ROR_2_MISO_W | PJM_ROR | MISO_W | Internal | Summer | B2 | 25 | 709 | 529.15 | 65.48 | 67.48 | 2 | 0
2025 | PJM_ROR_2_MISO_W | PJM_ROR | MISO_W | Internal | Summer | B3 | 75 | 709 | 709 | 65.45 | 67.48 | 2 | 0.03
2025 | PJM_ROR_2_MISO_W | PJM_ROR | MISO_W | Internal | Summer | B4 | 100 | 709 | 239.85 | 64.28 | 66.28 | 2 | 0
2025 | PJM_ROR_2_MISO_W | PJM_ROR | MISO_W | Internal | Summer | B5 | 200 | 709 | 709 | 58.91 | 60.94 | 2 | 0.02
2025 | PJM_ROR_2_MISO_W | PJM_ROR | MISO_W | Internal | Summer | B6 | 300 | 709 | 709 | 47.77 | 49.78 | 2 | 0.01
2025 | PJM_ROR_2_MISO_W | PJM_ROR | MISO_W | Internal | Summer | B7 | 400 | 709 | 0 | 42.2 | 41.27 | 2 | 0
2025 | PJM_ROR_2_MISO_W | PJM_ROR | MISO_W | Internal | Summer | B8 | 500 | 709 | 0 | 39.56 | 40.26 | 2 | 0
2025 | PJM_ROR_2_MISO_W | PJM_ROR | MISO_W | Internal | Summer | B9 | 800 | 709 | 0 | 36.82 | 38.73 | 2 | 0
2025 | PJM_ROR_2_MISO_W | PJM_ROR | MISO_W | Internal | Summer | B10 | 1262 | 709 | 0 | 33.71 | 35.66 | 2 | 0
2025 | PJM_ROR_2_MISO_W | PJM_ROR | MISO_W | Internal | Winter | B16 | 25 | 709 | 0 | 49.28 | 51.26 | 2 | 0
2025 | PJM_ROR_2_MISO_W | PJM_ROR | MISO_W | Internal | Winter | B17 | 100 | 709 | 0 | 48.62 | 50.33 | 2 | 0
2025 | PJM_ROR_2_MISO_W | PJM_ROR | MISO_W | Internal | Winter | B18 | 400 | 709 | 0 | 45.49 | 45.56 | 2 | 0
2025 | PJM_ROR_2_MISO_W | PJM_ROR | MISO_W | Internal | Winter | B19 | 700 | 709 | 0 | 43.33 | 44.7 | 2 | 0
2025 | PJM_ROR_2_MISO_W | PJM_ROR | MISO_W | Internal | Winter | B20 | 935 | 709 | 270.15 | 34.68 | 36.68 | 2 | 0
2025 | PJM_ROR_2_MISO_WUMS | PJM_ROR | MISO_WUMS | Internal | Shoulder | B11 | 25 | 1467 | 1467 | 52.51 | 55.19 | 2 | 0.68
2025 | PJM_ROR_2_MISO_WUMS | PJM_ROR | MISO_WUMS | Internal | Shoulder | B12 | 200 | 1467 | 0 | 44.9 | 46.89 | 2 | 0
2025 | PJM_ROR_2_MISO_WUMS | PJM_ROR | MISO_WUMS | Internal | Shoulder | B13 | 600 | 1467 | 0 | 42.08 | 42.91 | 2 | 0
2025 | PJM_ROR_2_MISO_WUMS | PJM_ROR | MISO_WUMS | Internal | Shoulder | B14 | 900 | 1467 | 0 | 41.37 | 42.28 | 2 | 0
2025 | PJM_ROR_2_MISO_WUMS | PJM_ROR | MISO_WUMS | Internal | Shoulder | B15 | 1203 | 1467 | 1318.63 | 37.6 | 39.6 | 2 | 0
2025 | PJM_ROR_2_MISO_WUMS | PJM_ROR | MISO_WUMS | Internal | Summer | B1 | 10 | 1467 | 0 | 67.9 | 65.9 | 2 | 0
2025 | PJM_ROR_2_MISO_WUMS | PJM_ROR | MISO_WUMS | Internal | Summer | B2 | 25 | 1467 | 0 | 65.48 | 63.83 | 2 | 0
2025 | PJM_ROR_2_MISO_WUMS | PJM_ROR | MISO_WUMS | Internal | Summer | B3 | 75 | 1467 | 0 | 65.45 | 63.83 | 2 | 0
2025 | PJM_ROR_2_MISO_WUMS | PJM_ROR | MISO_WUMS | Internal | Summer | B4 | 100 | 1467 | 0 | 64.28 | 63.83 | 2 | 0
2025 | PJM_ROR_2_MISO_WUMS | PJM_ROR | MISO_WUMS | Internal | Summer | B5 | 200 | 1467 | 1467 | 58.91 | 60.93 | 2 | 0.01
2025 | PJM_ROR_2_MISO_WUMS | PJM_ROR | MISO_WUMS | Internal | Summer | B6 | 300 | 1467 | 1310.2 | 47.77 | 49.77 | 2 | 0
2025 | PJM_ROR_2_MISO_WUMS | PJM_ROR | MISO_WUMS | Internal | Summer | B7 | 400 | 1467 | 0 | 42.2 | 41.28 | 2 | 0
2025 | PJM_ROR_2_MISO_WUMS | PJM_ROR | MISO_WUMS | Internal | Summer | B8 | 500 | 1467 | 0 | 39.56 | 40.27 | 2 | 0
2025 | PJM_ROR_2_MISO_WUMS | PJM_ROR | MISO_WUMS | Internal | Summer | B9 | 800 | 1467 | 0 | 36.82 | 38.74 | 2 | 0
2025 | PJM_ROR_2_MISO_WUMS | PJM_ROR | MISO_WUMS | Internal | Summer | B10 | 1262 | 1467 | 274.86 | 33.71 | 35.71 | 2 | 0
2025 | PJM_ROR_2_MISO_WUMS | PJM_ROR | MISO_WUMS | Internal | Winter | B16 | 25 | 1467 | 668.46 | 49.28 | 51.28 | 2 | 0
2025 | PJM_ROR_2_MISO_WUMS | PJM_ROR | MISO_WUMS | Internal | Winter | B17 | 100 | 1467 | 0 | 48.62 | 50.41 | 2 | 0
2025 | PJM_ROR_2_MISO_WUMS | PJM_ROR | MISO_WUMS | Internal | Winter | B18 | 400 | 1467 | 0 | 45.49 | 45.58 | 2 | 0
2025 | PJM_ROR_2_MISO_WUMS | PJM_ROR | MISO_WUMS | Internal | Winter | B19 | 700 | 1467 | 0 | 43.33 | 44.69 | 2 | 0
2025 | PJM_ROR_2_MISO_WUMS | PJM_ROR | MISO_WUMS | Internal | Winter | B20 | 935 | 1467 | 1467 | 34.68 | 36.7 | 2 | 0.01
2025 | PJM_ROR_2_PJM_ROM | PJM_ROR | PJM_ROM | Internal | Shoulder | B11 | 25 | 8000 | 0 | 52.51 | 52.5 | 0.01 | 0
2025 | PJM_ROR_2_PJM_ROM | PJM_ROR | PJM_ROM | Internal | Shoulder | B12 | 200 | 8000 | 0 | 44.9 | 44.89 | 0.01 | 0
2025 | PJM_ROR_2_PJM_ROM | PJM_ROR | PJM_ROM | Internal | Shoulder | B13 | 600 | 8000 | 648.67 | 42.08 | 42.09 | 0.01 | 0
2025 | PJM_ROR_2_PJM_ROM | PJM_ROR | PJM_ROM | Internal | Shoulder | B14 | 900 | 8000 | 2832.52 | 41.37 | 41.38 | 0.01 | 0
2025 | PJM_ROR_2_PJM_ROM | PJM_ROR | PJM_ROM | Internal | Shoulder | B15 | 1203 | 8000 | 5518.64 | 37.6 | 37.61 | 0.01 | 0
2025 | PJM_ROR_2_PJM_ROM | PJM_ROR | PJM_ROM | Internal | Summer | B1 | 10 | 8000 | 2953.38 | 67.9 | 67.91 | 0.01 | 0
2025 | PJM_ROR_2_PJM_ROM | PJM_ROR | PJM_ROM | Internal | Summer | B2 | 25 | 8000 | 1506.22 | 65.48 | 65.49 | 0.01 | 0
2025 | PJM_ROR_2_PJM_ROM | PJM_ROR | PJM_ROM | Internal | Summer | B3 | 75 | 8000 | 0 | 65.45 | 65.44 | 0.01 | 0
2025 | PJM_ROR_2_PJM_ROM | PJM_ROR | PJM_ROM | Internal | Summer | B4 | 100 | 8000 | 0 | 64.28 | 64.27 | 0.01 | 0
2025 | PJM_ROR_2_PJM_ROM | PJM_ROR | PJM_ROM | Internal | Summer | B5 | 200 | 8000 | 0 | 58.91 | 58.9 | 0.01 | 0
2025 | PJM_ROR_2_PJM_ROM | PJM_ROR | PJM_ROM | Internal | Summer | B6 | 300 | 8000 | 0 | 47.77 | 47.76 | 0.01 | 0
2025 | PJM_ROR_2_PJM_ROM | PJM_ROR | PJM_ROM | Internal | Summer | B7 | 400 | 8000 | 579.94 | 42.2 | 42.21 | 0.01 | 0
2025 | PJM_ROR_2_PJM_ROM | PJM_ROR | PJM_ROM | Internal | Summer | B8 | 500 | 8000 | 1889.6 | 39.56 | 39.57 | 0.01 | 0
2025 | PJM_ROR_2_PJM_ROM | PJM_ROR | PJM_ROM | Internal | Summer | B9 | 800 | 8000 | 3765.33 | 36.82 | 36.83 | 0.01 | 0
2025 | PJM_ROR_2_PJM_ROM | PJM_ROR | PJM_ROM | Internal | Summer | B10 | 1262 | 8000 | 7883.67 | 33.71 | 33.72 | 0.01 | 0
2025 | PJM_ROR_2_PJM_ROM | PJM_ROR | PJM_ROM | Internal | Winter | B16 | 25 | 8000 | 1267.28 | 49.28 | 49.29 | 0.01 | 0
2025 | PJM_ROR_2_PJM_ROM | PJM_ROR | PJM_ROM | Internal | Winter | B17 | 100 | 8000 | 2398.05 | 48.62 | 48.63 | 0.01 | 0
2025 | PJM_ROR_2_PJM_ROM | PJM_ROR | PJM_ROM | Internal | Winter | B18 | 400 | 8000 | 5934.93 | 45.49 | 45.5 | 0.01 | 0
2025 | PJM_ROR_2_PJM_ROM | PJM_ROR | PJM_ROM | Internal | Winter | B19 | 700 | 8000 | 6496.5 | 43.33 | 43.35 | 0.01 | 0
2025 | PJM_ROR_2_PJM_ROM | PJM_ROR | PJM_ROM | Internal | Winter | B20 | 935 | 8000 | 6175.94 | 34.68 | 34.7 | 0.01 | 0
2025 | PJM_ROR_2_TVA_Transmission | PJM_ROR | TVA_Transmission | Internal | Shoulder | B11 | 25 | 2500 | 0 | 52.51 | 58.38 | 6 | 0
2025 | PJM_ROR_2_TVA_Transmission | PJM_ROR | TVA_Transmission | Internal | Shoulder | B12 | 200 | 2500 | 0 | 44.9 | 48.43 | 6 | 0
2025 | PJM_ROR_2_TVA_Transmission | PJM_ROR | TVA_Transmission | Internal | Shoulder | B13 | 600 | 2500 | 0 | 42.08 | 46.04 | 6 | 0
2025 | PJM_ROR_2_TVA_Transmission | PJM_ROR | TVA_Transmission | Internal | Shoulder | B14 | 900 | 2500 | 0 | 41.37 | 45.24 | 6 | 0
2025 | PJM_ROR_2_TVA_Transmission | PJM_ROR | TVA_Transmission | Internal | Shoulder | B15 | 1203 | 2500 | 0 | 37.6 | 42.04 | 6 | 0
2025 | PJM_ROR_2_TVA_Transmission | PJM_ROR | TVA_Transmission | Internal | Summer | B1 | 10 | 2500 | 2500 | 67.9 | 76.46 | 6 | 2.56
2025 | PJM_ROR_2_TVA_Transmission | PJM_ROR | TVA_Transmission | Internal | Summer | B2 | 25 | 2500 | 2500 | 65.48 | 75.48 | 6 | 4
2025 | PJM_ROR_2_TVA_Transmission | PJM_ROR | TVA_Transmission | Internal | Summer | B3 | 75 | 2500 | 1704.34 | 65.45 | 71.45 | 6 | 0
2025 | PJM_ROR_2_TVA_Transmission | PJM_ROR | TVA_Transmission | Internal | Summer | B4 | 100 | 2500 | 950.17 | 64.28 | 70.28 | 6 | 0
2025 | PJM_ROR_2_TVA_Transmission | PJM_ROR | TVA_Transmission | Internal | Summer | B5 | 200 | 2500 | 0 | 58.91 | 64 | 6 | 0
2025 | PJM_ROR_2_TVA_Transmission | PJM_ROR | TVA_Transmission | Internal | Summer | B6 | 300 | 2500 | 0 | 47.77 | 52.88 | 6 | 0
2025 | PJM_ROR_2_TVA_Transmission | PJM_ROR | TVA_Transmission | Internal | Summer | B7 | 400 | 2500 | 0 | 42.2 | 47.2 | 6 | 0
2025 | PJM_ROR_2_TVA_Transmission | PJM_ROR | TVA_Transmission | Internal | Summer | B8 | 500 | 2500 | 0 | 39.56 | 44.21 | 6 | 0
2025 | PJM_ROR_2_TVA_Transmission | PJM_ROR | TVA_Transmission | Internal | Summer | B9 | 800 | 2500 | 0 | 36.82 | 41.72 | 6 | 0
2025 | PJM_ROR_2_TVA_Transmission | PJM_ROR | TVA_Transmission | Internal | Summer | B10 | 1262 | 2500 | 0 | 33.71 | 38.24 | 6 | 0
2025 | PJM_ROR_2_TVA_Transmission | PJM_ROR | TVA_Transmission | Internal | Winter | B16 | 25 | 2500 | 782.62 | 49.28 | 55.28 | 6 | 0
2025 | PJM_ROR_2_TVA_Transmission | PJM_ROR | TVA_Transmission | Internal | Winter | B17 | 100 | 2500 | 0 | 48.62 | 52.04 | 6 | 0
2025 | PJM_ROR_2_TVA_Transmission | PJM_ROR | TVA_Transmission | Internal | Winter | B18 | 400 | 2500 | 0 | 45.49 | 48.3 | 6 | 0
2025 | PJM_ROR_2_TVA_Transmission | PJM_ROR | TVA_Transmission | Internal | Winter | B19 | 700 | 2500 | 0 | 43.33 | 46.28 | 6 | 0
2025 | PJM_ROR_2_TVA_Transmission | PJM_ROR | TVA_Transmission | Internal | Winter | B20 | 935 | 2500 | 877.78 | 34.68 | 40.68 | 6 | 0
2025 | PJM_ROR_2_VACAR | PJM_ROR | VACAR | Internal | Shoulder | B11 | 25 | 3000 | 3000 | 52.51 | 60.24 | 6 | 1.73
2025 | PJM_ROR_2_VACAR | PJM_ROR | VACAR | Internal | Shoulder | B12 | 200 | 3000 | 294.84 | 44.9 | 50.9 | 6 | 0
2025 | PJM_ROR_2_VACAR | PJM_ROR | VACAR | Internal | Shoulder | B13 | 600 | 3000 | 0 | 42.08 | 47.8 | 6 | 0
2025 | PJM_ROR_2_VACAR | PJM_ROR | VACAR | Internal | Shoulder | B14 | 900 | 3000 | 0 | 41.37 | 45.48 | 6 | 0
2025 | PJM_ROR_2_VACAR | PJM_ROR | VACAR | Internal | Shoulder | B15 | 1203 | 3000 | 0 | 37.6 | 42.45 | 6 | 0
2025 | PJM_ROR_2_VACAR | PJM_ROR | VACAR | Internal | Summer | B1 | 10 | 3000 | 3000 | 67.9 | 77.58 | 6 | 3.68
2025 | PJM_ROR_2_VACAR | PJM_ROR | VACAR | Internal | Summer | B2 | 25 | 3000 | 3000 | 65.48 | 77.58 | 6 | 6.1
2025 | PJM_ROR_2_VACAR | PJM_ROR | VACAR | Internal | Summer | B3 | 75 | 3000 | 3000 | 65.45 | 77.58 | 6 | 6.12
2025 | PJM_ROR_2_VACAR | PJM_ROR | VACAR | Internal | Summer | B4 | 100 | 3000 | 3000 | 64.28 | 76.09 | 6 | 5.81
2025 | PJM_ROR_2_VACAR | PJM_ROR | VACAR | Internal | Summer | B5 | 200 | 3000 | 2374.97 | 58.91 | 64.91 | 6 | 0
2025 | PJM_ROR_2_VACAR | PJM_ROR | VACAR | Internal | Summer | B6 | 300 | 3000 | 2690.01 | 47.77 | 53.77 | 6 | 0
2025 | PJM_ROR_2_VACAR | PJM_ROR | VACAR | Internal | Summer | B7 | 400 | 3000 | 2934.22 | 42.2 | 48.2 | 6 | 0
2025 | PJM_ROR_2_VACAR | PJM_ROR | VACAR | Internal | Summer | B8 | 500 | 3000 | 1959.95 | 39.56 | 45.56 | 6 | 0
2025 | PJM_ROR_2_VACAR | PJM_ROR | VACAR | Internal | Summer | B9 | 800 | 3000 | 1028.15 | 36.82 | 42.82 | 6 | 0
2025 | PJM_ROR_2_VACAR | PJM_ROR | VACAR | Internal | Summer | B10 | 1262 | 3000 | 1110.2 | 33.71 | 39.71 | 6 | 0
2025 | PJM_ROR_2_VACAR | PJM_ROR | VACAR | Internal | Winter | B16 | 25 | 3000 | 3000 | 49.28 | 64.28 | 6 | 9
2025 | PJM_ROR_2_VACAR | PJM_ROR | VACAR | Internal | Winter | B17 | 100 | 3000 | 2224.17 | 48.62 | 54.62 | 6 | 0
2025 | PJM_ROR_2_VACAR | PJM_ROR | VACAR | Internal | Winter | B18 | 400 | 3000 | 0 | 45.49 | 48.99 | 6 | 0
2025 | PJM_ROR_2_VACAR | PJM_ROR | VACAR | Internal | Winter | B19 | 700 | 3000 | 0 | 43.33 | 47.06 | 6 | 0
2025 | PJM_ROR_2_VACAR | PJM_ROR | VACAR | Internal | Winter | B20 | 935 | 3000 | 1211.61 | 34.68 | 40.68 | 6 | 0
2025 | PJM_ROM_2_NYISO_A-F | PJM_ROM | NYISO_A-F | Internal | Shoulder | B11 | 25 | 2000 | 0 | 52.5 | 41.7 | 6 | 0
2025 | PJM_ROM_2_NYISO_A-F | PJM_ROM | NYISO_A-F | Internal | Shoulder | B12 | 200 | 2000 | 0 | 44.89 | 41.7 | 6 | 0
2025 | PJM_ROM_2_NYISO_A-F | PJM_ROM | NYISO_A-F | Internal | Shoulder | B13 | 600 | 2000 | 0 | 42.09 | 39.85 | 6 | 0
2025 | PJM_ROM_2_NYISO_A-F | PJM_ROM | NYISO_A-F | Internal | Shoulder | B14 | 900 | 2000 | 0 | 41.38 | 39.29 | 6 | 0
2025 | PJM_ROM_2_NYISO_A-F | PJM_ROM | NYISO_A-F | Internal | Shoulder | B15 | 1203 | 2000 | 0 | 37.61 | 39.29 | 6 | 0
2025 | PJM_ROM_2_NYISO_A-F | PJM_ROM | NYISO_A-F | Internal | Summer | B1 | 10 | 2000 | 0 | 67.91 | 53.44 | 6 | 0
2025 | PJM_ROM_2_NYISO_A-F | PJM_ROM | NYISO_A-F | Internal | Summer | B2 | 25 | 2000 | 0 | 65.49 | 53.44 | 6 | 0
2025 | PJM_ROM_2_NYISO_A-F | PJM_ROM | NYISO_A-F | Internal | Summer | B3 | 75 | 2000 | 0 | 65.44 | 47.98 | 6 | 0
2025 | PJM_ROM_2_NYISO_A-F | PJM_ROM | NYISO_A-F | Internal | Summer | B4 | 100 | 2000 | 0 | 64.27 | 44.3 | 6 | 0
2025 | PJM_ROM_2_NYISO_A-F | PJM_ROM | NYISO_A-F | Internal | Summer | B5 | 200 | 2000 | 0 | 58.9 | 44.3 | 6 | 0
2025 | PJM_ROM_2_NYISO_A-F | PJM_ROM | NYISO_A-F | Internal | Summer | B6 | 300 | 2000 | 0 | 47.76 | 40.41 | 6 | 0
2025 | PJM_ROM_2_NYISO_A-F | PJM_ROM | NYISO_A-F | Internal | Summer | B7 | 400 | 2000 | 0 | 42.21 | 40.41 | 6 | 0
2025 | PJM_ROM_2_NYISO_A-F | PJM_ROM | NYISO_A-F | Internal | Summer | B8 | 500 | 2000 | 0 | 39.57 | 38.71 | 6 | 0
2025 | PJM_ROM_2_NYISO_A-F | PJM_ROM | NYISO_A-F | Internal | Summer | B9 | 800 | 2000 | 0 | 36.83 | 38.3 | 6 | 0
2025 | PJM_ROM_2_NYISO_A-F | PJM_ROM | NYISO_A-F | Internal | Summer | B10 | 1262 | 2000 | 0 | 33.72 | 38.3 | 6 | 0
2025 | PJM_ROM_2_NYISO_A-F | PJM_ROM | NYISO_A-F | Internal | Winter | B16 | 25 | 2000 | 0 | 49.29 | 44.25 | 6 | 0
2025 | PJM_ROM_2_NYISO_A-F | PJM_ROM | NYISO_A-F | Internal | Winter | B17 | 100 | 2000 | 0 | 48.63 | 44.25 | 6 | 0
2025 | PJM_ROM_2_NYISO_A-F | PJM_ROM | NYISO_A-F | Internal | Winter | B18 | 400 | 2000 | 0 | 45.5 | 44.25 | 6 | 0
2025 | PJM_ROM_2_NYISO_A-F | PJM_ROM | NYISO_A-F | Internal | Winter | B19 | 700 | 2000 | 0 | 43.35 | 40.7 | 6 | 0
2025 | PJM_ROM_2_NYISO_A-F | PJM_ROM | NYISO_A-F | Internal | Winter | B20 | 935 | 2000 | 1205.76 | 34.7 | 40.7 | 6 | 0
2025 | PJM_ROM_2_PJM_E | PJM_ROM | PJM_E | Internal | Shoulder | B11 | 25 | 8000 | 0 | 52.5 | 52.49 | 0.01 | 0
2025 | PJM_ROM_2_PJM_E | PJM_ROM | PJM_E | Internal | Shoulder | B12 | 200 | 8000 | 0 | 44.89 | 44.88 | 0.01 | 0
2025 | PJM_ROM_2_PJM_E | PJM_ROM | PJM_E | Internal | Shoulder | B13 | 600 | 8000 | 0 | 42.09 | 42.08 | 0.01 | 0
2025 | PJM_ROM_2_PJM_E | PJM_ROM | PJM_E | Internal | Shoulder | B14 | 900 | 8000 | 394.86 | 41.38 | 41.39 | 0.01 | 0
2025 | PJM_ROM_2_PJM_E | PJM_ROM | PJM_E | Internal | Shoulder | B15 | 1203 | 8000 | 1841.86 | 37.61 | 37.62 | 0.01 | 0
2025 | PJM_ROM_2_PJM_E | PJM_ROM | PJM_E | Internal | Summer | B1 | 10 | 8000 | 1169.08 | 67.91 | 67.92 | 0.01 | 0
2025 | PJM_ROM_2_PJM_E | PJM_ROM | PJM_E | Internal | Summer | B2 | 25 | 8000 | 150.5 | 65.49 | 65.51 | 0.01 | 0
2025 | PJM_ROM_2_PJM_E | PJM_ROM | PJM_E | Internal | Summer | B3 | 75 | 8000 | 0 | 65.44 | 65.43 | 0.01 | 0
2025 | PJM_ROM_2_PJM_E | PJM_ROM | PJM_E | Internal | Summer | B4 | 100 | 8000 | 0 | 64.27 | 64.25 | 0.01 | 0
2025 | PJM_ROM_2_PJM_E | PJM_ROM | PJM_E | Internal | Summer | B5 | 200 | 8000 | 0 | 58.9 | 58.89 | 0.01 | 0
2025 | PJM_ROM_2_PJM_E | PJM_ROM | PJM_E | Internal | Summer | B6 | 300 | 8000 | 0 | 47.76 | 47.74 | 0.01 | 0
2025 | PJM_ROM_2_PJM_E | PJM_ROM | PJM_E | Internal | Summer | B7 | 400 | 8000 | 0 | 42.21 | 42.2 | 0.01 | 0
2025 | PJM_ROM_2_PJM_E | PJM_ROM | PJM_E | Internal | Summer | B8 | 500 | 8000 | 0 | 39.57 | 39.56 | 0.01 | 0
2025 | PJM_ROM_2_PJM_E | PJM_ROM | PJM_E | Internal | Summer | B9 | 800 | 8000 | 239.95 | 36.83 | 36.84 | 0.01 | 0
2025 | PJM_ROM_2_PJM_E | PJM_ROM | PJM_E | Internal | Summer | B10 | 1262 | 8000 | 2079.32 | 33.72 | 33.74 | 0.01 | 0
2025 | PJM_ROM_2_PJM_E | PJM_ROM | PJM_E | Internal | Winter | B16 | 25 | 8000 | 0 | 49.29 | 49.28 | 0.01 | 0
2025 | PJM_ROM_2_PJM_E | PJM_ROM | PJM_E | Internal | Winter | B17 | 100 | 8000 | 0 | 48.63 | 48.62 | 0.01 | 0
2025 | PJM_ROM_2_PJM_E | PJM_ROM | PJM_E | Internal | Winter | B18 | 400 | 8000 | 2527.62 | 45.5 | 45.51 | 0.01 | 0
2025 | PJM_ROM_2_PJM_E | PJM_ROM | PJM_E | Internal | Winter | B19 | 700 | 8000 | 3733.99 | 43.35 | 43.36 | 0.01 | 0
2025 | PJM_ROM_2_PJM_E | PJM_ROM | PJM_E | Internal | Winter | B20 | 935 | 8000 | 1679.41 | 34.7 | 34.71 | 0.01 | 0
2025 | PJM_ROM_2_PJM_ROR | PJM_ROM | PJM_ROR | Internal | Shoulder | B11 | 25 | 8000 | 4397.03 | 52.5 | 52.51 | 0.01 | 0
2025 | PJM_ROM_2_PJM_ROR | PJM_ROM | PJM_ROR | Internal | Shoulder | B12 | 200 | 8000 | 239.28 | 44.89 | 44.9 | 0.01 | 0
2025 | PJM_ROM_2_PJM_ROR | PJM_ROM | PJM_ROR | Internal | Shoulder | B13 | 600 | 8000 | 0 | 42.09 | 42.08 | 0.01 | 0
2025 | PJM_ROM_2_PJM_ROR | PJM_ROM | PJM_ROR | Internal | Shoulder | B14 | 900 | 8000 | 0 | 41.38 | 41.37 | 0.01 | 0
2025 | PJM_ROM_2_PJM_ROR | PJM_ROM | PJM_ROR | Internal | Shoulder | B15 | 1203 | 8000 | 0 | 37.61 | 37.6 | 0.01 | 0
2025 | PJM_ROM_2_PJM_ROR | PJM_ROM | PJM_ROR | Internal | Summer | B1 | 10 | 8000 | 0 | 67.91 | 67.9 | 0.01 | 0
2025 | PJM_ROM_2_PJM_ROR | PJM_ROM | PJM_ROR | Internal | Summer | B2 | 25 | 8000 | 0 | 65.49 | 65.48 | 0.01 | 0
2025 | PJM_ROM_2_PJM_ROR | PJM_ROM | PJM_ROR | Internal | Summer | B3 | 75 | 8000 | 4261.11 | 65.44 | 65.45 | 0.01 | 0
2025 | PJM_ROM_2_PJM_ROR | PJM_ROM | PJM_ROR | Internal | Summer | B4 | 100 | 8000 | 5441.06 | 64.27 | 64.28 | 0.01 | 0
2025 | PJM_ROM_2_PJM_ROR | PJM_ROM | PJM_ROR | Internal | Summer | B5 | 200 | 8000 | 5060.55 | 58.9 | 58.91 | 0.01 | 0
2025 | PJM_ROM_2_PJM_ROR | PJM_ROM | PJM_ROR | Internal | Summer | B6 | 300 | 8000 | 1801.18 | 47.76 | 47.77 | 0.01 | 0
2025 | PJM_ROM_2_PJM_ROR | PJM_ROM | PJM_ROR | Internal | Summer | B7 | 400 | 8000 | 0 | 42.21 | 42.2 | 0.01 | 0
2025 | PJM_ROM_2_PJM_ROR | PJM_ROM | PJM_ROR | Internal | Summer | B8 | 500 | 8000 | 0 | 39.57 | 39.56 | 0.01 | 0
2025 | PJM_ROM_2_PJM_ROR | PJM_ROM | PJM_ROR | Internal | Summer | B9 | 800 | 8000 | 0 | 36.83 | 36.82 | 0.01 | 0
2025 | PJM_ROM_2_PJM_ROR | PJM_ROM | PJM_ROR | Internal | Summer | B10 | 1262 | 8000 | 0 | 33.72 | 33.71 | 0.01 | 0
2025 | PJM_ROM_2_PJM_ROR | PJM_ROM | PJM_ROR | Internal | Winter | B16 | 25 | 8000 | 0 | 49.29 | 49.28 | 0.01 | 0
2025 | PJM_ROM_2_PJM_ROR | PJM_ROM | PJM_ROR | Internal | Winter | B17 | 100 | 8000 | 0 | 48.63 | 48.62 | 0.01 | 0
2025 | PJM_ROM_2_PJM_ROR | PJM_ROM | PJM_ROR | Internal | Winter | B18 | 400 | 8000 | 0 | 45.5 | 45.49 | 0.01 | 0
2025 | PJM_ROM_2_PJM_ROR | PJM_ROM | PJM_ROR | Internal | Winter | B19 | 700 | 8000 | 0 | 43.35 | 43.33 | 0.01 | 0
2025 | PJM_ROM_2_PJM_ROR | PJM_ROM | PJM_ROR | Internal | Winter | B20 | 935 | 8000 | 0 | 34.7 | 34.68 | 0.01 | 0
2025 | SOCO_2_FRCC | SOCO | FRCC | Internal | Shoulder | B11 | 25 | 3700 | 3547.46 | 67.24 | 77.24 | 10 | 0
2025 | SOCO_2_FRCC | SOCO | FRCC | Internal | Shoulder | B12 | 200 | 3700 | 2390.58 | 44.95 | 54.95 | 10 | 0
2025 | SOCO_2_FRCC | SOCO | FRCC | Internal | Shoulder | B13 | 600 | 3700 | 0 | 44.95 | 53.54 | 10 | 0
2025 | SOCO_2_FRCC | SOCO | FRCC | Internal | Shoulder | B14 | 900 | 3700 | 0 | 44.95 | 52.33 | 10 | 0
2025 | SOCO_2_FRCC | SOCO | FRCC | Internal | Shoulder | B15 | 1203 | 3700 | 0 | 44.95 | 50.17 | 10 | 0
2025 | SOCO_2_FRCC | SOCO | FRCC | Internal | Summer | B1 | 10 | 3700 | 1455.25 | 84.58 | 94.58 | 10 | 0
2025 | SOCO_2_FRCC | SOCO | FRCC | Internal | Summer | B2 | 25 | 3700 | 0 | 73.95 | 81.82 | 10 | 0
2025 | SOCO_2_FRCC | SOCO | FRCC | Internal | Summer | B3 | 75 | 3700 | 0 | 73.95 | 81.82 | 10 | 0
2025 | SOCO_2_FRCC | SOCO | FRCC | Internal | Summer | B4 | 100 | 3700 | 0 | 73.95 | 81.82 | 10 | 0
2025 | SOCO_2_FRCC | SOCO | FRCC | Internal | Summer | B5 | 200 | 3700 | 429.11 | 71.82 | 81.82 | 10 | 0
2025 | SOCO_2_FRCC | SOCO | FRCC | Internal | Summer | B6 | 300 | 3700 | 1359.24 | 60.44 | 70.44 | 10 | 0
2025 | SOCO_2_FRCC | SOCO | FRCC | Internal | Summer | B7 | 400 | 3700 | 3354.38 | 55.2 | 65.2 | 10 | 0
2025 | SOCO_2_FRCC | SOCO | FRCC | Internal | Summer | B8 | 500 | 3700 | 1707.35 | 44.25 | 54.25 | 10 | 0
2025 | SOCO_2_FRCC | SOCO | FRCC | Internal | Summer | B9 | 800 | 3700 | 0 | 43.55 | 51.48 | 10 | 0
2025 | SOCO_2_FRCC | SOCO | FRCC | Internal | Summer | B10 | 1262 | 3700 | 0 | 43.55 | 49.37 | 10 | 0
2025 | SOCO_2_FRCC | SOCO | FRCC | Internal | Winter | B16 | 25 | 3700 | 3700 | 64.28 | 74.47 | 10 | 0.2
2025 | SOCO_2_FRCC | SOCO | FRCC | Internal | Winter | B17 | 100 | 3700 | 2048.31 | 47.83 | 57.83 | 10 | 0
2025 | SOCO_2_FRCC | SOCO | FRCC | Internal | Winter | B18 | 400 | 3700 | 0 | 47.83 | 54.89 | 10 | 0
2025 | SOCO_2_FRCC | SOCO | FRCC | Internal | Winter | B19 | 700 | 3700 | 0 | 47.83 | 54.89 | 10 | 0
2025 | SOCO_2_FRCC | SOCO | FRCC | Internal | Winter | B20 | 935 | 3700 | 0 | 44.05 | 52.63 | 10 | 0
2025 | SOCO_2_VACAR | SOCO | VACAR | Internal | Shoulder | B11 | 25 | 2000 | 0 | 67.24 | 60.24 | 10 | 0
2025 | SOCO_2_VACAR | SOCO | VACAR | Internal | Shoulder | B12 | 200 | 2000 | 0 | 44.95 | 50.9 | 10 | 0
2025 | SOCO_2_VACAR | SOCO | VACAR | Internal | Shoulder | B13 | 600 | 2000 | 0 | 44.95 | 47.8 | 10 | 0
2025 | SOCO_2_VACAR | SOCO | VACAR | Internal | Shoulder | B14 | 900 | 2000 | 0 | 44.95 | 45.48 | 10 | 0
2025 | SOCO_2_VACAR | SOCO | VACAR | Internal | Shoulder | B15 | 1203 | 2000 | 0 | 44.95 | 42.45 | 10 | 0
2025 | SOCO_2_VACAR | SOCO | VACAR | Internal | Summer | B1 | 10 | 2000 | 0 | 84.58 | 77.58 | 10 | 0
2025 | SOCO_2_VACAR | SOCO | VACAR | Internal | Summer | B2 | 25 | 2000 | 0 | 73.95 | 77.58 | 10 | 0
2025 | SOCO_2_VACAR | SOCO | VACAR | Internal | Summer | B3 | 75 | 2000 | 0 | 73.95 | 77.58 | 10 | 0
2025 | SOCO_2_VACAR | SOCO | VACAR | Internal | Summer | B4 | 100 | 2000 | 0 | 73.95 | 76.09 | 10 | 0
2025 | SOCO_2_VACAR | SOCO | VACAR | Internal | Summer | B5 | 200 | 2000 | 0 | 71.82 | 64.91 | 10 | 0
2025 | SOCO_2_VACAR | SOCO | VACAR | Internal | Summer | B6 | 300 | 2000 | 0 | 60.44 | 53.77 | 10 | 0
2025 | SOCO_2_VACAR | SOCO | VACAR | Internal | Summer | B7 | 400 | 2000 | 0 | 55.2 | 48.2 | 10 | 0
2025 | SOCO_2_VACAR | SOCO | VACAR | Internal | Summer | B8 | 500 | 2000 | 0 | 44.25 | 45.56 | 10 | 0
2025 | SOCO_2_VACAR | SOCO | VACAR | Internal | Summer | B9 | 800 | 2000 | 0 | 43.55 | 42.82 | 10 | 0
2025 | SOCO_2_VACAR | SOCO | VACAR | Internal | Summer | B10 | 1262 | 2000 | 0 | 43.55 | 39.71 | 10 | 0
2025 | SOCO_2_VACAR | SOCO | VACAR | Internal | Winter | B16 | 25 | 2000 | 0 | 64.28 | 64.28 | 10 | 0
2025 | SOCO_2_VACAR | SOCO | VACAR | Internal | Winter | B17 | 100 | 2000 | 0 | 47.83 | 54.62 | 10 | 0
2025 | SOCO_2_VACAR | SOCO | VACAR | Internal | Winter | B18 | 400 | 2000 | 0 | 47.83 | 48.99 | 10 | 0
2025 | SOCO_2_VACAR | SOCO | VACAR | Internal | Winter | B19 | 700 | 2000 | 0 | 47.83 | 47.06 | 10 | 0
2025 | SOCO_2_VACAR | SOCO | VACAR | Internal | Winter | B20 | 935 | 2000 | 0 | 44.05 | 40.68 | 10 | 0
2025 | SPP_N_2_ENT | SPP_N | ENT | Internal | Shoulder | B11 | 25 | 1800 | 0 | 62.7 | 63.17 | 5 | 0
2025 | SPP_N_2_ENT | SPP_N | ENT | Internal | Shoulder | B12 | 200 | 1800 | 0 | 44.49 | 44.8 | 5 | 0
2025 | SPP_N_2_ENT | SPP_N | ENT | Internal | Shoulder | B13 | 600 | 1800 | 0 | 42.91 | 44.8 | 5 | 0
2025 | SPP_N_2_ENT | SPP_N | ENT | Internal | Shoulder | B14 | 900 | 1800 | 0 | 42.82 | 44.8 | 5 | 0
2025 | SPP_N_2_ENT | SPP_N | ENT | Internal | Shoulder | B15 | 1203 | 1800 | 893.44 | 38.84 | 43.84 | 5 | 0
2025 | SPP_N_2_ENT | SPP_N | ENT | Internal | Summer | B1 | 10 | 1800 | 293.95 | 70.77 | 75.77 | 5 | 0
2025 | SPP_N_2_ENT | SPP_N | ENT | Internal | Summer | B2 | 25 | 1800 | 0 | 70.77 | 72.42 | 5 | 0
2025 | SPP_N_2_ENT | SPP_N | ENT | Internal | Summer | B3 | 75 | 1800 | 0 | 70.77 | 65.95 | 5 | 0
2025 | SPP_N_2_ENT | SPP_N | ENT | Internal | Summer | B4 | 100 | 1800 | 0 | 69.64 | 65.95 | 5 | 0
2025 | SPP_N_2_ENT | SPP_N | ENT | Internal | Summer | B5 | 200 | 1800 | 0 | 66.79 | 63.82 | 5 | 0
2025 | SPP_N_2_ENT | SPP_N | ENT | Internal | Summer | B6 | 300 | 1800 | 0 | 56.78 | 57.77 | 5 | 0
2025 | SPP_N_2_ENT | SPP_N | ENT | Internal | Summer | B7 | 400 | 1800 | 0 | 47.39 | 47.2 | 5 | 0
2025 | SPP_N_2_ENT | SPP_N | ENT | Internal | Summer | B8 | 500 | 1800 | 0 | 42.2 | 43.28 | 5 | 0
2025 | SPP_N_2_ENT | SPP_N | ENT | Internal | Summer | B9 | 800 | 1800 | 0 | 41.36 | 43.28 | 5 | 0
2025 | SPP_N_2_ENT | SPP_N | ENT | Internal | Summer | B10 | 1262 | 1800 | 0 | 38.55 | 42.97 | 5 | 0
2025 | SPP_N_2_ENT | SPP_N | ENT | Internal | Winter | B16 | 25 | 1800 | 1163.52 | 51.28 | 56.28 | 5 | 0
2025 | SPP_N_2_ENT | SPP_N | ENT | Internal | Winter | B17 | 100 | 1800 | 0 | 45.86 | 47.79 | 5 | 0
2025 | SPP_N_2_ENT | SPP_N | ENT | Internal | Winter | B18 | 400 | 1800 | 0 | 43.86 | 47.79 | 5 | 0
2025 | SPP_N_2_ENT | SPP_N | ENT | Internal | Winter | B19 | 700 | 1800 | 816 | 42.44 | 47.44 | 5 | 0
2025 | SPP_N_2_ENT | SPP_N | ENT | Internal | Winter | B20 | 935 | 1800 | 1800 | 39.02 | 44.7 | 5 | 0.67
2025 | SPP_N_2_MISO_MO-IL | SPP_N | MISO_MO-IL | Internal | Shoulder | B11 | 25 | 2000 | 0 | 62.7 | 55.71 | 5 | 0
2025 | SPP_N_2_MISO_MO-IL | SPP_N | MISO_MO-IL | Internal | Shoulder | B12 | 200 | 2000 | 0 | 44.49 | 46.89 | 5 | 0
2025 | SPP_N_2_MISO_MO-IL | SPP_N | MISO_MO-IL | Internal | Shoulder | B13 | 600 | 2000 | 0 | 42.91 | 42.9 | 5 | 0
2025 | SPP_N_2_MISO_MO-IL | SPP_N | MISO_MO-IL | Internal | Shoulder | B14 | 900 | 2000 | 0 | 42.82 | 42.26 | 5 | 0
2025 | SPP_N_2_MISO_MO-IL | SPP_N | MISO_MO-IL | Internal | Shoulder | B15 | 1203 | 2000 | 0 | 38.84 | 39.58 | 5 | 0
2025 | SPP_N_2_MISO_MO-IL | SPP_N | MISO_MO-IL | Internal | Summer | B1 | 10 | 2000 | 0 | 70.77 | 68.46 | 5 | 0
2025 | SPP_N_2_MISO_MO-IL | SPP_N | MISO_MO-IL | Internal | Summer | B2 | 25 | 2000 | 0 | 70.77 | 67.48 | 5 | 0
2025 | SPP_N_2_MISO_MO-IL | SPP_N | MISO_MO-IL | Internal | Summer | B3 | 75 | 2000 | 0 | 70.77 | 66.27 | 5 | 0
2025 | SPP_N_2_MISO_MO-IL | SPP_N | MISO_MO-IL | Internal | Summer | B4 | 100 | 2000 | 0 | 69.64 | 66.27 | 5 | 0
2025 | SPP_N_2_MISO_MO-IL | SPP_N | MISO_MO-IL | Internal | Summer | B5 | 200 | 2000 | 0 | 66.79 | 60.93 | 5 | 0
2025 | SPP_N_2_MISO_MO-IL | SPP_N | MISO_MO-IL | Internal | Summer | B6 | 300 | 2000 | 0 | 56.78 | 49.77 | 5 | 0
2025 | SPP_N_2_MISO_MO-IL | SPP_N | MISO_MO-IL | Internal | Summer | B7 | 400 | 2000 | 0 | 47.39 | 41.27 | 5 | 0
2025 | SPP_N_2_MISO_MO-IL | SPP_N | MISO_MO-IL | Internal | Summer | B8 | 500 | 2000 | 0 | 42.2 | 40.25 | 5 | 0
2025 | SPP_N_2_MISO_MO-IL | SPP_N | MISO_MO-IL | Internal | Summer | B9 | 800 | 2000 | 0 | 41.36 | 38.71 | 5 | 0
2025 | SPP_N_2_MISO_MO-IL | SPP_N | MISO_MO-IL | Internal | Summer | B10 | 1262 | 2000 | 0 | 38.55 | 35.68 | 5 | 0
2025 | SPP_N_2_MISO_MO-IL | SPP_N | MISO_MO-IL | Internal | Winter | B16 | 25 | 2000 | 0 | 51.28 | 51.28 | 5 | 0
2025 | SPP_N_2_MISO_MO-IL | SPP_N | MISO_MO-IL | Internal | Winter | B17 | 100 | 2000 | 0 | 45.86 | 50.34 | 5 | 0
2025 | SPP_N_2_MISO_MO-IL | SPP_N | MISO_MO-IL | Internal | Winter | B18 | 400 | 2000 | 0 | 43.86 | 45.56 | 5 | 0
2025 | SPP_N_2_MISO_MO-IL | SPP_N | MISO_MO-IL | Internal | Winter | B19 | 700 | 2000 | 0 | 42.44 | 44.66 | 5 | 0
2025 | SPP_N_2_MISO_MO-IL | SPP_N | MISO_MO-IL | Internal | Winter | B20 | 935 | 2000 | 0 | 39.02 | 36.7 | 5 | 0
2025 | SPP_N_2_MISO_W | SPP_N | MISO_W | Internal | Shoulder | B11 | 25 | 750 | 0 | 62.7 | 55.7 | 5 | 0
2025 | SPP_N_2_MISO_W | SPP_N | MISO_W | Internal | Shoulder | B12 | 200 | 750 | 0 | 44.49 | 46.88 | 5 | 0
2025 | SPP_N_2_MISO_W | SPP_N | MISO_W | Internal | Shoulder | B13 | 600 | 750 | 0 | 42.91 | 42.9 | 5 | 0
2025 | SPP_N_2_MISO_W | SPP_N | MISO_W | Internal | Shoulder | B14 | 900 | 750 | 0 | 42.82 | 42.27 | 5 | 0
2025 | SPP_N_2_MISO_W | SPP_N | MISO_W | Internal | Shoulder | B15 | 1203 | 750 | 0 | 38.84 | 39.59 | 5 | 0
2025 | SPP_N_2_MISO_W | SPP_N | MISO_W | Internal | Summer | B1 | 10 | 750 | 0 | 70.77 | 68.45 | 5 | 0
2025 | SPP_N_2_MISO_W | SPP_N | MISO_W | Internal | Summer | B2 | 25 | 750 | 0 | 70.77 | 67.48 | 5 | 0
2025 | SPP_N_2_MISO_W | SPP_N | MISO_W | Internal | Summer | B3 | 75 | 750 | 0 | 70.77 | 67.48 | 5 | 0
2025 | SPP_N_2_MISO_W | SPP_N | MISO_W | Internal | Summer | B4 | 100 | 750 | 0 | 69.64 | 66.28 | 5 | 0
2025 | SPP_N_2_MISO_W | SPP_N | MISO_W | Internal | Summer | B5 | 200 | 750 | 0 | 66.79 | 60.94 | 5 | 0
2025 | SPP_N_2_MISO_W | SPP_N | MISO_W | Internal | Summer | B6 | 300 | 750 | 0 | 56.78 | 49.78 | 5 | 0
2025 | SPP_N_2_MISO_W | SPP_N | MISO_W | Internal | Summer | B7 | 400 | 750 | 0 | 47.39 | 41.27 | 5 | 0
2025 | SPP_N_2_MISO_W | SPP_N | MISO_W | Internal | Summer | B8 | 500 | 750 | 0 | 42.2 | 40.26 | 5 | 0
2025 | SPP_N_2_MISO_W | SPP_N | MISO_W | Internal | Summer | B9 | 800 | 750 | 0 | 41.36 | 38.73 | 5 | 0
2025 | SPP_N_2_MISO_W | SPP_N | MISO_W | Internal | Summer | B10 | 1262 | 750 | 0 | 38.55 | 35.66 | 5 | 0
2025 | SPP_N_2_MISO_W | SPP_N | MISO_W | Internal | Winter | B16 | 25 | 750 | 0 | 51.28 | 51.26 | 5 | 0
2025 | SPP_N_2_MISO_W | SPP_N | MISO_W | Internal | Winter | B17 | 100 | 750 | 0 | 45.86 | 50.33 | 5 | 0
2025 | SPP_N_2_MISO_W | SPP_N | MISO_W | Internal | Winter | B18 | 400 | 750 | 0 | 43.86 | 45.56 | 5 | 0
2025 | SPP_N_2_MISO_W | SPP_N | MISO_W | Internal | Winter | B19 | 700 | 750 | 0 | 42.44 | 44.7 | 5 | 0
2025 | SPP_N_2_MISO_W | SPP_N | MISO_W | Internal | Winter | B20 | 935 | 750 | 0 | 39.02 | 36.68 | 5 | 0
2025 | SPP_N_2_NE | SPP_N | NE | Internal | Shoulder | B11 | 25 | 1531 | 0 | 62.7 | 62.69 | 0.01 | 0
2025 | SPP_N_2_NE | SPP_N | NE | Internal | Shoulder | B12 | 200 | 1531 | 0 | 44.49 | 44.48 | 0.01 | 0
2025 | SPP_N_2_NE | SPP_N | NE | Internal | Shoulder | B13 | 600 | 1531 | 0 | 42.91 | 42.9 | 0.01 | 0
2025 | SPP_N_2_NE | SPP_N | NE | Internal | Shoulder | B14 | 900 | 1531 | 0 | 42.82 | 42.8 | 0.01 | 0
2025 | SPP_N_2_NE | SPP_N | NE | Internal | Shoulder | B15 | 1203 | 1531 | 0 | 38.84 | 38.83 | 0.01 | 0
2025 | SPP_N_2_NE | SPP_N | NE | Internal | Summer | B1 | 10 | 1531 | 0 | 70.77 | 70.75 | 0.01 | 0
2025 | SPP_N_2_NE | SPP_N | NE | Internal | Summer | B2 | 25 | 1531 | 0 | 70.77 | 69.63 | 0.01 | 0
2025 | SPP_N_2_NE | SPP_N | NE | Internal | Summer | B3 | 75 | 1531 | 0 | 70.77 | 70.75 | 0.01 | 0
2025 | SPP_N_2_NE | SPP_N | NE | Internal | Summer | B4 | 100 | 1531 | 0 | 69.64 | 69.63 | 0.01 | 0
2025 | SPP_N_2_NE | SPP_N | NE | Internal | Summer | B5 | 200 | 1531 | 0 | 66.79 | 66.78 | 0.01 | 0
2025 | SPP_N_2_NE | SPP_N | NE | Internal | Summer | B6 | 300 | 1531 | 0 | 56.78 | 56.77 | 0.01 | 0
2025 | SPP_N_2_NE | SPP_N | NE | Internal | Summer | B7 | 400 | 1531 | 0 | 47.39 | 47.38 | 0.01 | 0
2025 | SPP_N_2_NE | SPP_N | NE | Internal | Summer | B8 | 500 | 1531 | 0 | 42.2 | 42.19 | 0.01 | 0
2025 | SPP_N_2_NE | SPP_N | NE | Internal | Summer | B9 | 800 | 1531 | 0 | 41.36 | 41.34 | 0.01 | 0
2025 | SPP_N_2_NE | SPP_N | NE | Internal | Summer | B10 | 1262 | 1531 | 0 | 38.55 | 37.31 | 0.01 | 0
2025 | SPP_N_2_NE | SPP_N | NE | Internal | Winter | B16 | 25 | 1531 | 0 | 51.28 | 51.26 | 0.01 | 0
2025 | SPP_N_2_NE | SPP_N | NE | Internal | Winter | B17 | 100 | 1531 | 0 | 45.86 | 45.85 | 0.01 | 0
2025 | SPP_N_2_NE | SPP_N | NE | Internal | Winter | B18 | 400 | 1531 | 0 | 43.86 | 43.84 | 0.01 | 0
2025 | SPP_N_2_NE | SPP_N | NE | Internal | Winter | B19 | 700 | 1531 | 0 | 42.44 | 42.43 | 0.01 | 0
2025 | SPP_N_2_NE | SPP_N | NE | Internal | Winter | B20 | 935 | 1531 | 0 | 39.02 | 39.01 | 0.01 | 0
2025 | SPP_N_2_SPP_S | SPP_N | SPP_S | Internal | Shoulder | B11 | 25 | 4383 | 0 | 62.7 | 59.43 | 0.01 | 0
2025 | SPP_N_2_SPP_S | SPP_N | SPP_S | Internal | Shoulder | B12 | 200 | 4383 | 0 | 44.49 | 42.92 | 0.01 | 0
2025 | SPP_N_2_SPP_S | SPP_N | SPP_S | Internal | Shoulder | B13 | 600 | 4383 | 62.12 | 42.91 | 42.92 | 0.01 | 0
2025 | SPP_N_2_SPP_S | SPP_N | SPP_S | Internal | Shoulder | B14 | 900 | 4383 | 403.31 | 42.82 | 42.83 | 0.01 | 0
2025 | SPP_N_2_SPP_S | SPP_N | SPP_S | Internal | Shoulder | B15 | 1203 | 4383 | 1623.9 | 38.84 | 38.85 | 0.01 | 0
2025 | SPP_N_2_SPP_S | SPP_N | SPP_S | Internal | Summer | B1 | 10 | 4383 | 0 | 70.77 | 59.55 | 0.01 | 0
2025 | SPP_N_2_SPP_S | SPP_N | SPP_S | Internal | Summer | B2 | 25 | 4383 | 0 | 70.77 | 60.05 | 0.01 | 0
2025 | SPP_N_2_SPP_S | SPP_N | SPP_S | Internal | Summer | B3 | 75 | 4383 | 0 | 70.77 | 60.05 | 0.01 | 0
2025 | SPP_N_2_SPP_S | SPP_N | SPP_S | Internal | Summer | B4 | 100 | 4383 | 0 | 69.64 | 60.05 | 0.01 | 0
2025 | SPP_N_2_SPP_S | SPP_N | SPP_S | Internal | Summer | B5 | 200 | 4383 | 0 | 66.79 | 59.55 | 0.01 | 0
2025 | SPP_N_2_SPP_S | SPP_N | SPP_S | Internal | Summer | B6 | 300 | 4383 | 331.37 | 56.78 | 56.79 | 0.01 | 0
2025 | SPP_N_2_SPP_S | SPP_N | SPP_S | Internal | Summer | B7 | 400 | 4383 | 0 | 47.39 | 47.38 | 0.01 | 0
2025 | SPP_N_2_SPP_S | SPP_N | SPP_S | Internal | Summer | B8 | 500 | 4383 | 908.32 | 42.2 | 42.21 | 0.01 | 0
2025 | SPP_N_2_SPP_S | SPP_N | SPP_S | Internal | Summer | B9 | 800 | 4383 | 1651.5 | 41.36 | 41.37 | 0.01 | 0
2025 | SPP_N_2_SPP_S | SPP_N | SPP_S | Internal | Summer | B10 | 1262 | 4383 | 4383 | 38.55 | 39.03 | 0.01 | 0.47
2025 | SPP_N_2_SPP_S | SPP_N | SPP_S | Internal | Winter | B16 | 25 | 4383 | 0 | 51.28 | 45.98 | 0.01 | 0
2025 | SPP_N_2_SPP_S | SPP_N | SPP_S | Internal | Winter | B17 | 100 | 4383 | 176.41 | 45.86 | 45.87 | 0.01 | 0
2025 | SPP_N_2_SPP_S | SPP_N | SPP_S | Internal | Winter | B18 | 400 | 4383 | 747.1 | 43.86 | 43.87 | 0.01 | 0
2025 | SPP_N_2_SPP_S | SPP_N | SPP_S | Internal | Winter | B19 | 700 | 4383 | 394.02 | 42.44 | 42.46 | 0.01 | 0
2025 | SPP_N_2_SPP_S | SPP_N | SPP_S | Internal | Winter | B20 | 935 | 4383 | 2196.83 | 39.02 | 39.04 | 0.01 | 0
2025 | SPP_S_2_ENT | SPP_S | ENT | Internal | Shoulder | B11 | 25 | 850 | 0 | 59.43 | 63.17 | 5 | 0
2025 | SPP_S_2_ENT | SPP_S | ENT | Internal | Shoulder | B12 | 200 | 850 | 0 | 42.92 | 44.8 | 5 | 0
2025 | SPP_S_2_ENT | SPP_S | ENT | Internal | Shoulder | B13 | 600 | 850 | 0 | 42.92 | 44.8 | 5 | 0
2025 | SPP_S_2_ENT | SPP_S | ENT | Internal | Shoulder | B14 | 900 | 850 | 0 | 42.83 | 44.8 | 5 | 0
2025 | SPP_S_2_ENT | SPP_S | ENT | Internal | Shoulder | B15 | 1203 | 850 | 0 | 38.85 | 43.84 | 5 | 0
2025 | SPP_S_2_ENT | SPP_S | ENT | Internal | Summer | B1 | 10 | 850 | 850 | 59.55 | 75.77 | 5 | 11.21
2025 | SPP_S_2_ENT | SPP_S | ENT | Internal | Summer | B2 | 25 | 850 | 850 | 60.05 | 72.42 | 5 | 7.37
2025 | SPP_S_2_ENT | SPP_S | ENT | Internal | Summer | B3 | 75 | 850 | 850 | 60.05 | 65.95 | 5 | 0.89
2025 | SPP_S_2_ENT | SPP_S | ENT | Internal | Summer | B4 | 100 | 850 | 850 | 60.05 | 65.95 | 5 | 0.89
2025 | SPP_S_2_ENT | SPP_S | ENT | Internal | Summer | B5 | 200 | 850 | 0 | 59.55 | 63.82 | 5 | 0
2025 | SPP_S_2_ENT | SPP_S | ENT | Internal | Summer | B6 | 300 | 850 | 0 | 56.79 | 57.77 | 5 | 0
2025 | SPP_S_2_ENT | SPP_S | ENT | Internal | Summer | B7 | 400 | 850 | 0 | 47.38 | 47.2 | 5 | 0
2025 | SPP_S_2_ENT | SPP_S | ENT | Internal | Summer | B8 | 500 | 850 | 0 | 42.21 | 43.28 | 5 | 0
2025 | SPP_S_2_ENT | SPP_S | ENT | Internal | Summer | B9 | 800 | 850 | 0 | 41.37 | 43.28 | 5 | 0
2025 | SPP_S_2_ENT | SPP_S | ENT | Internal | Summer | B10 | 1262 | 850 | 0 | 39.03 | 42.97 | 5 | 0
2025 | SPP_S_2_ENT | SPP_S | ENT | Internal | Winter | B16 | 25 | 850 | 850 | 45.98 | 56.28 | 5 | 5.3
2025 | SPP_S_2_ENT | SPP_S | ENT | Internal | Winter | B17 | 100 | 850 | 0 | 45.87 | 47.79 | 5 | 0
2025 | SPP_S_2_ENT | SPP_S | ENT | Internal | Winter | B18 | 400 | 850 | 0 | 43.87 | 47.79 | 5 | 0
2025 | SPP_S_2_ENT | SPP_S | ENT | Internal | Winter | B19 | 700 | 850 | 0 | 42.46 | 47.44 | 5 | 0
2025 | SPP_S_2_ENT | SPP_S | ENT | Internal | Winter | B20 | 935 | 850 | 850 | 39.04 | 44.7 | 5 | 0.66
2025 | SPP_S_2_SPP_N | SPP_S | SPP_N | Internal | Shoulder | B11 | 25 | 1023 | 1023 | 59.43 | 62.7 | 0.01 | 3.26
2025 | SPP_S_2_SPP_N | SPP_S | SPP_N | Internal | Shoulder | B12 | 200 | 1023 | 1023 | 42.92 | 44.49 | 0.01 | 1.56
2025 | SPP_S_2_SPP_N | SPP_S | SPP_N | Internal | Shoulder | B13 | 600 | 1023 | 0 | 42.92 | 42.91 | 0.01 | 0
2025 | SPP_S_2_SPP_N | SPP_S | SPP_N | Internal | Shoulder | B14 | 900 | 1023 | 0 | 42.83 | 42.82 | 0.01 | 0
2025 | SPP_S_2_SPP_N | SPP_S | SPP_N | Internal | Shoulder | B15 | 1203 | 1023 | 0 | 38.85 | 38.84 | 0.01 | 0
2025 | SPP_S_2_SPP_N | SPP_S | SPP_N | Internal | Summer | B1 | 10 | 1023 | 1023 | 59.55 | 70.77 | 0.01 | 11.2
2025 | SPP_S_2_SPP_N | SPP_S | SPP_N | Internal | Summer | B2 | 25 | 1023 | 1023 | 60.05 | 70.77 | 0.01 | 10.7
2025 | SPP_S_2_SPP_N | SPP_S | SPP_N | Internal | Summer | B3 | 75 | 1023 | 1023 | 60.05 | 70.77 | 0.01 | 10.7
2025 | SPP_S_2_SPP_N | SPP_S | SPP_N | Internal | Summer | B4 | 100 | 1023 | 1023 | 60.05 | 69.64 | 0.01 | 9.57
2025 | SPP_S_2_SPP_N | SPP_S | SPP_N | Internal | Summer | B5 | 200 | 1023 | 1023 | 59.55 | 66.79 | 0.01 | 7.23
2025 | SPP_S_2_SPP_N | SPP_S | SPP_N | Internal | Summer | B6 | 300 | 1023 | 0 | 56.79 | 56.78 | 0.01 | 0
2025 | SPP_S_2_SPP_N | SPP_S | SPP_N | Internal | Summer | B7 | 400 | 1023 | 5.2 | 47.38 | 47.39 | 0.01 | 0
2025 | SPP_S_2_SPP_N | SPP_S | SPP_N | Internal | Summer | B8 | 500 | 1023 | 0 | 42.21 | 42.2 | 0.01 | 0
2025 | SPP_S_2_SPP_N | SPP_S | SPP_N | Internal | Summer | B9 | 800 | 1023 | 0 | 41.37 | 41.36 | 0.01 | 0
2025 | SPP_S_2_SPP_N | SPP_S | SPP_N | Internal | Summer | B10 | 1262 | 1023 | 0 | 39.03 | 38.55 | 0.01 | 0
2025 | SPP_S_2_SPP_N | SPP_S | SPP_N | Internal | Winter | B16 | 25 | 1023 | 1023 | 45.98 | 51.28 | 0.01 | 5.29
2025 | SPP_S_2_SPP_N | SPP_S | SPP_N | Internal | Winter | B17 | 100 | 1023 | 0 | 45.87 | 45.86 | 0.01 | 0
2025 | SPP_S_2_SPP_N | SPP_S | SPP_N | Internal | Winter | B18 | 400 | 1023 | 0 | 43.87 | 43.86 | 0.01 | 0
2025 | SPP_S_2_SPP_N | SPP_S | SPP_N | Internal | Winter | B19 | 700 | 1023 | 0 | 42.46 | 42.44 | 0.01 | 0
2025 | SPP_S_2_SPP_N | SPP_S | SPP_N | Internal | Winter | B20 | 935 | 1023 | 0 | 39.04 | 39.02 | 0.01 | 0
2025 | TVA_2_ENT | TVA | ENT | Internal | Shoulder | B11 | 25 | 500 | 262.5 | 54.17 | 63.17 | 9 | 0
2025 | TVA_2_ENT | TVA | ENT | Internal | Shoulder | B12 | 200 | 500 | 0 | 44.49 | 44.8 | 9 | 0
2025 | TVA_2_ENT | TVA | ENT | Internal | Shoulder | B13 | 600 | 500 | 0 | 43.61 | 44.8 | 9 | 0
2025 | TVA_2_ENT | TVA | ENT | Internal | Shoulder | B14 | 900 | 500 | 0 | 43.61 | 44.8 | 9 | 0
2025 | TVA_2_ENT | TVA | ENT | Internal | Shoulder | B15 | 1203 | 500 | 0 | 41.06 | 43.84 | 9 | 0
2025 | TVA_2_ENT | TVA | ENT | Internal | Summer | B1 | 10 | 500 | 0 | 76.48 | 75.77 | 9 | 0
2025 | TVA_2_ENT | TVA | ENT | Internal | Summer | B2 | 25 | 500 | 0 | 75.49 | 72.42 | 9 | 0
2025 | TVA_2_ENT | TVA | ENT | Internal | Summer | B3 | 75 | 500 | 0 | 71.47 | 65.95 | 9 | 0
2025 | TVA_2_ENT | TVA | ENT | Internal | Summer | B4 | 100 | 500 | 0 | 70.29 | 65.95 | 9 | 0
2025 | TVA_2_ENT | TVA | ENT | Internal | Summer | B5 | 200 | 500 | 25.65 | 54.82 | 63.82 | 9 | 0
2025 | TVA_2_ENT | TVA | ENT | Internal | Summer | B6 | 300 | 500 | 500 | 44.95 | 57.77 | 9 | 3.82
2025 | TVA_2_ENT | TVA | ENT | Internal | Summer | B7 | 400 | 500 | 0 | 43.12 | 47.2 | 9 | 0
2025 | TVA_2_ENT | TVA | ENT | Internal | Summer | B8 | 500 | 500 | 0 | 43.12 | 43.28 | 9 | 0
2025 | TVA_2_ENT | TVA | ENT | Internal | Summer | B9 | 800 | 500 | 0 | 40.77 | 43.28 | 9 | 0
2025 | TVA_2_ENT | TVA | ENT | Internal | Summer | B10 | 1262 | 500 | 0 | 36.4 | 42.97 | 9 | 0
2025 | TVA_2_ENT | TVA | ENT | Internal | Winter | B16 | 25 | 500 | 0 | 55.29 | 56.28 | 9 | 0
2025 | TVA_2_ENT | TVA | ENT | Internal | Winter | B17 | 100 | 500 | 0 | 48.41 | 47.79 | 9 | 0
2025 | TVA_2_ENT | TVA | ENT | Internal | Winter | B18 | 400 | 500 | 0 | 43.63 | 47.79 | 9 | 0
2025 | TVA_2_ENT | TVA | ENT | Internal | Winter | B19 | 700 | 500 | 0 | 43.63 | 47.44 | 9 | 0
2025 | TVA_2_ENT | TVA | ENT | Internal | Winter | B20 | 935 | 500 | 0 | 40.7 | 44.7 | 9 | 0
2025 | TVA_2_MISO_MO-IL | TVA | MISO_MO-IL | Internal | Shoulder | B11 | 25 | 50 | 0 | 54.17 | 55.71 | 9 | 0
2025 | TVA_2_MISO_MO-IL | TVA | MISO_MO-IL | Internal | Shoulder | B12 | 200 | 50 | 0 | 44.49 | 46.89 | 9 | 0
2025 | TVA_2_MISO_MO-IL | TVA | MISO_MO-IL | Internal | Shoulder | B13 | 600 | 50 | 0 | 43.61 | 42.9 | 9 | 0
2025 | TVA_2_MISO_MO-IL | TVA | MISO_MO-IL | Internal | Shoulder | B14 | 900 | 50 | 0 | 43.61 | 42.26 | 9 | 0
2025 | TVA_2_MISO_MO-IL | TVA | MISO_MO-IL | Internal | Shoulder | B15 | 1203 | 50 | 0 | 41.06 | 39.58 | 9 | 0
2025 | TVA_2_MISO_MO-IL | TVA | MISO_MO-IL | Internal | Summer | B1 | 10 | 50 | 0 | 76.48 | 68.46 | 9 | 0
2025 | TVA_2_MISO_MO-IL | TVA | MISO_MO-IL | Internal | Summer | B2 | 25 | 50 | 0 | 75.49 | 67.48 | 9 | 0
2025 | TVA_2_MISO_MO-IL | TVA | MISO_MO-IL | Internal | Summer | B3 | 75 | 50 | 0 | 71.47 | 66.27 | 9 | 0
2025 | TVA_2_MISO_MO-IL | TVA | MISO_MO-IL | Internal | Summer | B4 | 100 | 50 | 0 | 70.29 | 66.27 | 9 | 0
2025 | TVA_2_MISO_MO-IL | TVA | MISO_MO-IL | Internal | Summer | B5 | 200 | 50 | 0 | 54.82 | 60.93 | 9 | 0
2025 | TVA_2_MISO_MO-IL | TVA | MISO_MO-IL | Internal | Summer | B6 | 300 | 50 | 0 | 44.95 | 49.77 | 9 | 0
2025 | TVA_2_MISO_MO-IL | TVA | MISO_MO-IL | Internal | Summer | B7 | 400 | 50 | 0 | 43.12 | 41.27 | 9 | 0
2025 | TVA_2_MISO_MO-IL | TVA | MISO_MO-IL | Internal | Summer | B8 | 500 | 50 | 0 | 43.12 | 40.25 | 9 | 0
2025 | TVA_2_MISO_MO-IL | TVA | MISO_MO-IL | Internal | Summer | B9 | 800 | 50 | 0 | 40.77 | 38.71 | 9 | 0
2025 | TVA_2_MISO_MO-IL | TVA | MISO_MO-IL | Internal | Summer | B10 | 1262 | 50 | 0 | 36.4 | 35.68 | 9 | 0
2025 | TVA_2_MISO_MO-IL | TVA | MISO_MO-IL | Internal | Winter | B16 | 25 | 50 | 0 | 55.29 | 51.28 | 9 | 0
2025 | TVA_2_MISO_MO-IL | TVA | MISO_MO-IL | Internal | Winter | B17 | 100 | 50 | 0 | 48.41 | 50.34 | 9 | 0
2025 | TVA_2_MISO_MO-IL | TVA | MISO_MO-IL | Internal | Winter | B18 | 400 | 50 | 0 | 43.63 | 45.56 | 9 | 0
2025 | TVA_2_MISO_MO-IL | TVA | MISO_MO-IL | Internal | Winter | B19 | 700 | 50 | 0 | 43.63 | 44.66 | 9 | 0
2025 | TVA_2_MISO_MO-IL | TVA | MISO_MO-IL | Internal | Winter | B20 | 935 | 50 | 0 | 40.7 | 36.7 | 9 | 0
2025 | TVA_2_NonRTO_Midwest | TVA | NonRTO_Midwest | Internal | Shoulder | B11 | 25 | 100 | 100 | 54.17 | 63.7 | 9 | 0.53
2025 | TVA_2_NonRTO_Midwest | TVA | NonRTO_Midwest | Internal | Shoulder | B12 | 200 | 100 | 100 | 44.49 | 54.9 | 9 | 1.41
2025 | TVA_2_NonRTO_Midwest | TVA | NonRTO_Midwest | Internal | Shoulder | B13 | 600 | 100 | 0 | 43.61 | 50.91 | 9 | 0
2025 | TVA_2_NonRTO_Midwest | TVA | NonRTO_Midwest | Internal | Shoulder | B14 | 900 | 100 | 0 | 43.61 | 44.04 | 9 | 0
2025 | TVA_2_NonRTO_Midwest | TVA | NonRTO_Midwest | Internal | Shoulder | B15 | 1203 | 100 | 0 | 41.06 | 37.44 | 9 | 0
2025 | TVA_2_NonRTO_Midwest | TVA | NonRTO_Midwest | Internal | Summer | B1 | 10 | 100 | 0 | 76.48 | 72.57 | 9 | 0
2025 | TVA_2_NonRTO_Midwest | TVA | NonRTO_Midwest | Internal | Summer | B2 | 25 | 100 | 0 | 75.49 | 72.57 | 9 | 0
2025 | TVA_2_NonRTO_Midwest | TVA | NonRTO_Midwest | Internal | Summer | B3 | 75 | 100 | 0 | 71.47 | 72.57 | 9 | 0
2025 | TVA_2_NonRTO_Midwest | TVA | NonRTO_Midwest | Internal | Summer | B4 | 100 | 100 | 0 | 70.29 | 72.57 | 9 | 0
2025 | TVA_2_NonRTO_Midwest | TVA | NonRTO_Midwest | Internal | Summer | B5 | 200 | 100 | 100 | 54.82 | 68.93 | 9 | 5.11
2025 | TVA_2_NonRTO_Midwest | TVA | NonRTO_Midwest | Internal | Summer | B6 | 300 | 100 | 100 | 44.95 | 57.77 | 9 | 3.82
2025 | TVA_2_NonRTO_Midwest | TVA | NonRTO_Midwest | Internal | Summer | B7 | 400 | 100 | 0 | 43.12 | 49.28 | 9 | 0
2025 | TVA_2_NonRTO_Midwest | TVA | NonRTO_Midwest | Internal | Summer | B8 | 500 | 100 | 0 | 43.12 | 43.2 | 9 | 0
2025 | TVA_2_NonRTO_Midwest | TVA | NonRTO_Midwest | Internal | Summer | B9 | 800 | 100 | 0 | 40.77 | 37.44 | 9 | 0
2025 | TVA_2_NonRTO_Midwest | TVA | NonRTO_Midwest | Internal | Summer | B10 | 1262 | 100 | 0 | 36.4 | 33.79 | 9 | 0
2025 | TVA_2_NonRTO_Midwest | TVA | NonRTO_Midwest | Internal | Winter | B16 | 25 | 100 | 0 | 55.29 | 59.3 | 9 | 0
2025 | TVA_2_NonRTO_Midwest | TVA | NonRTO_Midwest | Internal | Winter | B17 | 100 | 100 | 100 | 48.41 | 58.61 | 9 | 1.2
2025 | TVA_2_NonRTO_Midwest | TVA | NonRTO_Midwest | Internal | Winter | B18 | 400 | 100 | 100 | 43.63 | 53.58 | 9 | 0.95
2025 | TVA_2_NonRTO_Midwest | TVA | NonRTO_Midwest | Internal | Winter | B19 | 700 | 100 | 0 | 43.63 | 44.04 | 9 | 0
2025 | TVA_2_NonRTO_Midwest | TVA | NonRTO_Midwest | Internal | Winter | B20 | 935 | 100 | 0 | 40.7 | 37.08 | 9 | 0
2025 | TVA_2_SOCO | TVA | SOCO | Internal | Shoulder | B11 | 25 | 500 | 500 | 54.17 | 67.24 | 9 | 4.07
2025 | TVA_2_SOCO | TVA | SOCO | Internal | Shoulder | B12 | 200 | 500 | 0 | 44.49 | 44.95 | 9 | 0
2025 | TVA_2_SOCO | TVA | SOCO | Internal | Shoulder | B13 | 600 | 500 | 0 | 43.61 | 44.95 | 9 | 0
2025 | TVA_2_SOCO | TVA | SOCO | Internal | Shoulder | B14 | 900 | 500 | 0 | 43.61 | 44.95 | 9 | 0
2025 | TVA_2_SOCO | TVA | SOCO | Internal | Shoulder | B15 | 1203 | 500 | 0 | 41.06 | 44.95 | 9 | 0
2025 | TVA_2_SOCO | TVA | SOCO | Internal | Summer | B1 | 10 | 500 | 0 | 76.48 | 84.58 | 9 | 0
2025 | TVA_2_SOCO | TVA | SOCO | Internal | Summer | B2 | 25 | 500 | 0 | 75.49 | 73.95 | 9 | 0
2025 | TVA_2_SOCO | TVA | SOCO | Internal | Summer | B3 | 75 | 500 | 0 | 71.47 | 73.95 | 9 | 0
2025 | TVA_2_SOCO | TVA | SOCO | Internal | Summer | B4 | 100 | 500 | 0 | 70.29 | 73.95 | 9 | 0
2025 | TVA_2_SOCO | TVA | SOCO | Internal | Summer | B5 | 200 | 500 | 500 | 54.82 | 71.82 | 9 | 8
2025 | TVA_2_SOCO | TVA | SOCO | Internal | Summer | B6 | 300 | 500 | 500 | 44.95 | 60.44 | 9 | 6.48
2025 | TVA_2_SOCO | TVA | SOCO | Internal | Summer | B7 | 400 | 500 | 500 | 43.12 | 55.2 | 9 | 3.08
2025 | TVA_2_SOCO | TVA | SOCO | Internal | Summer | B8 | 500 | 500 | 0 | 43.12 | 44.25 | 9 | 0
2025 | TVA_2_SOCO | TVA | SOCO | Internal | Summer | B9 | 800 | 500 | 0 | 40.77 | 43.55 | 9 | 0
2025 | TVA_2_SOCO | TVA | SOCO | Internal | Summer | B10 | 1262 | 500 | 0 | 36.4 | 43.55 | 9 | 0
2025 | TVA_2_SOCO | TVA | SOCO | Internal | Winter | B16 | 25 | 500 | 0 | 55.29 | 64.28 | 9 | 0
2025 | TVA_2_SOCO | TVA | SOCO | Internal | Winter | B17 | 100 | 500 | 0 | 48.41 | 47.83 | 9 | 0
2025 | TVA_2_SOCO | TVA | SOCO | Internal | Winter | B18 | 400 | 500 | 0 | 43.63 | 47.83 | 9 | 0
2025 | TVA_2_SOCO | TVA | SOCO | Internal | Winter | B19 | 700 | 500 | 0 | 43.63 | 47.83 | 9 | 0
2025 | TVA_2_SOCO | TVA | SOCO | Internal | Winter | B20 | 935 | 500 | 0 | 40.7 | 44.05 | 9 | 0
2025 | TVA_2_VACAR | TVA | VACAR | Internal | Shoulder | B11 | 25 | 150 | 0 | 54.17 | 60.24 | 9 | 0
2025 | TVA_2_VACAR | TVA | VACAR | Internal | Shoulder | B12 | 200 | 150 | 0 | 44.49 | 50.9 | 9 | 0
2025 | TVA_2_VACAR | TVA | VACAR | Internal | Shoulder | B13 | 600 | 150 | 0 | 43.61 | 47.8 | 9 | 0
2025 | TVA_2_VACAR | TVA | VACAR | Internal | Shoulder | B14 | 900 | 150 | 0 | 43.61 | 45.48 | 9 | 0
2025 | TVA_2_VACAR | TVA | VACAR | Internal | Shoulder | B15 | 1203 | 150 | 0 | 41.06 | 42.45 | 9 | 0
2025 | TVA_2_VACAR | TVA | VACAR | Internal | Summer | B1 | 10 | 150 | 0 | 76.48 | 77.58 | 9 | 0
2025 | TVA_2_VACAR | TVA | VACAR | Internal | Summer | B2 | 25 | 150 | 0 | 75.49 | 77.58 | 9 | 0
2025 | TVA_2_VACAR | TVA | VACAR | Internal | Summer | B3 | 75 | 150 | 0 | 71.47 | 77.58 | 9 | 0
2025 | TVA_2_VACAR | TVA | VACAR | Internal | Summer | B4 | 100 | 150 | 0 | 70.29 | 76.09 | 9 | 0
2025 | TVA_2_VACAR | TVA | VACAR | Internal | Summer | B5 | 200 | 150 | 150 | 54.82 | 64.91 | 9 | 1.09
2025 | TVA_2_VACAR | TVA | VACAR | Internal | Summer | B6 | 300 | 150 | 0 | 44.95 | 53.77 | 9 | 0
2025 | TVA_2_VACAR | TVA | VACAR | Internal | Summer | B7 | 400 | 150 | 0 | 43.12 | 48.2 | 9 | 0
2025 | TVA_2_VACAR | TVA | VACAR | Internal | Summer | B8 | 500 | 150 | 0 | 43.12 | 45.56 | 9 | 0
2025 | TVA_2_VACAR | TVA | VACAR | Internal | Summer | B9 | 800 | 150 | 0 | 40.77 | 42.82 | 9 | 0
2025 | TVA_2_VACAR | TVA | VACAR | Internal | Summer | B10 | 1262 | 150 | 0 | 36.4 | 39.71 | 9 | 0
2025 | TVA_2_VACAR | TVA | VACAR | Internal | Winter | B16 | 25 | 150 | 0 | 55.29 | 64.28 | 9 | 0
2025 | TVA_2_VACAR | TVA | VACAR | Internal | Winter | B17 | 100 | 150 | 0 | 48.41 | 54.62 | 9 | 0
2025 | TVA_2_VACAR | TVA | VACAR | Internal | Winter | B18 | 400 | 150 | 0 | 43.63 | 48.99 | 9 | 0
2025 | TVA_2_VACAR | TVA | VACAR | Internal | Winter | B19 | 700 | 150 | 0 | 43.63 | 47.06 | 9 | 0
2025 | TVA_2_VACAR | TVA | VACAR | Internal | Winter | B20 | 935 | 150 | 0 | 40.7 | 40.68 | 9 | 0
2025 | TVA_Transmission_2_ENT | TVA_Transmission | ENT | Internal | Shoulder | B11 | 25 | 3000 | 0 | 58.38 | 63.17 | 9 | 0
2025 | TVA_Transmission_2_ENT | TVA_Transmission | ENT | Internal | Shoulder | B12 | 200 | 3000 | 0 | 48.43 | 44.8 | 9 | 0
2025 | TVA_Transmission_2_ENT | TVA_Transmission | ENT | Internal | Shoulder | B13 | 600 | 3000 | 0 | 46.04 | 44.8 | 9 | 0
2025 | TVA_Transmission_2_ENT | TVA_Transmission | ENT | Internal | Shoulder | B14 | 900 | 3000 | 0 | 45.24 | 44.8 | 9 | 0
2025 | TVA_Transmission_2_ENT | TVA_Transmission | ENT | Internal | Shoulder | B15 | 1203 | 3000 | 0 | 42.04 | 43.84 | 9 | 0
2025 | TVA_Transmission_2_ENT | TVA_Transmission | ENT | Internal | Summer | B1 | 10 | 3000 | 0 | 76.46 | 75.77 | 9 | 0
2025 | TVA_Transmission_2_ENT | TVA_Transmission | ENT | Internal | Summer | B2 | 25 | 3000 | 0 | 75.48 | 72.42 | 9 | 0
2025 | TVA_Transmission_2_ENT | TVA_Transmission | ENT | Internal | Summer | B3 | 75 | 3000 | 0 | 71.45 | 65.95 | 9 | 0
2025 | TVA_Transmission_2_ENT | TVA_Transmission | ENT | Internal | Summer | B4 | 100 | 3000 | 0 | 70.28 | 65.95 | 9 | 0
2025 | TVA_Transmission_2_ENT | TVA_Transmission | ENT | Internal | Summer | B5 | 200 | 3000 | 0 | 64 | 63.82 | 9 | 0
2025 | TVA_Transmission_2_ENT | TVA_Transmission | ENT | Internal | Summer | B6 | 300 | 3000 | 0 | 52.88 | 57.77 | 9 | 0
2025 | TVA_Transmission_2_ENT | TVA_Transmission | ENT | Internal | Summer | B7 | 400 | 3000 | 0 | 47.2 | 47.2 | 9 | 0
2025 | TVA_Transmission_2_ENT | TVA_Transmission | ENT | Internal | Summer | B8 | 500 | 3000 | 0 | 44.21 | 43.28 | 9 | 0
2025 | TVA_Transmission_2_ENT | TVA_Transmission | ENT | Internal | Summer | B9 | 800 | 3000 | 0 | 41.72 | 43.28 | 9 | 0
2025 | TVA_Transmission_2_ENT | TVA_Transmission | ENT | Internal | Summer | B10 | 1262 | 3000 | 0 | 38.24 | 42.97 | 9 | 0
2025 | TVA_Transmission_2_ENT | TVA_Transmission | ENT | Internal | Winter | B16 | 25 | 3000 | 0 | 55.28 | 56.28 | 9 | 0
2025 | TVA_Transmission_2_ENT | TVA_Transmission | ENT | Internal | Winter | B17 | 100 | 3000 | 0 | 52.04 | 47.79 | 9 | 0
2025 | TVA_Transmission_2_ENT | TVA_Transmission | ENT | Internal | Winter | B18 | 400 | 3000 | 0 | 48.3 | 47.79 | 9 | 0
2025 | TVA_Transmission_2_ENT | TVA_Transmission | ENT | Internal | Winter | B19 | 700 | 3000 | 0 | 46.28 | 47.44 | 9 | 0
2025 | TVA_Transmission_2_ENT | TVA_Transmission | ENT | Internal | Winter | B20 | 935 | 3000 | 0 | 40.68 | 44.7 | 9 | 0
2025 | TVA_Transmission_2_MISO_MO-IL | TVA_Transmission | MISO_MO-IL | Internal | Shoulder | B11 | 25 | 4000 | 0 | 58.38 | 55.71 | 9 | 0
2025 | TVA_Transmission_2_MISO_MO-IL | TVA_Transmission | MISO_MO-IL | Internal | Shoulder | B12 | 200 | 4000 | 0 | 48.43 | 46.89 | 9 | 0
2025 | TVA_Transmission_2_MISO_MO-IL | TVA_Transmission | MISO_MO-IL | Internal | Shoulder | B13 | 600 | 4000 | 0 | 46.04 | 42.9 | 9 | 0
2025 | TVA_Transmission_2_MISO_MO-IL | TVA_Transmission | MISO_MO-IL | Internal | Shoulder | B14 | 900 | 4000 | 0 | 45.24 | 42.26 | 9 | 0
2025 | TVA_Transmission_2_MISO_MO-IL | TVA_Transmission | MISO_MO-IL | Internal | Shoulder | B15 | 1203 | 4000 | 0 | 42.04 | 39.58 | 9 | 0
2025 | TVA_Transmission_2_MISO_MO-IL | TVA_Transmission | MISO_MO-IL | Internal | Summer | B1 | 10 | 4000 | 0 | 76.46 | 68.46 | 9 | 0
2025 | TVA_Transmission_2_MISO_MO-IL | TVA_Transmission | MISO_MO-IL | Internal | Summer | B2 | 25 | 4000 | 0 | 75.48 | 67.48 | 9 | 0
2025 | TVA_Transmission_2_MISO_MO-IL | TVA_Transmission | MISO_MO-IL | Internal | Summer | B3 | 75 | 4000 | 0 | 71.45 | 66.27 | 9 | 0
2025 | TVA_Transmission_2_MISO_MO-IL | TVA_Transmission | MISO_MO-IL | Internal | Summer | B4 | 100 | 4000 | 0 | 70.28 | 66.27 | 9 | 0
2025 | TVA_Transmission_2_MISO_MO-IL | TVA_Transmission | MISO_MO-IL | Internal | Summer | B5 | 200 | 4000 | 0 | 64 | 60.93 | 9 | 0
2025 | TVA_Transmission_2_MISO_MO-IL | TVA_Transmission | MISO_MO-IL | Internal | Summer | B6 | 300 | 4000 | 0 | 52.88 | 49.77 | 9 | 0
2025 | TVA_Transmission_2_MISO_MO-IL | TVA_Transmission | MISO_MO-IL | Internal | Summer | B7 | 400 | 4000 | 0 | 47.2 | 41.27 | 9 | 0
2025 | TVA_Transmission_2_MISO_MO-IL | TVA_Transmission | MISO_MO-IL | Internal | Summer | B8 | 500 | 4000 | 0 | 44.21 | 40.25 | 9 | 0
2025 | TVA_Transmission_2_MISO_MO-IL | TVA_Transmission | MISO_MO-IL | Internal | Summer | B9 | 800 | 4000 | 0 | 41.72 | 38.71 | 9 | 0
2025 | TVA_Transmission_2_MISO_MO-IL | TVA_Transmission | MISO_MO-IL | Internal | Summer | B10 | 1262 | 4000 | 0 | 38.24 | 35.68 | 9 | 0
2025 | TVA_Transmission_2_MISO_MO-IL | TVA_Transmission | MISO_MO-IL | Internal | Winter | B16 | 25 | 4000 | 0 | 55.28 | 51.28 | 9 | 0
2025 | TVA_Transmission_2_MISO_MO-IL | TVA_Transmission | MISO_MO-IL | Internal | Winter | B17 | 100 | 4000 | 0 | 52.04 | 50.34 | 9 | 0
2025 | TVA_Transmission_2_MISO_MO-IL | TVA_Transmission | MISO_MO-IL | Internal | Winter | B18 | 400 | 4000 | 0 | 48.3 | 45.56 | 9 | 0
2025 | TVA_Transmission_2_MISO_MO-IL | TVA_Transmission | MISO_MO-IL | Internal | Winter | B19 | 700 | 4000 | 0 | 46.28 | 44.66 | 9 | 0
2025 | TVA_Transmission_2_MISO_MO-IL | TVA_Transmission | MISO_MO-IL | Internal | Winter | B20 | 935 | 4000 | 0 | 40.68 | 36.7 | 9 | 0
2025 | TVA_Transmission_2_NonRTO_Midwest | TVA_Transmission | NonRTO_Midwest | Internal | Shoulder | B11 | 25 | 700 | 0 | 58.38 | 63.7 | 9 | 0
2025 | TVA_Transmission_2_NonRTO_Midwest | TVA_Transmission | NonRTO_Midwest | Internal | Shoulder | B12 | 200 | 700 | 0 | 48.43 | 54.9 | 9 | 0
2025 | TVA_Transmission_2_NonRTO_Midwest | TVA_Transmission | NonRTO_Midwest | Internal | Shoulder | B13 | 600 | 700 | 0 | 46.04 | 50.91 | 9 | 0
2025 | TVA_Transmission_2_NonRTO_Midwest | TVA_Transmission | NonRTO_Midwest | Internal | Shoulder | B14 | 900 | 700 | 0 | 45.24 | 44.04 | 9 | 0
2025 | TVA_Transmission_2_NonRTO_Midwest | TVA_Transmission | NonRTO_Midwest | Internal | Shoulder | B15 | 1203 | 700 | 0 | 42.04 | 37.44 | 9 | 0
2025 | TVA_Transmission_2_NonRTO_Midwest | TVA_Transmission | NonRTO_Midwest | Internal | Summer | B1 | 10 | 700 | 0 | 76.46 | 72.57 | 9 | 0
2025 | TVA_Transmission_2_NonRTO_Midwest | TVA_Transmission | NonRTO_Midwest | Internal | Summer | B2 | 25 | 700 | 0 | 75.48 | 72.57 | 9 | 0
2025 | TVA_Transmission_2_NonRTO_Midwest | TVA_Transmission | NonRTO_Midwest | Internal | Summer | B3 | 75 | 700 | 0 | 71.45 | 72.57 | 9 | 0
2025 | TVA_Transmission_2_NonRTO_Midwest | TVA_Transmission | NonRTO_Midwest | Internal | Summer | B4 | 100 | 700 | 0 | 70.28 | 72.57 | 9 | 0
2025 | TVA_Transmission_2_NonRTO_Midwest | TVA_Transmission | NonRTO_Midwest | Internal | Summer | B5 | 200 | 700 | 0 | 64 | 68.93 | 9 | 0
2025 | TVA_Transmission_2_NonRTO_Midwest | TVA_Transmission | NonRTO_Midwest | Internal | Summer | B6 | 300 | 700 | 0 | 52.88 | 57.77 | 9 | 0
2025 | TVA_Transmission_2_NonRTO_Midwest | TVA_Transmission | NonRTO_Midwest | Internal | Summer | B7 | 400 | 700 | 0 | 47.2 | 49.28 | 9 | 0
2025 | TVA_Transmission_2_NonRTO_Midwest | TVA_Transmission | NonRTO_Midwest | Internal | Summer | B8 | 500 | 700 | 0 | 44.21 | 43.2 | 9 | 0
2025 | TVA_Transmission_2_NonRTO_Midwest | TVA_Transmission | NonRTO_Midwest | Internal | Summer | B9 | 800 | 700 | 0 | 41.72 | 37.44 | 9 | 0
2025 | TVA_Transmission_2_NonRTO_Midwest | TVA_Transmission | NonRTO_Midwest | Internal | Summer | B10 | 1262 | 700 | 0 | 38.24 | 33.79 | 9 | 0
2025 | TVA_Transmission_2_NonRTO_Midwest | TVA_Transmission | NonRTO_Midwest | Internal | Winter | B16 | 25 | 700 | 0 | 55.28 | 59.3 | 9 | 0
2025 | TVA_Transmission_2_NonRTO_Midwest | TVA_Transmission | NonRTO_Midwest | Internal | Winter | B17 | 100 | 700 | 0 | 52.04 | 58.61 | 9 | 0
2025 | TVA_Transmission_2_NonRTO_Midwest | TVA_Transmission | NonRTO_Midwest | Internal | Winter | B18 | 400 | 700 | 0 | 48.3 | 53.58 | 9 | 0
2025 | TVA_Transmission_2_NonRTO_Midwest | TVA_Transmission | NonRTO_Midwest | Internal | Winter | B19 | 700 | 700 | 0 | 46.28 | 44.04 | 9 | 0
2025 | TVA_Transmission_2_NonRTO_Midwest | TVA_Transmission | NonRTO_Midwest | Internal | Winter | B20 | 935 | 700 | 0 | 40.68 | 37.08 | 9 | 0
2025 | TVA_Transmission_2_SOCO | TVA_Transmission | SOCO | Internal | Shoulder | B11 | 25 | 3200 | 0 | 58.38 | 67.24 | 9 | 0
2025 | TVA_Transmission_2_SOCO | TVA_Transmission | SOCO | Internal | Shoulder | B12 | 200 | 3200 | 0 | 48.43 | 44.95 | 9 | 0
2025 | TVA_Transmission_2_SOCO | TVA_Transmission | SOCO | Internal | Shoulder | B13 | 600 | 3200 | 0 | 46.04 | 44.95 | 9 | 0
2025 | TVA_Transmission_2_SOCO | TVA_Transmission | SOCO | Internal | Shoulder | B14 | 900 | 3200 | 0 | 45.24 | 44.95 | 9 | 0
2025 | TVA_Transmission_2_SOCO | TVA_Transmission | SOCO | Internal | Shoulder | B15 | 1203 | 3200 | 0 | 42.04 | 44.95 | 9 | 0
2025 | TVA_Transmission_2_SOCO | TVA_Transmission | SOCO | Internal | Summer | B1 | 10 | 3200 | 0 | 76.46 | 84.58 | 9 | 0
2025 | TVA_Transmission_2_SOCO | TVA_Transmission | SOCO | Internal | Summer | B2 | 25 | 3200 | 0 | 75.48 | 73.95 | 9 | 0
2025 | TVA_Transmission_2_SOCO | TVA_Transmission | SOCO | Internal | Summer | B3 | 75 | 3200 | 0 | 71.45 | 73.95 | 9 | 0
2025 | TVA_Transmission_2_SOCO | TVA_Transmission | SOCO | Internal | Summer | B4 | 100 | 3200 | 0 | 70.28 | 73.95 | 9 | 0
2025 | TVA_Transmission_2_SOCO | TVA_Transmission | SOCO | Internal | Summer | B5 | 200 | 3200 | 0 | 64 | 71.82 | 9 | 0
2025 | TVA_Transmission_2_SOCO | TVA_Transmission | SOCO | Internal | Summer | B6 | 300 | 3200 | 0 | 52.88 | 60.44 | 9 | 0
2025 | TVA_Transmission_2_SOCO | TVA_Transmission | SOCO | Internal | Summer | B7 | 400 | 3200 | 0 | 47.2 | 55.2 | 9 | 0
2025 | TVA_Transmission_2_SOCO | TVA_Transmission | SOCO | Internal | Summer | B8 | 500 | 3200 | 0 | 44.21 | 44.25 | 9 | 0
2025 | TVA_Transmission_2_SOCO | TVA_Transmission | SOCO | Internal | Summer | B9 | 800 | 3200 | 0 | 41.72 | 43.55 | 9 | 0
2025 | TVA_Transmission_2_SOCO | TVA_Transmission | SOCO | Internal | Summer | B10 | 1262 | 3200 | 0 | 38.24 | 43.55 | 9 | 0
2025 | TVA_Transmission_2_SOCO | TVA_Transmission | SOCO | Internal | Winter | B16 | 25 | 3200 | 133.77 | 55.28 | 64.28 | 9 | 0
2025 | TVA_Transmission_2_SOCO | TVA_Transmission | SOCO | Internal | Winter | B17 | 100 | 3200 | 0 | 52.04 | 47.83 | 9 | 0
2025 | TVA_Transmission_2_SOCO | TVA_Transmission | SOCO | Internal | Winter | B18 | 400 | 3200 | 0 | 48.3 | 47.83 | 9 | 0
2025 | TVA_Transmission_2_SOCO | TVA_Transmission | SOCO | Internal | Winter | B19 | 700 | 3200 | 0 | 46.28 | 47.83 | 9 | 0
2025 | TVA_Transmission_2_SOCO | TVA_Transmission | SOCO | Internal | Winter | B20 | 935 | 3200 | 0 | 40.68 | 44.05 | 9 | 0
2025 | TVA_Transmission_2_TVA | TVA_Transmission | TVA | Internal | Shoulder | B11 | 25 | 99999 | 0 | 58.38 | 54.17 | 0.01 | 0
2025 | TVA_Transmission_2_TVA | TVA_Transmission | TVA | Internal | Shoulder | B12 | 200 | 99999 | 0 | 48.43 | 44.49 | 0.01 | 0
2025 | TVA_Transmission_2_TVA | TVA_Transmission | TVA | Internal | Shoulder | B13 | 600 | 99999 | 0 | 46.04 | 43.61 | 0.01 | 0
2025 | TVA_Transmission_2_TVA | TVA_Transmission | TVA | Internal | Shoulder | B14 | 900 | 99999 | 0 | 45.24 | 43.61 | 0.01 | 0
2025 | TVA_Transmission_2_TVA | TVA_Transmission | TVA | Internal | Shoulder | B15 | 1203 | 99999 | 0 | 42.04 | 41.06 | 0.01 | 0
2025 | TVA_Transmission_2_TVA | TVA_Transmission | TVA | Internal | Summer | B1 | 10 | 99999 | 4169.06 | 76.46 | 76.48 | 0.01 | 0
2025 | TVA_Transmission_2_TVA | TVA_Transmission | TVA | Internal | Summer | B2 | 25 | 99999 | 3339.35 | 75.48 | 75.49 | 0.01 | 0
2025 | TVA_Transmission_2_TVA | TVA_Transmission | TVA | Internal | Summer | B3 | 75 | 99999 | 1704.34 | 71.45 | 71.47 | 0.01 | 0
2025 | TVA_Transmission_2_TVA | TVA_Transmission | TVA | Internal | Summer | B4 | 100 | 99999 | 950.17 | 70.28 | 70.29 | 0.01 | 0
2025 | TVA_Transmission_2_TVA | TVA_Transmission | TVA | Internal | Summer | B5 | 200 | 99999 | 0 | 64 | 54.82 | 0.01 | 0
2025 | TVA_Transmission_2_TVA | TVA_Transmission | TVA | Internal | Summer | B6 | 300 | 99999 | 0 | 52.88 | 44.95 | 0.01 | 0
2025 | TVA_Transmission_2_TVA | TVA_Transmission | TVA | Internal | Summer | B7 | 400 | 99999 | 0 | 47.2 | 43.12 | 0.01 | 0
2025 | TVA_Transmission_2_TVA | TVA_Transmission | TVA | Internal | Summer | B8 | 500 | 99999 | 0 | 44.21 | 43.12 | 0.01 | 0
2025 | TVA_Transmission_2_TVA | TVA_Transmission | TVA | Internal | Summer | B9 | 800 | 99999 | 0 | 41.72 | 40.77 | 0.01 | 0
2025 | TVA_Transmission_2_TVA | TVA_Transmission | TVA | Internal | Summer | B10 | 1262 | 99999 | 0 | 38.24 | 36.4 | 0.01 | 0
2025 | TVA_Transmission_2_TVA | TVA_Transmission | TVA | Internal | Winter | B16 | 25 | 99999 | 625.4 | 55.28 | 55.29 | 0.01 | 0
2025 | TVA_Transmission_2_TVA | TVA_Transmission | TVA | Internal | Winter | B17 | 100 | 99999 | 0 | 52.04 | 48.41 | 0.01 | 0
2025 | TVA_Transmission_2_TVA | TVA_Transmission | TVA | Internal | Winter | B18 | 400 | 99999 | 0 | 48.3 | 43.63 | 0.01 | 0
2025 | TVA_Transmission_2_TVA | TVA_Transmission | TVA | Internal | Winter | B19 | 700 | 99999 | 0 | 46.28 | 43.63 | 0.01 | 0
2025 | TVA_Transmission_2_TVA | TVA_Transmission | TVA | Internal | Winter | B20 | 935 | 99999 | 877.78 | 40.68 | 40.7 | 0.01 | 0
2025 | TVA_Transmission_2_VACAR | TVA_Transmission | VACAR | Internal | Shoulder | B11 | 25 | 900 | 0 | 58.38 | 60.24 | 9 | 0
2025 | TVA_Transmission_2_VACAR | TVA_Transmission | VACAR | Internal | Shoulder | B12 | 200 | 900 | 0 | 48.43 | 50.9 | 9 | 0
2025 | TVA_Transmission_2_VACAR | TVA_Transmission | VACAR | Internal | Shoulder | B13 | 600 | 900 | 0 | 46.04 | 47.8 | 9 | 0
2025 | TVA_Transmission_2_VACAR | TVA_Transmission | VACAR | Internal | Shoulder | B14 | 900 | 900 | 0 | 45.24 | 45.48 | 9 | 0
2025 | TVA_Transmission_2_VACAR | TVA_Transmission | VACAR | Internal | Shoulder | B15 | 1203 | 900 | 0 | 42.04 | 42.45 | 9 | 0
2025 | TVA_Transmission_2_VACAR | TVA_Transmission | VACAR | Internal | Summer | B1 | 10 | 900 | 0 | 76.46 | 77.58 | 9 | 0
2025 | TVA_Transmission_2_VACAR | TVA_Transmission | VACAR | Internal | Summer | B2 | 25 | 900 | 0 | 75.48 | 77.58 | 9 | 0
2025 | TVA_Transmission_2_VACAR | TVA_Transmission | VACAR | Internal | Summer | B3 | 75 | 900 | 0 | 71.45 | 77.58 | 9 | 0
2025 | TVA_Transmission_2_VACAR | TVA_Transmission | VACAR | Internal | Summer | B4 | 100 | 900 | 0 | 70.28 | 76.09 | 9 | 0
2025 | TVA_Transmission_2_VACAR | TVA_Transmission | VACAR | Internal | Summer | B5 | 200 | 900 | 0 | 64 | 64.91 | 9 | 0
2025 | TVA_Transmission_2_VACAR | TVA_Transmission | VACAR | Internal | Summer | B6 | 300 | 900 | 0 | 52.88 | 53.77 | 9 | 0
2025 | TVA_Transmission_2_VACAR | TVA_Transmission | VACAR | Internal | Summer | B7 | 400 | 900 | 0 | 47.2 | 48.2 | 9 | 0
2025 | TVA_Transmission_2_VACAR | TVA_Transmission | VACAR | Internal | Summer | B8 | 500 | 900 | 0 | 44.21 | 45.56 | 9 | 0
2025 | TVA_Transmission_2_VACAR | TVA_Transmission | VACAR | Internal | Summer | B9 | 800 | 900 | 0 | 41.72 | 42.82 | 9 | 0
2025 | TVA_Transmission_2_VACAR | TVA_Transmission | VACAR | Internal | Summer | B10 | 1262 | 900 | 0 | 38.24 | 39.71 | 9 | 0
2025 | TVA_Transmission_2_VACAR | TVA_Transmission | VACAR | Internal | Winter | B16 | 25 | 900 | 23.45 | 55.28 | 64.28 | 9 | 0
2025 | TVA_Transmission_2_VACAR | TVA_Transmission | VACAR | Internal | Winter | B17 | 100 | 900 | 0 | 52.04 | 54.62 | 9 | 0
2025 | TVA_Transmission_2_VACAR | TVA_Transmission | VACAR | Internal | Winter | B18 | 400 | 900 | 0 | 48.3 | 48.99 | 9 | 0
2025 | TVA_Transmission_2_VACAR | TVA_Transmission | VACAR | Internal | Winter | B19 | 700 | 900 | 0 | 46.28 | 47.06 | 9 | 0
2025 | TVA_Transmission_2_VACAR | TVA_Transmission | VACAR | Internal | Winter | B20 | 935 | 900 | 0 | 40.68 | 40.68 | 9 | 0
2025 | VACAR_2_PJM_ROR | VACAR | PJM_ROR | Internal | Shoulder | B11 | 25 | 2000 | 0 | 60.24 | 52.51 | 7 | 0
2025 | VACAR_2_PJM_ROR | VACAR | PJM_ROR | Internal | Shoulder | B12 | 200 | 2000 | 0 | 50.9 | 44.9 | 7 | 0
2025 | VACAR_2_PJM_ROR | VACAR | PJM_ROR | Internal | Shoulder | B13 | 600 | 2000 | 0 | 47.8 | 42.08 | 7 | 0
2025 | VACAR_2_PJM_ROR | VACAR | PJM_ROR | Internal | Shoulder | B14 | 900 | 2000 | 0 | 45.48 | 41.37 | 7 | 0
2025 | VACAR_2_PJM_ROR | VACAR | PJM_ROR | Internal | Shoulder | B15 | 1203 | 2000 | 0 | 42.45 | 37.6 | 7 | 0
2025 | VACAR_2_PJM_ROR | VACAR | PJM_ROR | Internal | Summer | B1 | 10 | 2000 | 0 | 77.58 | 67.9 | 7 | 0
2025 | VACAR_2_PJM_ROR | VACAR | PJM_ROR | Internal | Summer | B2 | 25 | 2000 | 0 | 77.58 | 65.48 | 7 | 0
2025 | VACAR_2_PJM_ROR | VACAR | PJM_ROR | Internal | Summer | B3 | 75 | 2000 | 0 | 77.58 | 65.45 | 7 | 0
2025 | VACAR_2_PJM_ROR | VACAR | PJM_ROR | Internal | Summer | B4 | 100 | 2000 | 0 | 76.09 | 64.28 | 7 | 0
2025 | VACAR_2_PJM_ROR | VACAR | PJM_ROR | Internal | Summer | B5 | 200 | 2000 | 0 | 64.91 | 58.91 | 7 | 0
2025 | VACAR_2_PJM_ROR | VACAR | PJM_ROR | Internal | Summer | B6 | 300 | 2000 | 0 | 53.77 | 47.77 | 7 | 0
2025 | VACAR_2_PJM_ROR | VACAR | PJM_ROR | Internal | Summer | B7 | 400 | 2000 | 0 | 48.2 | 42.2 | 7 | 0
2025 | VACAR_2_PJM_ROR | VACAR | PJM_ROR | Internal | Summer | B8 | 500 | 2000 | 0 | 45.56 | 39.56 | 7 | 0
2025 | VACAR_2_PJM_ROR | VACAR | PJM_ROR | Internal | Summer | B9 | 800 | 2000 | 0 | 42.82 | 36.82 | 7 | 0
2025 | VACAR_2_PJM_ROR | VACAR | PJM_ROR | Internal | Summer | B10 | 1262 | 2000 | 0 | 39.71 | 33.71 | 7 | 0
2025 | VACAR_2_PJM_ROR | VACAR | PJM_ROR | Internal | Winter | B16 | 25 | 2000 | 0 | 64.28 | 49.28 | 7 | 0
2025 | VACAR_2_PJM_ROR | VACAR | PJM_ROR | Internal | Winter | B17 | 100 | 2000 | 0 | 54.62 | 48.62 | 7 | 0
2025 | VACAR_2_PJM_ROR | VACAR | PJM_ROR | Internal | Winter | B18 | 400 | 2000 | 0 | 48.99 | 45.49 | 7 | 0
2025 | VACAR_2_PJM_ROR | VACAR | PJM_ROR | Internal | Winter | B19 | 700 | 2000 | 0 | 47.06 | 43.33 | 7 | 0
2025 | VACAR_2_PJM_ROR | VACAR | PJM_ROR | Internal | Winter | B20 | 935 | 2000 | 0 | 40.68 | 34.68 | 7 | 0
2025 | VACAR_2_SOCO | VACAR | SOCO | Internal | Shoulder | B11 | 25 | 3000 | 2013.03 | 60.24 | 67.24 | 7 | 0
2025 | VACAR_2_SOCO | VACAR | SOCO | Internal | Shoulder | B12 | 200 | 3000 | 0 | 50.9 | 44.95 | 7 | 0
2025 | VACAR_2_SOCO | VACAR | SOCO | Internal | Shoulder | B13 | 600 | 3000 | 0 | 47.8 | 44.95 | 7 | 0
2025 | VACAR_2_SOCO | VACAR | SOCO | Internal | Shoulder | B14 | 900 | 3000 | 0 | 45.48 | 44.95 | 7 | 0
2025 | VACAR_2_SOCO | VACAR | SOCO | Internal | Shoulder | B15 | 1203 | 3000 | 0 | 42.45 | 44.95 | 7 | 0
2025 | VACAR_2_SOCO | VACAR | SOCO | Internal | Summer | B1 | 10 | 3000 | 226.09 | 77.58 | 84.58 | 7 | 0
2025 | VACAR_2_SOCO | VACAR | SOCO | Internal | Summer | B2 | 25 | 3000 | 0 | 77.58 | 73.95 | 7 | 0
2025 | VACAR_2_SOCO | VACAR | SOCO | Internal | Summer | B3 | 75 | 3000 | 0 | 77.58 | 73.95 | 7 | 0
2025 | VACAR_2_SOCO | VACAR | SOCO | Internal | Summer | B4 | 100 | 3000 | 0 | 76.09 | 73.95 | 7 | 0
2025 | VACAR_2_SOCO | VACAR | SOCO | Internal | Summer | B5 | 200 | 3000 | 0 | 64.91 | 71.82 | 7 | 0
2025 | VACAR_2_SOCO | VACAR | SOCO | Internal | Summer | B6 | 300 | 3000 | 0 | 53.77 | 60.44 | 7 | 0
2025 | VACAR_2_SOCO | VACAR | SOCO | Internal | Summer | B7 | 400 | 3000 | 1440.4 | 48.2 | 55.2 | 7 | 0
2025 | VACAR_2_SOCO | VACAR | SOCO | Internal | Summer | B8 | 500 | 3000 | 0 | 45.56 | 44.25 | 7 | 0
2025 | VACAR_2_SOCO | VACAR | SOCO | Internal | Summer | B9 | 800 | 3000 | 0 | 42.82 | 43.55 | 7 | 0
2025 | VACAR_2_SOCO | VACAR | SOCO | Internal | Summer | B10 | 1262 | 3000 | 0 | 39.71 | 43.55 | 7 | 0
2025 | VACAR_2_SOCO | VACAR | SOCO | Internal | Winter | B16 | 25 | 3000 | 0 | 64.28 | 64.28 | 7 | 0
2025 | VACAR_2_SOCO | VACAR | SOCO | Internal | Winter | B17 | 100 | 3000 | 0 | 54.62 | 47.83 | 7 | 0
2025 | VACAR_2_SOCO | VACAR | SOCO | Internal | Winter | B18 | 400 | 3000 | 0 | 48.99 | 47.83 | 7 | 0
2025 | VACAR_2_SOCO | VACAR | SOCO | Internal | Winter | B19 | 700 | 3000 | 0 | 47.06 | 47.83 | 7 | 0
2025 | VACAR_2_SOCO | VACAR | SOCO | Internal | Winter | B20 | 935 | 3000 | 0 | 40.68 | 44.05 | 7 | 0
2025 | VACAR_2_TVA_Transmission | VACAR | TVA_Transmission | Internal | Shoulder | B11 | 25 | 900 | 0 | 60.24 | 58.38 | 7 | 0
2025 | VACAR_2_TVA_Transmission | VACAR | TVA_Transmission | Internal | Shoulder | B12 | 200 | 900 | 0 | 50.9 | 48.43 | 7 | 0
2025 | VACAR_2_TVA_Transmission | VACAR | TVA_Transmission | Internal | Shoulder | B13 | 600 | 900 | 0 | 47.8 | 46.04 | 7 | 0
2025 | VACAR_2_TVA_Transmission | VACAR | TVA_Transmission | Internal | Shoulder | B14 | 900 | 900 | 0 | 45.48 | 45.24 | 7 | 0
2025 | VACAR_2_TVA_Transmission | VACAR | TVA_Transmission | Internal | Shoulder | B15 | 1203 | 900 | 0 | 42.45 | 42.04 | 7 | 0
2025 | VACAR_2_TVA_Transmission | VACAR | TVA_Transmission | Internal | Summer | B1 | 10 | 900 | 0 | 77.58 | 76.46 | 7 | 0
2025 | VACAR_2_TVA_Transmission | VACAR | TVA_Transmission | Internal | Summer | B2 | 25 | 900 | 0 | 77.58 | 75.48 | 7 | 0
2025 | VACAR_2_TVA_Transmission | VACAR | TVA_Transmission | Internal | Summer | B3 | 75 | 900 | 0 | 77.58 | 71.45 | 7 | 0
2025 | VACAR_2_TVA_Transmission | VACAR | TVA_Transmission | Internal | Summer | B4 | 100 | 900 | 0 | 76.09 | 70.28 | 7 | 0
2025 | VACAR_2_TVA_Transmission | VACAR | TVA_Transmission | Internal | Summer | B5 | 200 | 900 | 0 | 64.91 | 64 | 7 | 0
2025 | VACAR_2_TVA_Transmission | VACAR | TVA_Transmission | Internal | Summer | B6 | 300 | 900 | 0 | 53.77 | 52.88 | 7 | 0
2025 | VACAR_2_TVA_Transmission | VACAR | TVA_Transmission | Internal | Summer | B7 | 400 | 900 | 0 | 48.2 | 47.2 | 7 | 0
2025 | VACAR_2_TVA_Transmission | VACAR | TVA_Transmission | Internal | Summer | B8 | 500 | 900 | 0 | 45.56 | 44.21 | 7 | 0
2025 | VACAR_2_TVA_Transmission | VACAR | TVA_Transmission | Internal | Summer | B9 | 800 | 900 | 0 | 42.82 | 41.72 | 7 | 0
2025 | VACAR_2_TVA_Transmission | VACAR | TVA_Transmission | Internal | Summer | B10 | 1262 | 900 | 0 | 39.71 | 38.24 | 7 | 0
2025 | VACAR_2_TVA_Transmission | VACAR | TVA_Transmission | Internal | Winter | B16 | 25 | 900 | 0 | 64.28 | 55.28 | 7 | 0
2025 | VACAR_2_TVA_Transmission | VACAR | TVA_Transmission | Internal | Winter | B17 | 100 | 900 | 0 | 54.62 | 52.04 | 7 | 0
2025 | VACAR_2_TVA_Transmission | VACAR | TVA_Transmission | Internal | Winter | B18 | 400 | 900 | 0 | 48.99 | 48.3 | 7 | 0
2025 | VACAR_2_TVA_Transmission | VACAR | TVA_Transmission | Internal | Winter | B19 | 700 | 900 | 0 | 47.06 | 46.28 | 7 | 0
2025 | VACAR_2_TVA_Transmission | VACAR | TVA_Transmission | Internal | Winter | B20 | 935 | 900 | 0 | 40.68 | 40.68 | 7 | 0
2030 | ENT_2_SOCO | ENT | SOCO | Internal | Shoulder | B11 | 25 | 2000 | 0 | 57.87 | 59.97 | 8 | 0
2030 | ENT_2_SOCO | ENT | SOCO | Internal | Shoulder | B12 | 200 | 2000 | 0 | 47.35 | 47.47 | 8 | 0
2030 | ENT_2_SOCO | ENT | SOCO | Internal | Shoulder | B13 | 600 | 2000 | 0 | 47.35 | 47.47 | 8 | 0
2030 | ENT_2_SOCO | ENT | SOCO | Internal | Shoulder | B14 | 900 | 2000 | 0 | 45.46 | 47.47 | 8 | 0
2030 | ENT_2_SOCO | ENT | SOCO | Internal | Shoulder | B15 | 1203 | 2000 | 0 | 45.46 | 43.77 | 8 | 0
2030 | ENT_2_SOCO | ENT | SOCO | Internal | Summer | B1 | 10 | 2000 | 2000 | 77.5 | 86.19 | 8 | 0.7
2030 | ENT_2_SOCO | ENT | SOCO | Internal | Summer | B2 | 25 | 2000 | 0 | 76.19 | 77.81 | 8 | 0
2030 | ENT_2_SOCO | ENT | SOCO | Internal | Summer | B3 | 75 | 2000 | 733.09 | 69.81 | 77.81 | 8 | 0
2030 | ENT_2_SOCO | ENT | SOCO | Internal | Summer | B4 | 100 | 2000 | 0 | 67.94 | 75.63 | 8 | 0
2030 | ENT_2_SOCO | ENT | SOCO | Internal | Summer | B5 | 200 | 2000 | 872.24 | 64.44 | 72.44 | 8 | 0
2030 | ENT_2_SOCO | ENT | SOCO | Internal | Summer | B6 | 300 | 2000 | 0 | 56.63 | 58.29 | 8 | 0
2030 | ENT_2_SOCO | ENT | SOCO | Internal | Summer | B7 | 400 | 2000 | 0 | 45.68 | 53.27 | 8 | 0
2030 | ENT_2_SOCO | ENT | SOCO | Internal | Summer | B8 | 500 | 2000 | 0 | 45.68 | 45.97 | 8 | 0
2030 | ENT_2_SOCO | ENT | SOCO | Internal | Summer | B9 | 800 | 2000 | 0 | 45.36 | 45.97 | 8 | 0
2030 | ENT_2_SOCO | ENT | SOCO | Internal | Summer | B10 | 1262 | 2000 | 0 | 43.87 | 43.77 | 8 | 0
2030 | ENT_2_SOCO | ENT | SOCO | Internal | Winter | B16 | 25 | 2000 | 0 | 52.48 | 59.86 | 8 | 0
2030 | ENT_2_SOCO | ENT | SOCO | Internal | Winter | B17 | 100 | 2000 | 0 | 50.28 | 50.64 | 8 | 0
2030 | ENT_2_SOCO | ENT | SOCO | Internal | Winter | B18 | 400 | 2000 | 0 | 50.28 | 48.9 | 8 | 0
2030 | ENT_2_SOCO | ENT | SOCO | Internal | Winter | B19 | 700 | 2000 | 0 | 48.62 | 47.51 | 8 | 0
2030 | ENT_2_SOCO | ENT | SOCO | Internal | Winter | B20 | 935 | 2000 | 0 | 44.08 | 45.37 | 8 | 0
2030 | ENT_2_TVA_Transmission | ENT | TVA_Transmission | Internal | Shoulder | B11 | 25 | 2100 | 0 | 57.87 | 50.97 | 8 | 0
2030 | ENT_2_TVA_Transmission | ENT | TVA_Transmission | Internal | Shoulder | B12 | 200 | 2100 | 0 | 47.35 | 48.27 | 8 | 0
2030 | ENT_2_TVA_Transmission | ENT | TVA_Transmission | Internal | Shoulder | B13 | 600 | 2100 | 0 | 47.35 | 46.11 | 8 | 0
2030 | ENT_2_TVA_Transmission | ENT | TVA_Transmission | Internal | Shoulder | B14 | 900 | 2100 | 0 | 45.46 | 44.52 | 8 | 0
2030 | ENT_2_TVA_Transmission | ENT | TVA_Transmission | Internal | Shoulder | B15 | 1203 | 2100 | 0 | 45.46 | 38.77 | 8 | 0
2030 | ENT_2_TVA_Transmission | ENT | TVA_Transmission | Internal | Summer | B1 | 10 | 2100 | 0 | 77.5 | 80.38 | 8 | 0
2030 | ENT_2_TVA_Transmission | ENT | TVA_Transmission | Internal | Summer | B2 | 25 | 2100 | 0 | 76.19 | 79.85 | 8 | 0
2030 | ENT_2_TVA_Transmission | ENT | TVA_Transmission | Internal | Summer | B3 | 75 | 2100 | 0 | 69.81 | 72.59 | 8 | 0
2030 | ENT_2_TVA_Transmission | ENT | TVA_Transmission | Internal | Summer | B4 | 100 | 2100 | 0 | 67.94 | 66.63 | 8 | 0
2030 | ENT_2_TVA_Transmission | ENT | TVA_Transmission | Internal | Summer | B5 | 200 | 2100 | 0 | 64.44 | 64.42 | 8 | 0
2030 | ENT_2_TVA_Transmission | ENT | TVA_Transmission | Internal | Summer | B6 | 300 | 2100 | 0 | 56.63 | 51.54 | 8 | 0
2030 | ENT_2_TVA_Transmission | ENT | TVA_Transmission | Internal | Summer | B7 | 400 | 2100 | 0 | 45.68 | 46.1 | 8 | 0
2030 | ENT_2_TVA_Transmission | ENT | TVA_Transmission | Internal | Summer | B8 | 500 | 2100 | 0 | 45.68 | 43.2 | 8 | 0
2030 | ENT_2_TVA_Transmission | ENT | TVA_Transmission | Internal | Summer | B9 | 800 | 2100 | 0 | 45.36 | 41.02 | 8 | 0
2030 | ENT_2_TVA_Transmission | ENT | TVA_Transmission | Internal | Summer | B10 | 1262 | 2100 | 0 | 43.87 | 37.98 | 8 | 0
2030 | ENT_2_TVA_Transmission | ENT | TVA_Transmission | Internal | Winter | B16 | 25 | 2100 | 0 | 52.48 | 52.59 | 8 | 0
2030 | ENT_2_TVA_Transmission | ENT | TVA_Transmission | Internal | Winter | B17 | 100 | 2100 | 0 | 50.28 | 50.39 | 8 | 0
2030 | ENT_2_TVA_Transmission | ENT | TVA_Transmission | Internal | Winter | B18 | 400 | 2100 | 0 | 50.28 | 47 | 8 | 0
2030 | ENT_2_TVA_Transmission | ENT | TVA_Transmission | Internal | Winter | B19 | 700 | 2100 | 0 | 48.62 | 44.19 | 8 | 0
2030 | ENT_2_TVA_Transmission | ENT | TVA_Transmission | Internal | Winter | B20 | 935 | 2100 | 0 | 44.08 | 39.16 | 8 | 0
2030 | HQ_NEISO_2_NEISO | HQ_NEISO | NEISO | Internal | Shoulder | B11 | 25 | 99999 | 2920 | 40.19 | 40.21 | 0.01 | 0
2030 | HQ_NEISO_2_NEISO | HQ_NEISO | NEISO | Internal | Shoulder | B12 | 200 | 99999 | 2920 | 40.19 | 40.21 | 0.01 | 0
2030 | HQ_NEISO_2_NEISO | HQ_NEISO | NEISO | Internal | Shoulder | B13 | 600 | 99999 | 2920 | 40.19 | 40.21 | 0.01 | 0
2030 | HQ_NEISO_2_NEISO | HQ_NEISO | NEISO | Internal | Shoulder | B14 | 900 | 99999 | 2920 | 38.89 | 38.9 | 0.01 | 0
2030 | HQ_NEISO_2_NEISO | HQ_NEISO | NEISO | Internal | Shoulder | B15 | 1203 | 99999 | 2564.65 | 37.76 | 37.77 | 0.01 | 0
2030 | HQ_NEISO_2_NEISO | HQ_NEISO | NEISO | Internal | Summer | B1 | 10 | 99999 | 2920 | 72.26 | 72.27 | 0.01 | 0
2030 | HQ_NEISO_2_NEISO | HQ_NEISO | NEISO | Internal | Summer | B2 | 25 | 99999 | 2920 | 59.25 | 59.27 | 0.01 | 0
2030 | HQ_NEISO_2_NEISO | HQ_NEISO | NEISO | Internal | Summer | B3 | 75 | 99999 | 2920 | 51.41 | 51.42 | 0.01 | 0
2030 | HQ_NEISO_2_NEISO | HQ_NEISO | NEISO | Internal | Summer | B4 | 100 | 99999 | 2920 | 40.76 | 40.77 | 0.01 | 0
2030 | HQ_NEISO_2_NEISO | HQ_NEISO | NEISO | Internal | Summer | B5 | 200 | 99999 | 2920 | 36.77 | 36.79 | 0.01 | 0
2030 | HQ_NEISO_2_NEISO | HQ_NEISO | NEISO | Internal | Summer | B6 | 300 | 99999 | 2920 | 36.77 | 36.79 | 0.01 | 0
2030 | HQ_NEISO_2_NEISO | HQ_NEISO | NEISO | Internal | Summer | B7 | 400 | 99999 | 2920 | 36.77 | 36.79 | 0.01 | 0
2030 | HQ_NEISO_2_NEISO | HQ_NEISO | NEISO | Internal | Summer | B8 | 500 | 99999 | 2920 | 36.77 | 36.79 | 0.01 | 0
2030 | HQ_NEISO_2_NEISO | HQ_NEISO | NEISO | Internal | Summer | B9 | 800 | 99999 | 2920 | 36.77 | 36.79 | 0.01 | 0
2030 | HQ_NEISO_2_NEISO | HQ_NEISO | NEISO | Internal | Summer | B10 | 1262 | 99999 | 2495.19 | 36.77 | 36.79 | 0.01 | 0
2030 | HQ_NEISO_2_NEISO | HQ_NEISO | NEISO | Internal | Winter | B16 | 25 | 99999 | 2920 | 50.76 | 50.77 | 0.01 | 0
2030 | HQ_NEISO_2_NEISO | HQ_NEISO | NEISO | Internal | Winter | B17 | 100 | 99999 | 2920 | 50.76 | 50.77 | 0.01 | 0
2030 | HQ_NEISO_2_NEISO | HQ_NEISO | NEISO | Internal | Winter | B18 | 400 | 99999 | 2920 | 49.74 | 49.75 | 0.01 | 0
2030 | HQ_NEISO_2_NEISO | HQ_NEISO | NEISO | Internal | Winter | B19 | 700 | 99999 | 2920 | 49.01 | 49.02 | 0.01 | 0
2030 | HQ_NEISO_2_NEISO | HQ_NEISO | NEISO | Internal | Winter | B20 | 935 | 99999 | 2582.72 | 46.66 | 46.67 | 0.01 | 0
2030 | HQ_NY_2_NYISO_A-F | HQ_NY | NYISO_A-F | Internal | Shoulder | B11 | 25 | 99999 | 1500 | 43.19 | 43.21 | 0.01 | 0
2030 | HQ_NY_2_NYISO_A-F | HQ_NY | NYISO_A-F | Internal | Shoulder | B12 | 200 | 99999 | 1500 | 43.33 | 43.34 | 0.01 | 0
2030 | HQ_NY_2_NYISO_A-F | HQ_NY | NYISO_A-F | Internal | Shoulder | B13 | 600 | 99999 | 1500 | 43.19 | 43.21 | 0.01 | 0
2030 | HQ_NY_2_NYISO_A-F | HQ_NY | NYISO_A-F | Internal | Shoulder | B14 | 900 | 99999 | 1500 | 40.76 | 40.77 | 0.01 | 0
2030 | HQ_NY_2_NYISO_A-F | HQ_NY | NYISO_A-F | Internal | Shoulder | B15 | 1203 | 99999 | 1317.46 | 40.76 | 40.77 | 0.01 | 0
2030 | HQ_NY_2_NYISO_A-F | HQ_NY | NYISO_A-F | Internal | Summer | B1 | 10 | 99999 | 1500 | 54.79 | 54.81 | 0.01 | 0
2030 | HQ_NY_2_NYISO_A-F | HQ_NY | NYISO_A-F | Internal | Summer | B2 | 25 | 99999 | 1500 | 56.25 | 56.27 | 0.01 | 0
2030 | HQ_NY_2_NYISO_A-F | HQ_NY | NYISO_A-F | Internal | Summer | B3 | 75 | 99999 | 1500 | 54.79 | 54.81 | 0.01 | 0
2030 | HQ_NY_2_NYISO_A-F | HQ_NY | NYISO_A-F | Internal | Summer | B4 | 100 | 99999 | 1500 | 49.89 | 49.91 | 0.01 | 0
2030 | HQ_NY_2_NYISO_A-F | HQ_NY | NYISO_A-F | Internal | Summer | B5 | 200 | 99999 | 1500 | 49.89 | 49.91 | 0.01 | 0
2030 | HQ_NY_2_NYISO_A-F | HQ_NY | NYISO_A-F | Internal | Summer | B6 | 300 | 99999 | 1500 | 42.01 | 42.02 | 0.01 | 0
2030 | HQ_NY_2_NYISO_A-F | HQ_NY | NYISO_A-F | Internal | Summer | B7 | 400 | 99999 | 1500 | 42.01 | 42.02 | 0.01 | 0
2030 | HQ_NY_2_NYISO_A-F | HQ_NY | NYISO_A-F | Internal | Summer | B8 | 500 | 99999 | 1500 | 39.77 | 39.79 | 0.01 | 0
2030 | HQ_NY_2_NYISO_A-F | HQ_NY | NYISO_A-F | Internal | Summer | B9 | 800 | 99999 | 1500 | 39.56 | 39.57 | 0.01 | 0
2030 | HQ_NY_2_NYISO_A-F | HQ_NY | NYISO_A-F | Internal | Summer | B10 | 1262 | 99999 | 1281.77 | 39.31 | 39.32 | 0.01 | 0
2030 | HQ_NY_2_NYISO_A-F | HQ_NY | NYISO_A-F | Internal | Winter | B16 | 25 | 99999 | 1500 | 47.46 | 47.47 | 0.01 | 0
2030 | HQ_NY_2_NYISO_A-F | HQ_NY | NYISO_A-F | Internal | Winter | B17 | 100 | 99999 | 1500 | 46.01 | 46.02 | 0.01 | 0
2030 | HQ_NY_2_NYISO_A-F | HQ_NY | NYISO_A-F | Internal | Winter | B18 | 400 | 99999 | 1500 | 46.01 | 46.02 | 0.01 | 0
2030 | HQ_NY_2_NYISO_A-F | HQ_NY | NYISO_A-F | Internal | Winter | B19 | 700 | 99999 | 1500 | 46.01 | 46.02 | 0.01 | 0
2030 | HQ_NY_2_NYISO_A-F | HQ_NY | NYISO_A-F | Internal | Winter | B20 | 935 | 99999 | 1326.74 | 42.2 | 42.21 | 0.01 | 0
2030 | HQ_IESO_2_IESO | HQ_IESO | IESO | Internal | Shoulder | B11 | 25 | 99999 | 3000 | 11.67 | 11.69 | 0.01 | 0
2030 | HQ_IESO_2_IESO | HQ_IESO | IESO | Internal | Shoulder | B12 | 200 | 99999 | 3000 | 19.3 | 19.31 | 0.01 | 0
2030 | HQ_IESO_2_IESO | HQ_IESO | IESO | Internal | Shoulder | B13 | 600 | 99999 | 3000 | 11.67 | 11.69 | 0.01 | 0
2030 | HQ_IESO_2_IESO | HQ_IESO | IESO | Internal | Shoulder | B14 | 900 | 99999 | 3000 | 11.67 | 11.69 | 0.01 | 0
2030 | HQ_IESO_2_IESO | HQ_IESO | IESO | Internal | Shoulder | B15 | 1203 | 99999 | 2634.91 | 11.67 | 11.69 | 0.01 | 0
2030 | HQ_IESO_2_IESO | HQ_IESO | IESO | Internal | Summer | B1 | 10 | 99999 | 3000 | 46.11 | 46.12 | 0.01 | 0
2030 | HQ_IESO_2_IESO | HQ_IESO | IESO | Internal | Summer | B2 | 25 | 99999 | 3000 | 42.51 | 42.52 | 0.01 | 0
2030 | HQ_IESO_2_IESO | HQ_IESO | IESO | Internal | Summer | B3 | 75 | 99999 | 3000 | 22.29 | 22.31 | 0.01 | 0
2030 | HQ_IESO_2_IESO | HQ_IESO | IESO | Internal | Summer | B4 | 100 | 99999 | 3000 | 11.67 | 11.69 | 0.01 | 0
2030 | HQ_IESO_2_IESO | HQ_IESO | IESO | Internal | Summer | B5 | 200 | 99999 | 3000 | 11.67 | 11.69 | 0.01 | 0
2030 | HQ_IESO_2_IESO | HQ_IESO | IESO | Internal | Summer | B6 | 300 | 99999 | 3000 | 11.67 | 11.69 | 0.01 | 0
2030 | HQ_IESO_2_IESO | HQ_IESO | IESO | Internal | Summer | B7 | 400 | 99999 | 3000 | 11.67 | 11.69 | 0.01 | 0
2030 | HQ_IESO_2_IESO | HQ_IESO | IESO | Internal | Summer | B8 | 500 | 99999 | 3000 | 11.67 | 11.69 | 0.01 | 0
2030 | HQ_IESO_2_IESO | HQ_IESO | IESO | Internal | Summer | B9 | 800 | 99999 | 3000 | 11.67 | 11.69 | 0.01 | 0
2030 | HQ_IESO_2_IESO | HQ_IESO | IESO | Internal | Summer | B10 | 1262 | 99999 | 2563.55 | 11.67 | 11.69 | 0.01 | 0
2030 | HQ_IESO_2_IESO | HQ_IESO | IESO | Internal | Winter | B16 | 25 | 99999 | 3000 | 40.46 | 40.47 | 0.01 | 0
2030 | HQ_IESO_2_IESO | HQ_IESO | IESO | Internal | Winter | B17 | 100 | 99999 | 3000 | 15.72 | 15.74 | 0.01 | 0
2030 | HQ_IESO_2_IESO | HQ_IESO | IESO | Internal | Winter | B18 | 400 | 99999 | 3000 | 11.67 | 11.69 | 0.01 | 0
2030 | HQ_IESO_2_IESO | HQ_IESO | IESO | Internal | Winter | B19 | 700 | 99999 | 3000 | 11.67 | 11.69 | 0.01 | 0
2030 | HQ_IESO_2_IESO | HQ_IESO | IESO | Internal | Winter | B20 | 935 | 99999 | 2653.48 | 11.67 | 11.69 | 0.01 | 0
2030 | IESO_2_MAPP_CA | IESO | MAPP_CA | Internal | Shoulder | B11 | 25 | 262 | 262 | 11.69 | 36.47 | 7 | 17.79
2030 | IESO_2_MAPP_CA | IESO | MAPP_CA | Internal | Shoulder | B12 | 200 | 262 | 262 | 19.31 | 36.47 | 7 | 10.16
2030 | IESO_2_MAPP_CA | IESO | MAPP_CA | Internal | Shoulder | B13 | 600 | 262 | 262 | 11.69 | 36.47 | 7 | 17.79
2030 | IESO_2_MAPP_CA | IESO | MAPP_CA | Internal | Shoulder | B14 | 900 | 262 | 262 | 11.69 | 36.47 | 7 | 17.79
2030 | IESO_2_MAPP_CA | IESO | MAPP_CA | Internal | Shoulder | B15 | 1203 | 262 | 262 | 11.69 | 36.47 | 7 | 17.79
2030 | IESO_2_MAPP_CA | IESO | MAPP_CA | Internal | Summer | B1 | 10 | 262 | 0 | 46.12 | 29.31 | 7 | 0
2030 | IESO_2_MAPP_CA | IESO | MAPP_CA | Internal | Summer | B2 | 25 | 262 | 0 | 42.52 | 29.31 | 7 | 0
2030 | IESO_2_MAPP_CA | IESO | MAPP_CA | Internal | Summer | B3 | 75 | 262 | 31.86 | 22.31 | 29.31 | 7 | 0
2030 | IESO_2_MAPP_CA | IESO | MAPP_CA | Internal | Summer | B4 | 100 | 262 | 262 | 11.69 | 29.31 | 7 | 10.62
2030 | IESO_2_MAPP_CA | IESO | MAPP_CA | Internal | Summer | B5 | 200 | 262 | 262 | 11.69 | 29.31 | 7 | 10.62
2030 | IESO_2_MAPP_CA | IESO | MAPP_CA | Internal | Summer | B6 | 300 | 262 | 262 | 11.69 | 29.31 | 7 | 10.62
2030 | IESO_2_MAPP_CA | IESO | MAPP_CA | Internal | Summer | B7 | 400 | 262 | 262 | 11.69 | 29.31 | 7 | 10.62
2030 | IESO_2_MAPP_CA | IESO | MAPP_CA | Internal | Summer | B8 | 500 | 262 | 262 | 11.69 | 29.31 | 7 | 10.62
2030 | IESO_2_MAPP_CA | IESO | MAPP_CA | Internal | Summer | B9 | 800 | 262 | 262 | 11.69 | 29.31 | 7 | 10.62
2030 | IESO_2_MAPP_CA | IESO | MAPP_CA | Internal | Summer | B10 | 1262 | 262 | 262 | 11.69 | 29.31 | 7 | 10.62
2030 | IESO_2_MAPP_CA | IESO | MAPP_CA | Internal | Winter | B16 | 25 | 262 | 0 | 40.47 | 36.03 | 7 | 0
2030 | IESO_2_MAPP_CA | IESO | MAPP_CA | Internal | Winter | B17 | 100 | 262 | 262 | 15.74 | 36.03 | 7 | 13.3
2030 | IESO_2_MAPP_CA | IESO | MAPP_CA | Internal | Winter | B18 | 400 | 262 | 262 | 11.69 | 36.03 | 7 | 17.35
2030 | IESO_2_MAPP_CA | IESO | MAPP_CA | Internal | Winter | B19 | 700 | 262 | 262 | 11.69 | 36.03 | 7 | 17.35
2030 | IESO_2_MAPP_CA | IESO | MAPP_CA | Internal | Winter | B20 | 935 | 262 | 262 | 11.69 | 36.03 | 7 | 17.35
2030 | IESO_2_MISO_MI | IESO | MISO_MI | Internal | Shoulder | B11 | 25 | 1840 | 1840 | 11.69 | 52.12 | 7 | 33.44
2030 | IESO_2_MISO_MI | IESO | MISO_MI | Internal | Shoulder | B12 | 200 | 1840 | 1840 | 19.31 | 46.66 | 7 | 20.35
2030 | IESO_2_MISO_MI | IESO | MISO_MI | Internal | Shoulder | B13 | 600 | 1840 | 1840 | 11.69 | 44.94 | 7 | 26.25
2030 | IESO_2_MISO_MI | IESO | MISO_MI | Internal | Shoulder | B14 | 900 | 1840 | 1840 | 11.69 | 42.75 | 7 | 24.06
2030 | IESO_2_MISO_MI | IESO | MISO_MI | Internal | Shoulder | B15 | 1203 | 1840 | 1840 | 11.69 | 36.78 | 7 | 18.1
2030 | IESO_2_MISO_MI | IESO | MISO_MI | Internal | Summer | B1 | 10 | 1840 | 1840 | 46.12 | 72.23 | 7 | 19.1
2030 | IESO_2_MISO_MI | IESO | MISO_MI | Internal | Summer | B2 | 25 | 1840 | 1840 | 42.52 | 71.85 | 7 | 22.32
2030 | IESO_2_MISO_MI | IESO | MISO_MI | Internal | Summer | B3 | 75 | 1840 | 1840 | 22.31 | 67.69 | 7 | 38.38
2030 | IESO_2_MISO_MI | IESO | MISO_MI | Internal | Summer | B4 | 100 | 1840 | 1840 | 11.69 | 66.95 | 7 | 48.26
2030 | IESO_2_MISO_MI | IESO | MISO_MI | Internal | Summer | B5 | 200 | 1840 | 1840 | 11.69 | 66.95 | 7 | 48.26
2030 | IESO_2_MISO_MI | IESO | MISO_MI | Internal | Summer | B6 | 300 | 1840 | 1840 | 11.69 | 48.63 | 7 | 29.95
2030 | IESO_2_MISO_MI | IESO | MISO_MI | Internal | Summer | B7 | 400 | 1840 | 1840 | 11.69 | 43.33 | 7 | 24.64
2030 | IESO_2_MISO_MI | IESO | MISO_MI | Internal | Summer | B8 | 500 | 1840 | 1840 | 11.69 | 41.34 | 7 | 22.65
2030 | IESO_2_MISO_MI | IESO | MISO_MI | Internal | Summer | B9 | 800 | 1840 | 1840 | 11.69 | 39.84 | 7 | 21.15
2030 | IESO_2_MISO_MI | IESO | MISO_MI | Internal | Summer | B10 | 1262 | 1840 | 1840 | 11.69 | 35.21 | 7 | 16.52
2030 | IESO_2_MISO_MI | IESO | MISO_MI | Internal | Winter | B16 | 25 | 1840 | 1840 | 40.47 | 50.43 | 7 | 2.96
2030 | IESO_2_MISO_MI | IESO | MISO_MI | Internal | Winter | B17 | 100 | 1840 | 1840 | 15.74 | 48.59 | 7 | 25.85
2030 | IESO_2_MISO_MI | IESO | MISO_MI | Internal | Winter | B18 | 400 | 1840 | 1840 | 11.69 | 45.61 | 7 | 26.92
2030 | IESO_2_MISO_MI | IESO | MISO_MI | Internal | Winter | B19 | 700 | 1840 | 1840 | 11.69 | 43.86 | 7 | 25.17
2030 | IESO_2_MISO_MI | IESO | MISO_MI | Internal | Winter | B20 | 935 | 1840 | 1840 | 11.69 | 36.04 | 7 | 17.36
2030 | IESO_2_MISO_W | IESO | MISO_W | Internal | Shoulder | B11 | 25 | 140 | 140 | 11.69 | 52.31 | 7 | 33.62
2030 | IESO_2_MISO_W | IESO | MISO_W | Internal | Shoulder | B12 | 200 | 140 | 140 | 19.31 | 45.52 | 7 | 19.21
2030 | IESO_2_MISO_W | IESO | MISO_W | Internal | Shoulder | B13 | 600 | 140 | 140 | 11.69 | 44.91 | 7 | 26.23
2030 | IESO_2_MISO_W | IESO | MISO_W | Internal | Shoulder | B14 | 900 | 140 | 140 | 11.69 | 40.47 | 7 | 21.79
2030 | IESO_2_MISO_W | IESO | MISO_W | Internal | Shoulder | B15 | 1203 | 140 | 140 | 11.69 | 36.48 | 7 | 17.8
2030 | IESO_2_MISO_W | IESO | MISO_W | Internal | Summer | B1 | 10 | 140 | 140 | 46.12 | 72.37 | 7 | 19.25
2030 | IESO_2_MISO_W | IESO | MISO_W | Internal | Summer | B2 | 25 | 140 | 140 | 42.52 | 71.83 | 7 | 22.31
2030 | IESO_2_MISO_W | IESO | MISO_W | Internal | Summer | B3 | 75 | 140 | 140 | 22.31 | 71.83 | 7 | 42.53
2030 | IESO_2_MISO_W | IESO | MISO_W | Internal | Summer | B4 | 100 | 140 | 140 | 11.69 | 70.67 | 7 | 51.98
2030 | IESO_2_MISO_W | IESO | MISO_W | Internal | Summer | B5 | 200 | 140 | 140 | 11.69 | 66.97 | 7 | 48.29
2030 | IESO_2_MISO_W | IESO | MISO_W | Internal | Summer | B6 | 300 | 140 | 140 | 11.69 | 48.62 | 7 | 29.94
2030 | IESO_2_MISO_W | IESO | MISO_W | Internal | Summer | B7 | 400 | 140 | 140 | 11.69 | 43.31 | 7 | 24.62
2030 | IESO_2_MISO_W | IESO | MISO_W | Internal | Summer | B8 | 500 | 140 | 140 | 11.69 | 41.15 | 7 | 22.47
2030 | IESO_2_MISO_W | IESO | MISO_W | Internal | Summer | B9 | 800 | 140 | 140 | 11.69 | 39.61 | 7 | 20.92
2030 | IESO_2_MISO_W | IESO | MISO_W | Internal | Summer | B10 | 1262 | 140 | 140 | 11.69 | 32.81 | 7 | 14.12
2030 | IESO_2_MISO_W | IESO | MISO_W | Internal | Winter | B16 | 25 | 140 | 128.01 | 40.47 | 47.47 | 7 | 0
2030 | IESO_2_MISO_W | IESO | MISO_W | Internal | Winter | B17 | 100 | 140 | 140 | 15.74 | 44.59 | 7 | 21.85
2030 | IESO_2_MISO_W | IESO | MISO_W | Internal | Winter | B18 | 400 | 140 | 140 | 11.69 | 45.27 | 7 | 26.58
2030 | IESO_2_MISO_W | IESO | MISO_W | Internal | Winter | B19 | 700 | 140 | 140 | 11.69 | 41.97 | 7 | 23.29
2030 | IESO_2_MISO_W | IESO | MISO_W | Internal | Winter | B20 | 935 | 140 | 140 | 11.69 | 36.02 | 7 | 17.33
2030 | IESO_2_NYISO_A-F | IESO | NYISO_A-F | Internal | Shoulder | B11 | 25 | 1725 | 1725 | 11.69 | 43.21 | 7 | 24.52
2030 | IESO_2_NYISO_A-F | IESO | NYISO_A-F | Internal | Shoulder | B12 | 200 | 1725 | 1725 | 19.31 | 43.34 | 7 | 17.03
2030 | IESO_2_NYISO_A-F | IESO | NYISO_A-F | Internal | Shoulder | B13 | 600 | 1725 | 1725 | 11.69 | 43.21 | 7 | 24.52
2030 | IESO_2_NYISO_A-F | IESO | NYISO_A-F | Internal | Shoulder | B14 | 900 | 1725 | 1725 | 11.69 | 40.77 | 7 | 22.09
2030 | IESO_2_NYISO_A-F | IESO | NYISO_A-F | Internal | Shoulder | B15 | 1203 | 1725 | 1725 | 11.69 | 40.77 | 7 | 22.09
2030 | IESO_2_NYISO_A-F | IESO | NYISO_A-F | Internal | Summer | B1 | 10 | 1725 | 1725 | 46.12 | 54.81 | 7 | 1.68
2030 | IESO_2_NYISO_A-F | IESO | NYISO_A-F | Internal | Summer | B2 | 25 | 1725 | 1725 | 42.52 | 56.27 | 7 | 6.74
2030 | IESO_2_NYISO_A-F | IESO | NYISO_A-F | Internal | Summer | B3 | 75 | 1725 | 1725 | 22.31 | 54.81 | 7 | 25.5
2030 | IESO_2_NYISO_A-F | IESO | NYISO_A-F | Internal | Summer | B4 | 100 | 1725 | 1725 | 11.69 | 49.91 | 7 | 31.22
2030 | IESO_2_NYISO_A-F | IESO | NYISO_A-F | Internal | Summer | B5 | 200 | 1725 | 1725 | 11.69 | 49.91 | 7 | 31.22
2030 | IESO_2_NYISO_A-F | IESO | NYISO_A-F | Internal | Summer | B6 | 300 | 1725 | 1725 | 11.69 | 42.02 | 7 | 23.33
2030 | IESO_2_NYISO_A-F | IESO | NYISO_A-F | Internal | Summer | B7 | 400 | 1725 | 1725 | 11.69 | 42.02 | 7 | 23.33
2030 | IESO_2_NYISO_A-F | IESO | NYISO_A-F | Internal | Summer | B8 | 500 | 1725 | 1725 | 11.69 | 39.79 | 7 | 21.1
2030 | IESO_2_NYISO_A-F | IESO | NYISO_A-F | Internal | Summer | B9 | 800 | 1725 | 1725 | 11.69 | 39.57 | 7 | 20.88
2030 | IESO_2_NYISO_A-F | IESO | NYISO_A-F | Internal | Summer | B10 | 1262 | 1725 | 1725 | 11.69 | 39.32 | 7 | 20.64
2030 | IESO_2_NYISO_A-F | IESO | NYISO_A-F | Internal | Winter | B16 | 25 | 1725 | 1617.48 | 40.47 | 47.47 | 7 | 0
2030 | IESO_2_NYISO_A-F | IESO | NYISO_A-F | Internal | Winter | B17 | 100 | 1725 | 1725 | 15.74 | 46.02 | 7 | 23.29
2030 | IESO_2_NYISO_A-F | IESO | NYISO_A-F | Internal | Winter | B18 | 400 | 1725 | 1725 | 11.69 | 46.02 | 7 | 27.34
2030 | IESO_2_NYISO_A-F | IESO | NYISO_A-F | Internal | Winter | B19 | 700 | 1725 | 1725 | 11.69 | 46.02 | 7 | 27.34
2030 | IESO_2_NYISO_A-F | IESO | NYISO_A-F | Internal | Winter | B20 | 935 | 1725 | 1725 | 11.69 | 42.21 | 7 | 23.52
2030 | MAPP_CA_2_IESO | MAPP_CA | IESO | Internal | Shoulder | B11 | 25 | 330 | 0 | 36.47 | 11.69 | 8 | 0
2030 | MAPP_CA_2_IESO | MAPP_CA | IESO | Internal | Shoulder | B12 | 200 | 330 | 0 | 36.47 | 19.31 | 8 | 0
2030 | MAPP_CA_2_IESO | MAPP_CA | IESO | Internal | Shoulder | B13 | 600 | 330 | 0 | 36.47 | 11.69 | 8 | 0
2030 | MAPP_CA_2_IESO | MAPP_CA | IESO | Internal | Shoulder | B14 | 900 | 330 | 0 | 36.47 | 11.69 | 8 | 0
2030 | MAPP_CA_2_IESO | MAPP_CA | IESO | Internal | Shoulder | B15 | 1203 | 330 | 0 | 36.47 | 11.69 | 8 | 0
2030 | MAPP_CA_2_IESO | MAPP_CA | IESO | Internal | Summer | B1 | 10 | 330 | 330 | 29.31 | 46.12 | 8 | 8.82
2030 | MAPP_CA_2_IESO | MAPP_CA | IESO | Internal | Summer | B2 | 25 | 330 | 330 | 29.31 | 42.52 | 8 | 5.22
2030 | MAPP_CA_2_IESO | MAPP_CA | IESO | Internal | Summer | B3 | 75 | 330 | 0 | 29.31 | 22.31 | 8 | 0
2030 | MAPP_CA_2_IESO | MAPP_CA | IESO | Internal | Summer | B4 | 100 | 330 | 0 | 29.31 | 11.69 | 8 | 0
2030 | MAPP_CA_2_IESO | MAPP_CA | IESO | Internal | Summer | B5 | 200 | 330 | 0 | 29.31 | 11.69 | 8 | 0
2030 | MAPP_CA_2_IESO | MAPP_CA | IESO | Internal | Summer | B6 | 300 | 330 | 0 | 29.31 | 11.69 | 8 | 0
2030 | MAPP_CA_2_IESO | MAPP_CA | IESO | Internal | Summer | B7 | 400 | 330 | 0 | 29.31 | 11.69 | 8 | 0
2030 | MAPP_CA_2_IESO | MAPP_CA | IESO | Internal | Summer | B8 | 500 | 330 | 0 | 29.31 | 11.69 | 8 | 0
2030 | MAPP_CA_2_IESO | MAPP_CA | IESO | Internal | Summer | B9 | 800 | 330 | 0 | 29.31 | 11.69 | 8 | 0
2030 | MAPP_CA_2_IESO | MAPP_CA | IESO | Internal | Summer | B10 | 1262 | 330 | 0 | 29.31 | 11.69 | 8 | 0
2030 | MAPP_CA_2_IESO | MAPP_CA | IESO | Internal | Winter | B16 | 25 | 330 | 0 | 36.03 | 40.47 | 8 | 0
2030 | MAPP_CA_2_IESO | MAPP_CA | IESO | Internal | Winter | B17 | 100 | 330 | 0 | 36.03 | 15.74 | 8 | 0
2030 | MAPP_CA_2_IESO | MAPP_CA | IESO | Internal | Winter | B18 | 400 | 330 | 0 | 36.03 | 11.69 | 8 | 0
2030 | MAPP_CA_2_IESO | MAPP_CA | IESO | Internal | Winter | B19 | 700 | 330 | 0 | 36.03 | 11.69 | 8 | 0
2030 | MAPP_CA_2_IESO | MAPP_CA | IESO | Internal | Winter | B20 | 935 | 330 | 0 | 36.03 | 11.69 | 8 | 0
2030 | MAPP_CA_2_MAPP_US | MAPP_CA | MAPP_US | Internal | Shoulder | B11 | 25 | 372 | 372 | 36.47 | 45.31 | 7 | 1.84
2030 | MAPP_CA_2_MAPP_US | MAPP_CA | MAPP_US | Internal | Shoulder | B12 | 200 | 372 | 0 | 36.47 | 38.52 | 7 | 0
2030 | MAPP_CA_2_MAPP_US | MAPP_CA | MAPP_US | Internal | Shoulder | B13 | 600 | 372 | 0 | 36.47 | 37.91 | 7 | 0
2030 | MAPP_CA_2_MAPP_US | MAPP_CA | MAPP_US | Internal | Shoulder | B14 | 900 | 372 | 0 | 36.47 | 33.47 | 7 | 0
2030 | MAPP_CA_2_MAPP_US | MAPP_CA | MAPP_US | Internal | Shoulder | B15 | 1203 | 372 | 0 | 36.47 | 29.48 | 7 | 0
2030 | MAPP_CA_2_MAPP_US | MAPP_CA | MAPP_US | Internal | Summer | B1 | 10 | 372 | 372 | 29.31 | 65.48 | 7 | 29.18
2030 | MAPP_CA_2_MAPP_US | MAPP_CA | MAPP_US | Internal | Summer | B2 | 25 | 372 | 372 | 29.31 | 65.48 | 7 | 29.18
2030 | MAPP_CA_2_MAPP_US | MAPP_CA | MAPP_US | Internal | Summer | B3 | 75 | 372 | 372 | 29.31 | 64.83 | 7 | 28.53
2030 | MAPP_CA_2_MAPP_US | MAPP_CA | MAPP_US | Internal | Summer | B4 | 100 | 372 | 372 | 29.31 | 63.67 | 7 | 27.36
2030 | MAPP_CA_2_MAPP_US | MAPP_CA | MAPP_US | Internal | Summer | B5 | 200 | 372 | 372 | 29.31 | 59.97 | 7 | 23.67
2030 | MAPP_CA_2_MAPP_US | MAPP_CA | MAPP_US | Internal | Summer | B6 | 300 | 372 | 372 | 29.31 | 41.62 | 7 | 5.32
2030 | MAPP_CA_2_MAPP_US | MAPP_CA | MAPP_US | Internal | Summer | B7 | 400 | 372 | 132.16 | 29.31 | 36.31 | 7 | 0
2030 | MAPP_CA_2_MAPP_US | MAPP_CA | MAPP_US | Internal | Summer | B8 | 500 | 372 | 0 | 29.31 | 34.15 | 7 | 0
2030 | MAPP_CA_2_MAPP_US | MAPP_CA | MAPP_US | Internal | Summer | B9 | 800 | 372 | 0 | 29.31 | 32.61 | 7 | 0
2030 | MAPP_CA_2_MAPP_US | MAPP_CA | MAPP_US | Internal | Summer | B10 | 1262 | 372 | 0 | 29.31 | 26.6 | 7 | 0
2030 | MAPP_CA_2_MAPP_US | MAPP_CA | MAPP_US | Internal | Winter | B16 | 25 | 372 | 0 | 36.03 | 40.47 | 7 | 0
2030 | MAPP_CA_2_MAPP_US | MAPP_CA | MAPP_US | Internal | Winter | B17 | 100 | 372 | 0 | 36.03 | 37.59 | 7 | 0
2030 | MAPP_CA_2_MAPP_US | MAPP_CA | MAPP_US | Internal | Winter | B18 | 400 | 372 | 0 | 36.03 | 38.27 | 7 | 0
2030 | MAPP_CA_2_MAPP_US | MAPP_CA | MAPP_US | Internal | Winter | B19 | 700 | 372 | 0 | 36.03 | 34.97 | 7 | 0
2030 | MAPP_CA_2_MAPP_US | MAPP_CA | MAPP_US | Internal | Winter | B20 | 935 | 372 | 0 | 36.03 | 29.02 | 7 | 0
2030 | MAPP_CA_2_MISO_W | MAPP_CA | MISO_W | Internal | Shoulder | B11 | 25 | 1988 | 1988 | 36.47 | 52.31 | 0.01 | 15.82
2030 | MAPP_CA_2_MISO_W | MAPP_CA | MISO_W | Internal | Shoulder | B12 | 200 | 1988 | 1988 | 36.47 | 45.52 | 0.01 | 9.04
2030 | MAPP_CA_2_MISO_W | MAPP_CA | MISO_W | Internal | Shoulder | B13 | 600 | 1988 | 1988 | 36.47 | 44.91 | 0.01 | 8.43
2030 | MAPP_CA_2_MISO_W | MAPP_CA | MISO_W | Internal | Shoulder | B14 | 900 | 1988 | 1988 | 36.47 | 40.47 | 0.01 | 3.99
2030 | MAPP_CA_2_MISO_W | MAPP_CA | MISO_W | Internal | Shoulder | B15 | 1203 | 1988 | 1927.58 | 36.47 | 36.48 | 0.01 | 0
2030 | MAPP_CA_2_MISO_W | MAPP_CA | MISO_W | Internal | Summer | B1 | 10 | 1988 | 1988 | 29.31 | 72.37 | 0.01 | 43.05
2030 | MAPP_CA_2_MISO_W | MAPP_CA | MISO_W | Internal | Summer | B2 | 25 | 1988 | 1988 | 29.31 | 71.83 | 0.01 | 42.52
2030 | MAPP_CA_2_MISO_W | MAPP_CA | MISO_W | Internal | Summer | B3 | 75 | 1988 | 1988 | 29.31 | 71.83 | 0.01 | 42.52
2030 | MAPP_CA_2_MISO_W | MAPP_CA | MISO_W | Internal | Summer | B4 | 100 | 1988 | 1988 | 29.31 | 70.67 | 0.01 | 41.35
2030 | MAPP_CA_2_MISO_W | MAPP_CA | MISO_W | Internal | Summer | B5 | 200 | 1988 | 1988 | 29.31 | 66.97 | 0.01 | 37.65
2030 | MAPP_CA_2_MISO_W | MAPP_CA | MISO_W | Internal | Summer | B6 | 300 | 1988 | 1988 | 29.31 | 48.62 | 0.01 | 19.31
2030 | MAPP_CA_2_MISO_W | MAPP_CA | MISO_W | Internal | Summer | B7 | 400 | 1988 | 1988 | 29.31 | 43.31 | 0.01 | 13.99
2030 | MAPP_CA_2_MISO_W | MAPP_CA | MISO_W | Internal | Summer | B8 | 500 | 1988 | 1988 | 29.31 | 41.15 | 0.01 | 11.83
2030 | MAPP_CA_2_MISO_W | MAPP_CA | MISO_W | Internal | Summer | B9 | 800 | 1988 | 1988 | 29.31 | 39.61 | 0.01 | 10.29
2030 | MAPP_CA_2_MISO_W | MAPP_CA | MISO_W | Internal | Summer | B10 | 1262 | 1988 | 1988 | 29.31 | 32.81 | 0.01 | 3.49
2030 | MAPP_CA_2_MISO_W | MAPP_CA | MISO_W | Internal | Winter | B16 | 25 | 1988 | 1988 | 36.03 | 47.47 | 0.01 | 11.43
2030 | MAPP_CA_2_MISO_W | MAPP_CA | MISO_W | Internal | Winter | B17 | 100 | 1988 | 1988 | 36.03 | 44.59 | 0.01 | 8.55
2030 | MAPP_CA_2_MISO_W | MAPP_CA | MISO_W | Internal | Winter | B18 | 400 | 1988 | 1988 | 36.03 | 45.27 | 0.01 | 9.23
2030 | MAPP_CA_2_MISO_W | MAPP_CA | MISO_W | Internal | Winter | B19 | 700 | 1988 | 1988 | 36.03 | 41.97 | 0.01 | 5.93
2030 | MAPP_CA_2_MISO_W | MAPP_CA | MISO_W | Internal | Winter | B20 | 935 | 1988 | 0 | 36.03 | 36.02 | 0.01 | 0
2030 | MAPP_US_2_MAPP_CA | MAPP_US | MAPP_CA | Internal | Shoulder | B11 | 25 | 165 | 0 | 45.31 | 36.47 | 7 | 0
2030 | MAPP_US_2_MAPP_CA | MAPP_US | MAPP_CA | Internal | Shoulder | B12 | 200 | 165 | 0 | 38.52 | 36.47 | 7 | 0
2030 | MAPP_US_2_MAPP_CA | MAPP_US | MAPP_CA | Internal | Shoulder | B13 | 600 | 165 | 0 | 37.91 | 36.47 | 7 | 0
2030 | MAPP_US_2_MAPP_CA | MAPP_US | MAPP_CA | Internal | Shoulder | B14 | 900 | 165 | 0 | 33.47 | 36.47 | 7 | 0
2030 | MAPP_US_2_MAPP_CA | MAPP_US | MAPP_CA | Internal | Shoulder | B15 | 1203 | 165 | 0 | 29.48 | 36.47 | 7 | 0
2030 | MAPP_US_2_MAPP_CA | MAPP_US | MAPP_CA | Internal | Summer | B1 | 10 | 165 | 0 | 65.48 | 29.31 | 7 | 0
2030 | MAPP_US_2_MAPP_CA | MAPP_US | MAPP_CA | Internal | Summer | B2 | 25 | 165 | 0 | 65.48 | 29.31 | 7 | 0
2030 | MAPP_US_2_MAPP_CA | MAPP_US | MAPP_CA | Internal | Summer | B3 | 75 | 165 | 0 | 64.83 | 29.31 | 7 | 0
2030 | MAPP_US_2_MAPP_CA | MAPP_US | MAPP_CA | Internal | Summer | B4 | 100 | 165 | 0 | 63.67 | 29.31 | 7 | 0
2030 | MAPP_US_2_MAPP_CA | MAPP_US | MAPP_CA | Internal | Summer | B5 | 200 | 165 | 0 | 59.97 | 29.31 | 7 | 0
2030 | MAPP_US_2_MAPP_CA | MAPP_US | MAPP_CA | Internal | Summer | B6 | 300 | 165 | 0 | 41.62 | 29.31 | 7 | 0
2030 | MAPP_US_2_MAPP_CA | MAPP_US | MAPP_CA | Internal | Summer | B7 | 400 | 165 | 0 | 36.31 | 29.31 | 7 | 0
2030 | MAPP_US_2_MAPP_CA | MAPP_US | MAPP_CA | Internal | Summer | B8 | 500 | 165 | 0 | 34.15 | 29.31 | 7 | 0
2030 | MAPP_US_2_MAPP_CA | MAPP_US | MAPP_CA | Internal | Summer | B9 | 800 | 165 | 0 | 32.61 | 29.31 | 7 | 0
2030 | MAPP_US_2_MAPP_CA | MAPP_US | MAPP_CA | Internal | Summer | B10 | 1262 | 165 | 0 | 26.6 | 29.31 | 7 | 0
2030 | MAPP_US_2_MAPP_CA | MAPP_US | MAPP_CA | Internal | Winter | B16 | 25 | 165 | 0 | 40.47 | 36.03 | 7 | 0
2030 | MAPP_US_2_MAPP_CA | MAPP_US | MAPP_CA | Internal | Winter | B17 | 100 | 165 | 0 | 37.59 | 36.03 | 7 | 0
2030 | MAPP_US_2_MAPP_CA | MAPP_US | MAPP_CA | Internal | Winter | B18 | 400 | 165 | 0 | 38.27 | 36.03 | 7 | 0
2030 | MAPP_US_2_MAPP_CA | MAPP_US | MAPP_CA | Internal | Winter | B19 | 700 | 165 | 0 | 34.97 | 36.03 | 7 | 0
2030 | MAPP_US_2_MAPP_CA | MAPP_US | MAPP_CA | Internal | Winter | B20 | 935 | 165 | 165 | 29.02 | 36.03 | 7 | 0.01
2030 | MAPP_US_2_MISO_W | MAPP_US | MISO_W | Internal | Shoulder | B11 | 25 | 2635 | 1047.47 | 45.31 | 52.31 | 7 | 0
2030 | MAPP_US_2_MISO_W | MAPP_US | MISO_W | Internal | Shoulder | B12 | 200 | 2635 | 2457.34 | 38.52 | 45.52 | 7 | 0
2030 | MAPP_US_2_MISO_W | MAPP_US | MISO_W | Internal | Shoulder | B13 | 600 | 2635 | 2462.89 | 37.91 | 44.91 | 7 | 0
2030 | MAPP_US_2_MISO_W | MAPP_US | MISO_W | Internal | Shoulder | B14 | 900 | 2635 | 1657.18 | 33.47 | 40.47 | 7 | 0
2030 | MAPP_US_2_MISO_W | MAPP_US | MISO_W | Internal | Shoulder | B15 | 1203 | 2635 | 674.46 | 29.48 | 36.48 | 7 | 0
2030 | MAPP_US_2_MISO_W | MAPP_US | MISO_W | Internal | Summer | B1 | 10 | 2635 | 0 | 65.48 | 72.37 | 7 | 0
2030 | MAPP_US_2_MISO_W | MAPP_US | MISO_W | Internal | Summer | B2 | 25 | 2635 | 0 | 65.48 | 71.83 | 7 | 0
2030 | MAPP_US_2_MISO_W | MAPP_US | MISO_W | Internal | Summer | B3 | 75 | 2635 | 52.94 | 64.83 | 71.83 | 7 | 0
2030 | MAPP_US_2_MISO_W | MAPP_US | MISO_W | Internal | Summer | B4 | 100 | 2635 | 239.41 | 63.67 | 70.67 | 7 | 0
2030 | MAPP_US_2_MISO_W | MAPP_US | MISO_W | Internal | Summer | B5 | 200 | 2635 | 224.27 | 59.97 | 66.97 | 7 | 0
2030 | MAPP_US_2_MISO_W | MAPP_US | MISO_W | Internal | Summer | B6 | 300 | 2635 | 154.98 | 41.62 | 48.62 | 7 | 0
2030 | MAPP_US_2_MISO_W | MAPP_US | MISO_W | Internal | Summer | B7 | 400 | 2635 | 508.02 | 36.31 | 43.31 | 7 | 0
2030 | MAPP_US_2_MISO_W | MAPP_US | MISO_W | Internal | Summer | B8 | 500 | 2635 | 950.17 | 34.15 | 41.15 | 7 | 0
2030 | MAPP_US_2_MISO_W | MAPP_US | MISO_W | Internal | Summer | B9 | 800 | 2635 | 368.16 | 32.61 | 39.61 | 7 | 0
2030 | MAPP_US_2_MISO_W | MAPP_US | MISO_W | Internal | Summer | B10 | 1262 | 2635 | 0 | 26.6 | 32.81 | 7 | 0
2030 | MAPP_US_2_MISO_W | MAPP_US | MISO_W | Internal | Winter | B16 | 25 | 2635 | 2321.94 | 40.47 | 47.47 | 7 | 0
2030 | MAPP_US_2_MISO_W | MAPP_US | MISO_W | Internal | Winter | B17 | 100 | 2635 | 2416.28 | 37.59 | 44.59 | 7 | 0
2030 | MAPP_US_2_MISO_W | MAPP_US | MISO_W | Internal | Winter | B18 | 400 | 2635 | 2491 | 38.27 | 45.27 | 7 | 0
2030 | MAPP_US_2_MISO_W | MAPP_US | MISO_W | Internal | Winter | B19 | 700 | 2635 | 1356.11 | 34.97 | 41.97 | 7 | 0
2030 | MAPP_US_2_MISO_W | MAPP_US | MISO_W | Internal | Winter | B20 | 935 | 2635 | 1102.9 | 29.02 | 36.02 | 7 | 0
2030 | MAPP_US_2_NE | MAPP_US | NE | Internal | Shoulder | B11 | 25 | 2000 | 2000 | 45.31 | 52.86 | 7 | 0.55
2030 | MAPP_US_2_NE | MAPP_US | NE | Internal | Shoulder | B12 | 200 | 2000 | 0 | 38.52 | 45.26 | 7 | 0
2030 | MAPP_US_2_NE | MAPP_US | NE | Internal | Shoulder | B13 | 600 | 2000 | 213.68 | 37.91 | 44.91 | 7 | 0
2030 | MAPP_US_2_NE | MAPP_US | NE | Internal | Shoulder | B14 | 900 | 2000 | 0 | 33.47 | 40.44 | 7 | 0
2030 | MAPP_US_2_NE | MAPP_US | NE | Internal | Shoulder | B15 | 1203 | 2000 | 1263.54 | 29.48 | 36.48 | 7 | 0
2030 | MAPP_US_2_NE | MAPP_US | NE | Internal | Summer | B1 | 10 | 2000 | 1608.53 | 65.48 | 72.48 | 7 | 0
2030 | MAPP_US_2_NE | MAPP_US | NE | Internal | Summer | B2 | 25 | 2000 | 2000 | 65.48 | 74.24 | 7 | 1.76
2030 | MAPP_US_2_NE | MAPP_US | NE | Internal | Summer | B3 | 75 | 2000 | 2000 | 64.83 | 75.19 | 7 | 3.36
2030 | MAPP_US_2_NE | MAPP_US | NE | Internal | Summer | B4 | 100 | 2000 | 2000 | 63.67 | 74.24 | 7 | 3.57
2030 | MAPP_US_2_NE | MAPP_US | NE | Internal | Summer | B5 | 200 | 2000 | 2000 | 59.97 | 69.25 | 7 | 2.27
2030 | MAPP_US_2_NE | MAPP_US | NE | Internal | Summer | B6 | 300 | 2000 | 2000 | 41.62 | 55.61 | 7 | 6.99
2030 | MAPP_US_2_NE | MAPP_US | NE | Internal | Summer | B7 | 400 | 2000 | 2000 | 36.31 | 45.19 | 7 | 1.88
2030 | MAPP_US_2_NE | MAPP_US | NE | Internal | Summer | B8 | 500 | 2000 | 2000 | 34.15 | 43.65 | 7 | 2.5
2030 | MAPP_US_2_NE | MAPP_US | NE | Internal | Summer | B9 | 800 | 2000 | 2000 | 32.61 | 43.27 | 7 | 3.66
2030 | MAPP_US_2_NE | MAPP_US | NE | Internal | Summer | B10 | 1262 | 2000 | 1713.25 | 26.6 | 33.6 | 7 | 0
2030 | MAPP_US_2_NE | MAPP_US | NE | Internal | Winter | B16 | 25 | 2000 | 1539.31 | 40.47 | 47.47 | 7 | 0
2030 | MAPP_US_2_NE | MAPP_US | NE | Internal | Winter | B17 | 100 | 2000 | 597.82 | 37.59 | 44.59 | 7 | 0
2030 | MAPP_US_2_NE | MAPP_US | NE | Internal | Winter | B18 | 400 | 2000 | 326.29 | 38.27 | 45.27 | 7 | 0
2030 | MAPP_US_2_NE | MAPP_US | NE | Internal | Winter | B19 | 700 | 2000 | 0 | 34.97 | 41.9 | 7 | 0
2030 | MAPP_US_2_NE | MAPP_US | NE | Internal | Winter | B20 | 935 | 2000 | 581.53 | 29.02 | 36.02 | 7 | 0
2030 | MARITIMES_2_NEISO | MARITIMES | NEISO | Internal | Shoulder | B11 | 25 | 99999 | 1900 | 40.19 | 40.21 | 0.01 | 0
2030 | MARITIMES_2_NEISO | MARITIMES | NEISO | Internal | Shoulder | B12 | 200 | 99999 | 1900 | 40.19 | 40.21 | 0.01 | 0
2030 | MARITIMES_2_NEISO | MARITIMES | NEISO | Internal | Shoulder | B13 | 600 | 99999 | 1900 | 40.19 | 40.21 | 0.01 | 0
2030 | MARITIMES_2_NEISO | MARITIMES | NEISO | Internal | Shoulder | B14 | 900 | 99999 | 1900 | 38.89 | 38.9 | 0.01 | 0
2030 | MARITIMES_2_NEISO | MARITIMES | NEISO | Internal | Shoulder | B15 | 1203 | 99999 | 1425.39 | 37.76 | 37.77 | 0.01 | 0
2030 | MARITIMES_2_NEISO | MARITIMES | NEISO | Internal | Summer | B1 | 10 | 99999 | 1900 | 72.26 | 72.27 | 0.01 | 0
2030 | MARITIMES_2_NEISO | MARITIMES | NEISO | Internal | Summer | B2 | 25 | 99999 | 1900 | 59.25 | 59.27 | 0.01 | 0
2030 | MARITIMES_2_NEISO | MARITIMES | NEISO | Internal | Summer | B3 | 75 | 99999 | 1900 | 51.41 | 51.42 | 0.01 | 0
2030 | MARITIMES_2_NEISO | MARITIMES | NEISO | Internal | Summer | B4 | 100 | 99999 | 1900 | 40.76 | 40.77 | 0.01 | 0
2030 | MARITIMES_2_NEISO | MARITIMES | NEISO | Internal | Summer | B5 | 200 | 99999 | 1900 | 36.77 | 36.79 | 0.01 | 0
2030 | MARITIMES_2_NEISO | MARITIMES | NEISO | Internal | Summer | B6 | 300 | 99999 | 1900 | 36.77 | 36.79 | 0.01 | 0
2030 | MARITIMES_2_NEISO | MARITIMES | NEISO | Internal | Summer | B7 | 400 | 99999 | 1900 | 36.77 | 36.79 | 0.01 | 0
2030 | MARITIMES_2_NEISO | MARITIMES | NEISO | Internal | Summer | B8 | 500 | 99999 | 1900 | 36.77 | 36.79 | 0.01 | 0
2030 | MARITIMES_2_NEISO | MARITIMES | NEISO | Internal | Summer | B9 | 800 | 99999 | 1900 | 36.77 | 36.79 | 0.01 | 0
2030 | MARITIMES_2_NEISO | MARITIMES | NEISO | Internal | Summer | B10 | 1262 | 99999 | 1332.61 | 36.77 | 36.79 | 0.01 | 0
2030 | MARITIMES_2_NEISO | MARITIMES | NEISO | Internal | Winter | B16 | 25 | 99999 | 1900 | 50.76 | 50.77 | 0.01 | 0
2030 | MARITIMES_2_NEISO | MARITIMES | NEISO | Internal | Winter | B17 | 100 | 99999 | 1900 | 50.76 | 50.77 | 0.01 | 0
2030 | MARITIMES_2_NEISO | MARITIMES | NEISO | Internal | Winter | B18 | 400 | 99999 | 1900 | 49.74 | 49.75 | 0.01 | 0
2030 | MARITIMES_2_NEISO | MARITIMES | NEISO | Internal | Winter | B19 | 700 | 99999 | 1900 | 49.01 | 49.02 | 0.01 | 0
2030 | MARITIMES_2_NEISO | MARITIMES | NEISO | Internal | Winter | B20 | 935 | 99999 | 1449.52 | 46.66 | 46.67 | 0.01 | 0
2030 | MISO_IN_2_MISO_MI | MISO_IN | MISO_MI | Internal | Shoulder | B11 | 25 | 5000 | 0 | 52.33 | 52.12 | 0.01 | 0
2030 | MISO_IN_2_MISO_MI | MISO_IN | MISO_MI | Internal | Shoulder | B12 | 200 | 5000 | 0 | 46.67 | 46.66 | 0.01 | 0
2030 | MISO_IN_2_MISO_MI | MISO_IN | MISO_MI | Internal | Shoulder | B13 | 600 | 5000 | 0 | 44.94 | 44.94 | 0.01 | 0
2030 | MISO_IN_2_MISO_MI | MISO_IN | MISO_MI | Internal | Shoulder | B14 | 900 | 5000 | 97.62 | 42.74 | 42.75 | 0.01 | 0
2030 | MISO_IN_2_MISO_MI | MISO_IN | MISO_MI | Internal | Shoulder | B15 | 1203 | 5000 | 387 | 36.77 | 36.78 | 0.01 | 0
2030 | MISO_IN_2_MISO_MI | MISO_IN | MISO_MI | Internal | Summer | B1 | 10 | 5000 | 0 | 72.37 | 72.23 | 0.01 | 0
2030 | MISO_IN_2_MISO_MI | MISO_IN | MISO_MI | Internal | Summer | B2 | 25 | 5000 | 0 | 71.86 | 71.85 | 0.01 | 0
2030 | MISO_IN_2_MISO_MI | MISO_IN | MISO_MI | Internal | Summer | B3 | 75 | 5000 | 0 | 70.67 | 67.69 | 0.01 | 0
2030 | MISO_IN_2_MISO_MI | MISO_IN | MISO_MI | Internal | Summer | B4 | 100 | 5000 | 0 | 70.65 | 66.95 | 0.01 | 0
2030 | MISO_IN_2_MISO_MI | MISO_IN | MISO_MI | Internal | Summer | B5 | 200 | 5000 | 0 | 66.96 | 66.95 | 0.01 | 0
2030 | MISO_IN_2_MISO_MI | MISO_IN | MISO_MI | Internal | Summer | B6 | 300 | 5000 | 0 | 48.65 | 48.63 | 0.01 | 0
2030 | MISO_IN_2_MISO_MI | MISO_IN | MISO_MI | Internal | Summer | B7 | 400 | 5000 | 0 | 43.33 | 43.33 | 0.01 | 0
2030 | MISO_IN_2_MISO_MI | MISO_IN | MISO_MI | Internal | Summer | B8 | 500 | 5000 | 1391.98 | 41.33 | 41.34 | 0.01 | 0
2030 | MISO_IN_2_MISO_MI | MISO_IN | MISO_MI | Internal | Summer | B9 | 800 | 5000 | 1578.19 | 39.83 | 39.84 | 0.01 | 0
2030 | MISO_IN_2_MISO_MI | MISO_IN | MISO_MI | Internal | Summer | B10 | 1262 | 5000 | 1078.11 | 35.2 | 35.21 | 0.01 | 0
2030 | MISO_IN_2_MISO_MI | MISO_IN | MISO_MI | Internal | Winter | B16 | 25 | 5000 | 0 | 50.44 | 50.43 | 0.01 | 0
2030 | MISO_IN_2_MISO_MI | MISO_IN | MISO_MI | Internal | Winter | B17 | 100 | 5000 | 0 | 48.59 | 48.59 | 0.01 | 0
2030 | MISO_IN_2_MISO_MI | MISO_IN | MISO_MI | Internal | Winter | B18 | 400 | 5000 | 757.63 | 45.59 | 45.61 | 0.01 | 0
2030 | MISO_IN_2_MISO_MI | MISO_IN | MISO_MI | Internal | Winter | B19 | 700 | 5000 | 2048.65 | 43.85 | 43.86 | 0.01 | 0
2030 | MISO_IN_2_MISO_MI | MISO_IN | MISO_MI | Internal | Winter | B20 | 935 | 5000 | 0 | 36.04 | 36.04 | 0.01 | 0
2030 | MISO_IN_2_MISO_MO-IL | MISO_IN | MISO_MO-IL | Internal | Shoulder | B11 | 25 | 5000 | 0 | 52.33 | 52.32 | 0.01 | 0
2030 | MISO_IN_2_MISO_MO-IL | MISO_IN | MISO_MO-IL | Internal | Shoulder | B12 | 200 | 5000 | 0 | 46.67 | 45.53 | 0.01 | 0
2030 | MISO_IN_2_MISO_MO-IL | MISO_IN | MISO_MO-IL | Internal | Shoulder | B13 | 600 | 5000 | 0 | 44.94 | 44.93 | 0.01 | 0
2030 | MISO_IN_2_MISO_MO-IL | MISO_IN | MISO_MO-IL | Internal | Shoulder | B14 | 900 | 5000 | 0 | 42.74 | 40.48 | 0.01 | 0
2030 | MISO_IN_2_MISO_MO-IL | MISO_IN | MISO_MO-IL | Internal | Shoulder | B15 | 1203 | 5000 | 0 | 36.77 | 36.76 | 0.01 | 0
2030 | MISO_IN_2_MISO_MO-IL | MISO_IN | MISO_MO-IL | Internal | Summer | B1 | 10 | 5000 | 479.94 | 72.37 | 72.38 | 0.01 | 0
2030 | MISO_IN_2_MISO_MO-IL | MISO_IN | MISO_MO-IL | Internal | Summer | B2 | 25 | 5000 | 0 | 71.86 | 71.85 | 0.01 | 0
2030 | MISO_IN_2_MISO_MO-IL | MISO_IN | MISO_MO-IL | Internal | Summer | B3 | 75 | 5000 | 0 | 70.67 | 70.66 | 0.01 | 0
2030 | MISO_IN_2_MISO_MO-IL | MISO_IN | MISO_MO-IL | Internal | Summer | B4 | 100 | 5000 | 102.03 | 70.65 | 70.66 | 0.01 | 0
2030 | MISO_IN_2_MISO_MO-IL | MISO_IN | MISO_MO-IL | Internal | Summer | B5 | 200 | 5000 | 272.79 | 66.96 | 66.97 | 0.01 | 0
2030 | MISO_IN_2_MISO_MO-IL | MISO_IN | MISO_MO-IL | Internal | Summer | B6 | 300 | 5000 | 0 | 48.65 | 48.63 | 0.01 | 0
2030 | MISO_IN_2_MISO_MO-IL | MISO_IN | MISO_MO-IL | Internal | Summer | B7 | 400 | 5000 | 0 | 43.33 | 43.32 | 0.01 | 0
2030 | MISO_IN_2_MISO_MO-IL | MISO_IN | MISO_MO-IL | Internal | Summer | B8 | 500 | 5000 | 0 | 41.33 | 41.16 | 0.01 | 0
2030 | MISO_IN_2_MISO_MO-IL | MISO_IN | MISO_MO-IL | Internal | Summer | B9 | 800 | 5000 | 0 | 39.83 | 39.62 | 0.01 | 0
2030 | MISO_IN_2_MISO_MO-IL | MISO_IN | MISO_MO-IL | Internal | Summer | B10 | 1262 | 5000 | 0 | 35.2 | 35.19 | 0.01 | 0
2030 | MISO_IN_2_MISO_MO-IL | MISO_IN | MISO_MO-IL | Internal | Winter | B16 | 25 | 5000 | 0 | 50.44 | 48.59 | 0.01 | 0
2030 | MISO_IN_2_MISO_MO-IL | MISO_IN | MISO_MO-IL | Internal | Winter | B17 | 100 | 5000 | 0 | 48.59 | 46.67 | 0.01 | 0
2030 | MISO_IN_2_MISO_MO-IL | MISO_IN | MISO_MO-IL | Internal | Winter | B18 | 400 | 5000 | 0 | 45.59 | 45.28 | 0.01 | 0
2030 | MISO_IN_2_MISO_MO-IL | MISO_IN | MISO_MO-IL | Internal | Winter | B19 | 700 | 5000 | 0 | 43.85 | 41.98 | 0.01 | 0
2030 | MISO_IN_2_MISO_MO-IL | MISO_IN | MISO_MO-IL | Internal | Winter | B20 | 935 | 5000 | 0 | 36.04 | 36.03 | 0.01 | 0
2030 | MISO_IN_2_NonRTO_Midwest | MISO_IN | NonRTO_Midwest | Internal | Shoulder | B11 | 25 | 4800 | 913.33 | 52.33 | 60.33 | 8 | 0
2030 | MISO_IN_2_NonRTO_Midwest | MISO_IN | NonRTO_Midwest | Internal | Shoulder | B12 | 200 | 4800 | 1082.56 | 46.67 | 54.67 | 8 | 0
2030 | MISO_IN_2_NonRTO_Midwest | MISO_IN | NonRTO_Midwest | Internal | Shoulder | B13 | 600 | 4800 | 378.06 | 44.94 | 52.94 | 8 | 0
2030 | MISO_IN_2_NonRTO_Midwest | MISO_IN | NonRTO_Midwest | Internal | Shoulder | B14 | 900 | 4800 | 0 | 42.74 | 44.59 | 8 | 0
2030 | MISO_IN_2_NonRTO_Midwest | MISO_IN | NonRTO_Midwest | Internal | Shoulder | B15 | 1203 | 4800 | 0 | 36.77 | 37.74 | 8 | 0
2030 | MISO_IN_2_NonRTO_Midwest | MISO_IN | NonRTO_Midwest | Internal | Summer | B1 | 10 | 4800 | 0 | 72.37 | 76.13 | 8 | 0
2030 | MISO_IN_2_NonRTO_Midwest | MISO_IN | NonRTO_Midwest | Internal | Summer | B2 | 25 | 4800 | 0 | 71.86 | 76.13 | 8 | 0
2030 | MISO_IN_2_NonRTO_Midwest | MISO_IN | NonRTO_Midwest | Internal | Summer | B3 | 75 | 4800 | 0 | 70.67 | 76.13 | 8 | 0
2030 | MISO_IN_2_NonRTO_Midwest | MISO_IN | NonRTO_Midwest | Internal | Summer | B4 | 100 | 4800 | 0 | 70.65 | 76.13 | 8 | 0
2030 | MISO_IN_2_NonRTO_Midwest | MISO_IN | NonRTO_Midwest | Internal | Summer | B5 | 200 | 4800 | 399.51 | 66.96 | 74.96 | 8 | 0
2030 | MISO_IN_2_NonRTO_Midwest | MISO_IN | NonRTO_Midwest | Internal | Summer | B6 | 300 | 4800 | 571.01 | 48.65 | 56.65 | 8 | 0
2030 | MISO_IN_2_NonRTO_Midwest | MISO_IN | NonRTO_Midwest | Internal | Summer | B7 | 400 | 4800 | 0 | 43.33 | 50.91 | 8 | 0
2030 | MISO_IN_2_NonRTO_Midwest | MISO_IN | NonRTO_Midwest | Internal | Summer | B8 | 500 | 4800 | 0 | 41.33 | 43.19 | 8 | 0
2030 | MISO_IN_2_NonRTO_Midwest | MISO_IN | NonRTO_Midwest | Internal | Summer | B9 | 800 | 4800 | 0 | 39.83 | 37.74 | 8 | 0
2030 | MISO_IN_2_NonRTO_Midwest | MISO_IN | NonRTO_Midwest | Internal | Summer | B10 | 1262 | 4800 | 0 | 35.2 | 33.74 | 8 | 0
2030 | MISO_IN_2_NonRTO_Midwest | MISO_IN | NonRTO_Midwest | Internal | Winter | B16 | 25 | 4800 | 2557.62 | 50.44 | 58.44 | 8 | 0
2030 | MISO_IN_2_NonRTO_Midwest | MISO_IN | NonRTO_Midwest | Internal | Winter | B17 | 100 | 4800 | 1405.2 | 48.59 | 56.59 | 8 | 0
2030 | MISO_IN_2_NonRTO_Midwest | MISO_IN | NonRTO_Midwest | Internal | Winter | B18 | 400 | 4800 | 371.98 | 45.59 | 53.59 | 8 | 0
2030 | MISO_IN_2_NonRTO_Midwest | MISO_IN | NonRTO_Midwest | Internal | Winter | B19 | 700 | 4800 | 0 | 43.85 | 45.52 | 8 | 0
2030 | MISO_IN_2_NonRTO_Midwest | MISO_IN | NonRTO_Midwest | Internal | Winter | B20 | 935 | 4800 | 0 | 36.04 | 37.74 | 8 | 0
2030 | MISO_IN_2_PJM_ROR | MISO_IN | PJM_ROR | Internal | Shoulder | B11 | 25 | 992 | 0 | 52.33 | 44.97 | 2 | 0
2030 | MISO_IN_2_PJM_ROR | MISO_IN | PJM_ROR | Internal | Shoulder | B12 | 200 | 992 | 0 | 46.67 | 44.65 | 2 | 0
2030 | MISO_IN_2_PJM_ROR | MISO_IN | PJM_ROR | Internal | Shoulder | B13 | 600 | 992 | 0 | 44.94 | 42.93 | 2 | 0
2030 | MISO_IN_2_PJM_ROR | MISO_IN | PJM_ROR | Internal | Shoulder | B14 | 900 | 992 | 0 | 42.74 | 41.8 | 2 | 0
2030 | MISO_IN_2_PJM_ROR | MISO_IN | PJM_ROR | Internal | Shoulder | B15 | 1203 | 992 | 0 | 36.77 | 34.76 | 2 | 0
2030 | MISO_IN_2_PJM_ROR | MISO_IN | PJM_ROR | Internal | Summer | B1 | 10 | 992 | 0 | 72.37 | 69.28 | 2 | 0
2030 | MISO_IN_2_PJM_ROR | MISO_IN | PJM_ROR | Internal | Summer | B2 | 25 | 992 | 0 | 71.86 | 69.28 | 2 | 0
2030 | MISO_IN_2_PJM_ROR | MISO_IN | PJM_ROR | Internal | Summer | B3 | 75 | 992 | 0 | 70.67 | 66.59 | 2 | 0
2030 | MISO_IN_2_PJM_ROR | MISO_IN | PJM_ROR | Internal | Summer | B4 | 100 | 992 | 0 | 70.65 | 60.63 | 2 | 0
2030 | MISO_IN_2_PJM_ROR | MISO_IN | PJM_ROR | Internal | Summer | B5 | 200 | 992 | 0 | 66.96 | 58.42 | 2 | 0
2030 | MISO_IN_2_PJM_ROR | MISO_IN | PJM_ROR | Internal | Summer | B6 | 300 | 992 | 0 | 48.65 | 46.62 | 2 | 0
2030 | MISO_IN_2_PJM_ROR | MISO_IN | PJM_ROR | Internal | Summer | B7 | 400 | 992 | 0 | 43.33 | 41.33 | 2 | 0
2030 | MISO_IN_2_PJM_ROR | MISO_IN | PJM_ROR | Internal | Summer | B8 | 500 | 992 | 0 | 41.33 | 40.88 | 2 | 0
2030 | MISO_IN_2_PJM_ROR | MISO_IN | PJM_ROR | Internal | Summer | B9 | 800 | 992 | 0 | 39.83 | 37.84 | 2 | 0
2030 | MISO_IN_2_PJM_ROR | MISO_IN | PJM_ROR | Internal | Summer | B10 | 1262 | 992 | 0 | 35.2 | 33.19 | 2 | 0
2030 | MISO_IN_2_PJM_ROR | MISO_IN | PJM_ROR | Internal | Winter | B16 | 25 | 992 | 0 | 50.44 | 46.59 | 2 | 0
2030 | MISO_IN_2_PJM_ROR | MISO_IN | PJM_ROR | Internal | Winter | B17 | 100 | 992 | 0 | 48.59 | 46.59 | 2 | 0
2030 | MISO_IN_2_PJM_ROR | MISO_IN | PJM_ROR | Internal | Winter | B18 | 400 | 992 | 0 | 45.59 | 45.85 | 2 | 0
2030 | MISO_IN_2_PJM_ROR | MISO_IN | PJM_ROR | Internal | Winter | B19 | 700 | 992 | 0 | 43.85 | 42.64 | 2 | 0
2030 | MISO_IN_2_PJM_ROR | MISO_IN | PJM_ROR | Internal | Winter | B20 | 935 | 992 | 0 | 36.04 | 33.16 | 2 | 0
2030 | MISO_MI_2_MISO_IN | MISO_MI | MISO_IN | Internal | Shoulder | B11 | 25 | 2045 | 2045 | 52.12 | 52.33 | 0.01 | 0.2
2030 | MISO_MI_2_MISO_IN | MISO_MI | MISO_IN | Internal | Shoulder | B12 | 200 | 2045 | 805.22 | 46.66 | 46.67 | 0.01 | 0
2030 | MISO_MI_2_MISO_IN | MISO_MI | MISO_IN | Internal | Shoulder | B13 | 600 | 2045 | 0 | 44.94 | 44.94 | 0.01 | 0
2030 | MISO_MI_2_MISO_IN | MISO_MI | MISO_IN | Internal | Shoulder | B14 | 900 | 2045 | 0 | 42.75 | 42.74 | 0.01 | 0
2030 | MISO_MI_2_MISO_IN | MISO_MI | MISO_IN | Internal | Shoulder | B15 | 1203 | 2045 | 0 | 36.78 | 36.77 | 0.01 | 0
2030 | MISO_MI_2_MISO_IN | MISO_MI | MISO_IN | Internal | Summer | B1 | 10 | 2045 | 2045 | 72.23 | 72.37 | 0.01 | 0.13
2030 | MISO_MI_2_MISO_IN | MISO_MI | MISO_IN | Internal | Summer | B2 | 25 | 2045 | 1889.39 | 71.85 | 71.86 | 0.01 | 0
2030 | MISO_MI_2_MISO_IN | MISO_MI | MISO_IN | Internal | Summer | B3 | 75 | 2045 | 2045 | 67.69 | 70.67 | 0.01 | 2.97
2030 | MISO_MI_2_MISO_IN | MISO_MI | MISO_IN | Internal | Summer | B4 | 100 | 2045 | 2045 | 66.95 | 70.65 | 0.01 | 3.69
2030 | MISO_MI_2_MISO_IN | MISO_MI | MISO_IN | Internal | Summer | B5 | 200 | 2045 | 2015.14 | 66.95 | 66.96 | 0.01 | 0
2030 | MISO_MI_2_MISO_IN | MISO_MI | MISO_IN | Internal | Summer | B6 | 300 | 2045 | 436.76 | 48.63 | 48.65 | 0.01 | 0
2030 | MISO_MI_2_MISO_IN | MISO_MI | MISO_IN | Internal | Summer | B7 | 400 | 2045 | 0 | 43.33 | 43.33 | 0.01 | 0
2030 | MISO_MI_2_MISO_IN | MISO_MI | MISO_IN | Internal | Summer | B8 | 500 | 2045 | 0 | 41.34 | 41.33 | 0.01 | 0
2030 | MISO_MI_2_MISO_IN | MISO_MI | MISO_IN | Internal | Summer | B9 | 800 | 2045 | 0 | 39.84 | 39.83 | 0.01 | 0
2030 | MISO_MI_2_MISO_IN | MISO_MI | MISO_IN | Internal | Summer | B10 | 1262 | 2045 | 0 | 35.21 | 35.2 | 0.01 | 0
2030 | MISO_MI_2_MISO_IN | MISO_MI | MISO_IN | Internal | Winter | B16 | 25 | 2045 | 1394.15 | 50.43 | 50.44 | 0.01 | 0
2030 | MISO_MI_2_MISO_IN | MISO_MI | MISO_IN | Internal | Winter | B17 | 100 | 2045 | 0 | 48.59 | 48.59 | 0.01 | 0
2030 | MISO_MI_2_MISO_IN | MISO_MI | MISO_IN | Internal | Winter | B18 | 400 | 2045 | 0 | 45.61 | 45.59 | 0.01 | 0
2030 | MISO_MI_2_MISO_IN | MISO_MI | MISO_IN | Internal | Winter | B19 | 700 | 2045 | 0 | 43.86 | 43.85 | 0.01 | 0
2030 | MISO_MI_2_MISO_IN | MISO_MI | MISO_IN | Internal | Winter | B20 | 935 | 2045 | 0 | 36.04 | 36.04 | 0.01 | 0
2030 | MISO_MI_2_MISO_WUMS | MISO_MI | MISO_WUMS | Internal | Shoulder | B11 | 25 | 947 | 947 | 52.12 | 52.3 | 0.01 | 0.16
2030 | MISO_MI_2_MISO_WUMS | MISO_MI | MISO_WUMS | Internal | Shoulder | B12 | 200 | 947 | 0 | 46.66 | 46.65 | 0.01 | 0
2030 | MISO_MI_2_MISO_WUMS | MISO_MI | MISO_WUMS | Internal | Shoulder | B13 | 600 | 947 | 0 | 44.94 | 44.93 | 0.01 | 0
2030 | MISO_MI_2_MISO_WUMS | MISO_MI | MISO_WUMS | Internal | Shoulder | B14 | 900 | 947 | 0 | 42.75 | 42.45 | 0.01 | 0
2030 | MISO_MI_2_MISO_WUMS | MISO_MI | MISO_WUMS | Internal | Shoulder | B15 | 1203 | 947 | 0 | 36.78 | 36.77 | 0.01 | 0
2030 | MISO_MI_2_MISO_WUMS | MISO_MI | MISO_WUMS | Internal | Summer | B1 | 10 | 947 | 0 | 72.23 | 67.68 | 0.01 | 0
2030 | MISO_MI_2_MISO_WUMS | MISO_MI | MISO_WUMS | Internal | Summer | B2 | 25 | 947 | 0 | 71.85 | 67.68 | 0.01 | 0
2030 | MISO_MI_2_MISO_WUMS | MISO_MI | MISO_WUMS | Internal | Summer | B3 | 75 | 947 | 0 | 67.69 | 67.68 | 0.01 | 0
2030 | MISO_MI_2_MISO_WUMS | MISO_MI | MISO_WUMS | Internal | Summer | B4 | 100 | 947 | 947 | 66.95 | 67.68 | 0.01 | 0.71
2030 | MISO_MI_2_MISO_WUMS | MISO_MI | MISO_WUMS | Internal | Summer | B5 | 200 | 947 | 261.27 | 66.95 | 66.96 | 0.01 | 0
2030 | MISO_MI_2_MISO_WUMS | MISO_MI | MISO_WUMS | Internal | Summer | B6 | 300 | 947 | 0 | 48.63 | 48.62 | 0.01 | 0
2030 | MISO_MI_2_MISO_WUMS | MISO_MI | MISO_WUMS | Internal | Summer | B7 | 400 | 947 | 0 | 43.33 | 43.32 | 0.01 | 0
2030 | MISO_MI_2_MISO_WUMS | MISO_MI | MISO_WUMS | Internal | Summer | B8 | 500 | 947 | 0 | 41.34 | 41.16 | 0.01 | 0
2030 | MISO_MI_2_MISO_WUMS | MISO_MI | MISO_WUMS | Internal | Summer | B9 | 800 | 947 | 0 | 39.84 | 39.84 | 0.01 | 0
2030 | MISO_MI_2_MISO_WUMS | MISO_MI | MISO_WUMS | Internal | Summer | B10 | 1262 | 947 | 0 | 35.21 | 35.2 | 0.01 | 0
2030 | MISO_MI_2_MISO_WUMS | MISO_MI | MISO_WUMS | Internal | Winter | B16 | 25 | 947 | 0 | 50.43 | 48.59 | 0.01 | 0
2030 | MISO_MI_2_MISO_WUMS | MISO_MI | MISO_WUMS | Internal | Winter | B17 | 100 | 947 | 0 | 48.59 | 47.22 | 0.01 | 0
2030 | MISO_MI_2_MISO_WUMS | MISO_MI | MISO_WUMS | Internal | Winter | B18 | 400 | 947 | 0 | 45.61 | 45.53 | 0.01 | 0
2030 | MISO_MI_2_MISO_WUMS | MISO_MI | MISO_WUMS | Internal | Winter | B19 | 700 | 947 | 249.12 | 43.86 | 43.87 | 0.01 | 0
2030 | MISO_MI_2_MISO_WUMS | MISO_MI | MISO_WUMS | Internal | Winter | B20 | 935 | 947 | 0 | 36.04 | 36.03 | 0.01 | 0
2030 | MISO_MI_2_PJM_ROR | MISO_MI | PJM_ROR | Internal | Shoulder | B11 | 25 | 1424 | 0 | 52.12 | 44.97 | 2 | 0
2030 | MISO_MI_2_PJM_ROR | MISO_MI | PJM_ROR | Internal | Shoulder | B12 | 200 | 1424 | 0 | 46.66 | 44.65 | 2 | 0
2030 | MISO_MI_2_PJM_ROR | MISO_MI | PJM_ROR | Internal | Shoulder | B13 | 600 | 1424 | 0 | 44.94 | 42.93 | 2 | 0
2030 | MISO_MI_2_PJM_ROR | MISO_MI | PJM_ROR | Internal | Shoulder | B14 | 900 | 1424 | 0 | 42.75 | 41.8 | 2 | 0
2030 | MISO_MI_2_PJM_ROR | MISO_MI | PJM_ROR | Internal | Shoulder | B15 | 1203 | 1424 | 0 | 36.78 | 34.76 | 2 | 0
2030 | MISO_MI_2_PJM_ROR | MISO_MI | PJM_ROR | Internal | Summer | B1 | 10 | 1424 | 0 | 72.23 | 69.28 | 2 | 0
2030 | MISO_MI_2_PJM_ROR | MISO_MI | PJM_ROR | Internal | Summer | B2 | 25 | 1424 | 0 | 71.85 | 69.28 | 2 | 0
2030 | MISO_MI_2_PJM_ROR | MISO_MI | PJM_ROR | Internal | Summer | B3 | 75 | 1424 | 0 | 67.69 | 66.59 | 2 | 0
2030 | MISO_MI_2_PJM_ROR | MISO_MI | PJM_ROR | Internal | Summer | B4 | 100 | 1424 | 0 | 66.95 | 60.63 | 2 | 0
2030 | MISO_MI_2_PJM_ROR | MISO_MI | PJM_ROR | Internal | Summer | B5 | 200 | 1424 | 0 | 66.95 | 58.42 | 2 | 0
2030 | MISO_MI_2_PJM_ROR | MISO_MI | PJM_ROR | Internal | Summer | B6 | 300 | 1424 | 0 | 48.63 | 46.62 | 2 | 0
2030 | MISO_MI_2_PJM_ROR | MISO_MI | PJM_ROR | Internal | Summer | B7 | 400 | 1424 | 0 | 43.33 | 41.33 | 2 | 0
2030 | MISO_MI_2_PJM_ROR | MISO_MI | PJM_ROR | Internal | Summer | B8 | 500 | 1424 | 0 | 41.34 | 40.88 | 2 | 0
2030 | MISO_MI_2_PJM_ROR | MISO_MI | PJM_ROR | Internal | Summer | B9 | 800 | 1424 | 0 | 39.84 | 37.84 | 2 | 0
2030 | MISO_MI_2_PJM_ROR | MISO_MI | PJM_ROR | Internal | Summer | B10 | 1262 | 1424 | 0 | 35.21 | 33.19 | 2 | 0
2030 | MISO_MI_2_PJM_ROR | MISO_MI | PJM_ROR | Internal | Winter | B16 | 25 | 1424 | 0 | 50.43 | 46.59 | 2 | 0
2030 | MISO_MI_2_PJM_ROR | MISO_MI | PJM_ROR | Internal | Winter | B17 | 100 | 1424 | 0 | 48.59 | 46.59 | 2 | 0
2030 | MISO_MI_2_PJM_ROR | MISO_MI | PJM_ROR | Internal | Winter | B18 | 400 | 1424 | 0 | 45.61 | 45.85 | 2 | 0
2030 | MISO_MI_2_PJM_ROR | MISO_MI | PJM_ROR | Internal | Winter | B19 | 700 | 1424 | 0 | 43.86 | 42.64 | 2 | 0
2030 | MISO_MI_2_PJM_ROR | MISO_MI | PJM_ROR | Internal | Winter | B20 | 935 | 1424 | 0 | 36.04 | 33.16 | 2 | 0
2030 | MISO_MO-IL_2_ENT | MISO_MO-IL | ENT | Internal | Shoulder | B11 | 25 | 2540 | 0 | 52.32 | 57.87 | 8 | 0
2030 | MISO_MO-IL_2_ENT | MISO_MO-IL | ENT | Internal | Shoulder | B12 | 200 | 2540 | 0 | 45.53 | 47.35 | 8 | 0
2030 | MISO_MO-IL_2_ENT | MISO_MO-IL | ENT | Internal | Shoulder | B13 | 600 | 2540 | 0 | 44.93 | 47.35 | 8 | 0
2030 | MISO_MO-IL_2_ENT | MISO_MO-IL | ENT | Internal | Shoulder | B14 | 900 | 2540 | 0 | 40.48 | 45.46 | 8 | 0
2030 | MISO_MO-IL_2_ENT | MISO_MO-IL | ENT | Internal | Shoulder | B15 | 1203 | 2540 | 2540 | 36.76 | 45.46 | 8 | 0.7
2030 | MISO_MO-IL_2_ENT | MISO_MO-IL | ENT | Internal | Summer | B1 | 10 | 2540 | 0 | 72.38 | 77.5 | 8 | 0
2030 | MISO_MO-IL_2_ENT | MISO_MO-IL | ENT | Internal | Summer | B2 | 25 | 2540 | 0 | 71.85 | 76.19 | 8 | 0
2030 | MISO_MO-IL_2_ENT | MISO_MO-IL | ENT | Internal | Summer | B3 | 75 | 2540 | 0 | 70.66 | 69.81 | 8 | 0
2030 | MISO_MO-IL_2_ENT | MISO_MO-IL | ENT | Internal | Summer | B4 | 100 | 2540 | 0 | 70.66 | 67.94 | 8 | 0
2030 | MISO_MO-IL_2_ENT | MISO_MO-IL | ENT | Internal | Summer | B5 | 200 | 2540 | 0 | 66.97 | 64.44 | 8 | 0
2030 | MISO_MO-IL_2_ENT | MISO_MO-IL | ENT | Internal | Summer | B6 | 300 | 2540 | 144.85 | 48.63 | 56.63 | 8 | 0
2030 | MISO_MO-IL_2_ENT | MISO_MO-IL | ENT | Internal | Summer | B7 | 400 | 2540 | 0 | 43.32 | 45.68 | 8 | 0
2030 | MISO_MO-IL_2_ENT | MISO_MO-IL | ENT | Internal | Summer | B8 | 500 | 2540 | 0 | 41.16 | 45.68 | 8 | 0
2030 | MISO_MO-IL_2_ENT | MISO_MO-IL | ENT | Internal | Summer | B9 | 800 | 2540 | 0 | 39.62 | 45.36 | 8 | 0
2030 | MISO_MO-IL_2_ENT | MISO_MO-IL | ENT | Internal | Summer | B10 | 1262 | 2540 | 2540 | 35.19 | 43.87 | 8 | 0.68
2030 | MISO_MO-IL_2_ENT | MISO_MO-IL | ENT | Internal | Winter | B16 | 25 | 2540 | 0 | 48.59 | 52.48 | 8 | 0
2030 | MISO_MO-IL_2_ENT | MISO_MO-IL | ENT | Internal | Winter | B17 | 100 | 2540 | 0 | 46.67 | 50.28 | 8 | 0
2030 | MISO_MO-IL_2_ENT | MISO_MO-IL | ENT | Internal | Winter | B18 | 400 | 2540 | 0 | 45.28 | 50.28 | 8 | 0
2030 | MISO_MO-IL_2_ENT | MISO_MO-IL | ENT | Internal | Winter | B19 | 700 | 2540 | 0 | 41.98 | 48.62 | 8 | 0
2030 | MISO_MO-IL_2_ENT | MISO_MO-IL | ENT | Internal | Winter | B20 | 935 | 2540 | 2540 | 36.03 | 44.08 | 8 | 0.04
2030 | MISO_MO-IL_2_MISO_IN | MISO_MO-IL | MISO_IN | Internal | Shoulder | B11 | 25 | 2100 | 1460.12 | 52.32 | 52.33 | 0.01 | 0
2030 | MISO_MO-IL_2_MISO_IN | MISO_MO-IL | MISO_IN | Internal | Shoulder | B12 | 200 | 2100 | 2100 | 45.53 | 46.67 | 0.01 | 1.13
2030 | MISO_MO-IL_2_MISO_IN | MISO_MO-IL | MISO_IN | Internal | Shoulder | B13 | 600 | 2100 | 2003.43 | 44.93 | 44.94 | 0.01 | 0
2030 | MISO_MO-IL_2_MISO_IN | MISO_MO-IL | MISO_IN | Internal | Shoulder | B14 | 900 | 2100 | 2100 | 40.48 | 42.74 | 0.01 | 2.24
2030 | MISO_MO-IL_2_MISO_IN | MISO_MO-IL | MISO_IN | Internal | Shoulder | B15 | 1203 | 2100 | 1695.86 | 36.76 | 36.77 | 0.01 | 0
2030 | MISO_MO-IL_2_MISO_IN | MISO_MO-IL | MISO_IN | Internal | Summer | B1 | 10 | 2100 | 0 | 72.38 | 72.37 | 0.01 | 0
2030 | MISO_MO-IL_2_MISO_IN | MISO_MO-IL | MISO_IN | Internal | Summer | B2 | 25 | 2100 | 1941.03 | 71.85 | 71.86 | 0.01 | 0
2030 | MISO_MO-IL_2_MISO_IN | MISO_MO-IL | MISO_IN | Internal | Summer | B3 | 75 | 2100 | 807.41 | 70.66 | 70.67 | 0.01 | 0
2030 | MISO_MO-IL_2_MISO_IN | MISO_MO-IL | MISO_IN | Internal | Summer | B4 | 100 | 2100 | 0 | 70.66 | 70.65 | 0.01 | 0
2030 | MISO_MO-IL_2_MISO_IN | MISO_MO-IL | MISO_IN | Internal | Summer | B5 | 200 | 2100 | 0 | 66.97 | 66.96 | 0.01 | 0
2030 | MISO_MO-IL_2_MISO_IN | MISO_MO-IL | MISO_IN | Internal | Summer | B6 | 300 | 2100 | 701.99 | 48.63 | 48.65 | 0.01 | 0
2030 | MISO_MO-IL_2_MISO_IN | MISO_MO-IL | MISO_IN | Internal | Summer | B7 | 400 | 2100 | 103 | 43.32 | 43.33 | 0.01 | 0
2030 | MISO_MO-IL_2_MISO_IN | MISO_MO-IL | MISO_IN | Internal | Summer | B8 | 500 | 2100 | 2100 | 41.16 | 41.33 | 0.01 | 0.15
2030 | MISO_MO-IL_2_MISO_IN | MISO_MO-IL | MISO_IN | Internal | Summer | B9 | 800 | 2100 | 2100 | 39.62 | 39.83 | 0.01 | 0.19
2030 | MISO_MO-IL_2_MISO_IN | MISO_MO-IL | MISO_IN | Internal | Summer | B10 | 1262 | 2100 | 1421.67 | 35.19 | 35.2 | 0.01 | 0
2030 | MISO_MO-IL_2_MISO_IN | MISO_MO-IL | MISO_IN | Internal | Winter | B16 | 25 | 2100 | 2100 | 48.59 | 50.44 | 0.01 | 1.84
2030 | MISO_MO-IL_2_MISO_IN | MISO_MO-IL | MISO_IN | Internal | Winter | B17 | 100 | 2100 | 2100 | 46.67 | 48.59 | 0.01 | 1.91
2030 | MISO_MO-IL_2_MISO_IN | MISO_MO-IL | MISO_IN | Internal | Winter | B18 | 400 | 2100 | 2100 | 45.28 | 45.59 | 0.01 | 0.3
2030 | MISO_MO-IL_2_MISO_IN | MISO_MO-IL | MISO_IN | Internal | Winter | B19 | 700 | 2100 | 2100 | 41.98 | 43.85 | 0.01 | 1.85
2030 | MISO_MO-IL_2_MISO_IN | MISO_MO-IL | MISO_IN | Internal | Winter | B20 | 935 | 2100 | 122.69 | 36.03 | 36.04 | 0.01 | 0
2030 | MISO_MO-IL_2_MISO_W | MISO_MO-IL | MISO_W | Internal | Shoulder | B11 | 25 | 960 | 0 | 52.32 | 52.31 | 0.01 | 0
2030 | MISO_MO-IL_2_MISO_W | MISO_MO-IL | MISO_W | Internal | Shoulder | B12 | 200 | 960 | 0 | 45.53 | 45.52 | 0.01 | 0
2030 | MISO_MO-IL_2_MISO_W | MISO_MO-IL | MISO_W | Internal | Shoulder | B13 | 600 | 960 | 0 | 44.93 | 44.91 | 0.01 | 0
2030 | MISO_MO-IL_2_MISO_W | MISO_MO-IL | MISO_W | Internal | Shoulder | B14 | 900 | 960 | 0 | 40.48 | 40.47 | 0.01 | 0
2030 | MISO_MO-IL_2_MISO_W | MISO_MO-IL | MISO_W | Internal | Shoulder | B15 | 1203 | 960 | 0 | 36.76 | 36.48 | 0.01 | 0
2030 | MISO_MO-IL_2_MISO_W | MISO_MO-IL | MISO_W | Internal | Summer | B1 | 10 | 960 | 0 | 72.38 | 72.37 | 0.01 | 0
2030 | MISO_MO-IL_2_MISO_W | MISO_MO-IL | MISO_W | Internal | Summer | B2 | 25 | 960 | 0 | 71.85 | 71.83 | 0.01 | 0
2030 | MISO_MO-IL_2_MISO_W | MISO_MO-IL | MISO_W | Internal | Summer | B3 | 75 | 960 | 960 | 70.66 | 71.83 | 0.01 | 1.16
2030 | MISO_MO-IL_2_MISO_W | MISO_MO-IL | MISO_W | Internal | Summer | B4 | 100 | 960 | 271.08 | 70.66 | 70.67 | 0.01 | 0
2030 | MISO_MO-IL_2_MISO_W | MISO_MO-IL | MISO_W | Internal | Summer | B5 | 200 | 960 | 0 | 66.97 | 66.97 | 0.01 | 0
2030 | MISO_MO-IL_2_MISO_W | MISO_MO-IL | MISO_W | Internal | Summer | B6 | 300 | 960 | 0 | 48.63 | 48.62 | 0.01 | 0
2030 | MISO_MO-IL_2_MISO_W | MISO_MO-IL | MISO_W | Internal | Summer | B7 | 400 | 960 | 0 | 43.32 | 43.31 | 0.01 | 0
2030 | MISO_MO-IL_2_MISO_W | MISO_MO-IL | MISO_W | Internal | Summer | B8 | 500 | 960 | 0 | 41.16 | 41.15 | 0.01 | 0
2030 | MISO_MO-IL_2_MISO_W | MISO_MO-IL | MISO_W | Internal | Summer | B9 | 800 | 960 | 0 | 39.62 | 39.61 | 0.01 | 0
2030 | MISO_MO-IL_2_MISO_W | MISO_MO-IL | MISO_W | Internal | Summer | B10 | 1262 | 960 | 0 | 35.19 | 32.81 | 0.01 | 0
2030 | MISO_MO-IL_2_MISO_W | MISO_MO-IL | MISO_W | Internal | Winter | B16 | 25 | 960 | 0 | 48.59 | 47.47 | 0.01 | 0
2030 | MISO_MO-IL_2_MISO_W | MISO_MO-IL | MISO_W | Internal | Winter | B17 | 100 | 960 | 0 | 46.67 | 44.59 | 0.01 | 0
2030 | MISO_MO-IL_2_MISO_W | MISO_MO-IL | MISO_W | Internal | Winter | B18 | 400 | 960 | 0 | 45.28 | 45.27 | 0.01 | 0
2030 | MISO_MO-IL_2_MISO_W | MISO_MO-IL | MISO_W | Internal | Winter | B19 | 700 | 960 | 0 | 41.98 | 41.97 | 0.01 | 0
2030 | MISO_MO-IL_2_MISO_W | MISO_MO-IL | MISO_W | Internal | Winter | B20 | 935 | 960 | 0 | 36.03 | 36.02 | 0.01 | 0
2030 | MISO_MO-IL_2_PJM_ROR | MISO_MO-IL | PJM_ROR | Internal | Shoulder | B11 | 25 | 1212 | 0 | 52.32 | 44.97 | 2 | 0
2030 | MISO_MO-IL_2_PJM_ROR | MISO_MO-IL | PJM_ROR | Internal | Shoulder | B12 | 200 | 1212 | 0 | 45.53 | 44.65 | 2 | 0
2030 | MISO_MO-IL_2_PJM_ROR | MISO_MO-IL | PJM_ROR | Internal | Shoulder | B13 | 600 | 1212 | 0 | 44.93 | 42.93 | 2 | 0
2030 | MISO_MO-IL_2_PJM_ROR | MISO_MO-IL | PJM_ROR | Internal | Shoulder | B14 | 900 | 1212 | 0 | 40.48 | 41.8 | 2 | 0
2030 | MISO_MO-IL_2_PJM_ROR | MISO_MO-IL | PJM_ROR | Internal | Shoulder | B15 | 1203 | 1212 | 0 | 36.76 | 34.76 | 2 | 0
2030 | MISO_MO-IL_2_PJM_ROR | MISO_MO-IL | PJM_ROR | Internal | Summer | B1 | 10 | 1212 | 0 | 72.38 | 69.28 | 2 | 0
2030 | MISO_MO-IL_2_PJM_ROR | MISO_MO-IL | PJM_ROR | Internal | Summer | B2 | 25 | 1212 | 0 | 71.85 | 69.28 | 2 | 0
2030 | MISO_MO-IL_2_PJM_ROR | MISO_MO-IL | PJM_ROR | Internal | Summer | B3 | 75 | 1212 | 0 | 70.66 | 66.59 | 2 | 0
2030 | MISO_MO-IL_2_PJM_ROR | MISO_MO-IL | PJM_ROR | Internal | Summer | B4 | 100 | 1212 | 0 | 70.66 | 60.63 | 2 | 0
2030 | MISO_MO-IL_2_PJM_ROR | MISO_MO-IL | PJM_ROR | Internal | Summer | B5 | 200 | 1212 | 0 | 66.97 | 58.42 | 2 | 0
2030 | MISO_MO-IL_2_PJM_ROR | MISO_MO-IL | PJM_ROR | Internal | Summer | B6 | 300 | 1212 | 0 | 48.63 | 46.62 | 2 | 0
2030 | MISO_MO-IL_2_PJM_ROR | MISO_MO-IL | PJM_ROR | Internal | Summer | B7 | 400 | 1212 | 0 | 43.32 | 41.33 | 2 | 0
2030 | MISO_MO-IL_2_PJM_ROR | MISO_MO-IL | PJM_ROR | Internal | Summer | B8 | 500 | 1212 | 0 | 41.16 | 40.88 | 2 | 0
2030 | MISO_MO-IL_2_PJM_ROR | MISO_MO-IL | PJM_ROR | Internal | Summer | B9 | 800 | 1212 | 0 | 39.62 | 37.84 | 2 | 0
2030 | MISO_MO-IL_2_PJM_ROR | MISO_MO-IL | PJM_ROR | Internal | Summer | B10 | 1262 | 1212 | 0 | 35.19 | 33.19 | 2 | 0
2030 | MISO_MO-IL_2_PJM_ROR | MISO_MO-IL | PJM_ROR | Internal | Winter | B16 | 25 | 1212 | 0 | 48.59 | 46.59 | 2 | 0
2030 | MISO_MO-IL_2_PJM_ROR | MISO_MO-IL | PJM_ROR | Internal | Winter | B17 | 100 | 1212 | 0 | 46.67 | 46.59 | 2 | 0
2030 | MISO_MO-IL_2_PJM_ROR | MISO_MO-IL | PJM_ROR | Internal | Winter | B18 | 400 | 1212 | 0 | 45.28 | 45.85 | 2 | 0
2030 | MISO_MO-IL_2_PJM_ROR | MISO_MO-IL | PJM_ROR | Internal | Winter | B19 | 700 | 1212 | 0 | 41.98 | 42.64 | 2 | 0
2030 | MISO_MO-IL_2_PJM_ROR | MISO_MO-IL | PJM_ROR | Internal | Winter | B20 | 935 | 1212 | 0 | 36.03 | 33.16 | 2 | 0
2030 | MISO_MO-IL_2_SPP_N | MISO_MO-IL | SPP_N | Internal | Shoulder | B11 | 25 | 2000 | 0 | 52.32 | 52.87 | 8 | 0
2030 | MISO_MO-IL_2_SPP_N | MISO_MO-IL | SPP_N | Internal | Shoulder | B12 | 200 | 2000 | 0 | 45.53 | 45.28 | 8 | 0
2030 | MISO_MO-IL_2_SPP_N | MISO_MO-IL | SPP_N | Internal | Shoulder | B13 | 600 | 2000 | 0 | 44.93 | 44.93 | 8 | 0
2030 | MISO_MO-IL_2_SPP_N | MISO_MO-IL | SPP_N | Internal | Shoulder | B14 | 900 | 2000 | 0 | 40.48 | 40.45 | 8 | 0
2030 | MISO_MO-IL_2_SPP_N | MISO_MO-IL | SPP_N | Internal | Shoulder | B15 | 1203 | 2000 | 0 | 36.76 | 36.5 | 8 | 0
2030 | MISO_MO-IL_2_SPP_N | MISO_MO-IL | SPP_N | Internal | Summer | B1 | 10 | 2000 | 0 | 72.38 | 72.5 | 8 | 0
2030 | MISO_MO-IL_2_SPP_N | MISO_MO-IL | SPP_N | Internal | Summer | B2 | 25 | 2000 | 0 | 71.85 | 74.25 | 8 | 0
2030 | MISO_MO-IL_2_SPP_N | MISO_MO-IL | SPP_N | Internal | Summer | B3 | 75 | 2000 | 0 | 70.66 | 75.21 | 8 | 0
2030 | MISO_MO-IL_2_SPP_N | MISO_MO-IL | SPP_N | Internal | Summer | B4 | 100 | 2000 | 0 | 70.66 | 74.25 | 8 | 0
2030 | MISO_MO-IL_2_SPP_N | MISO_MO-IL | SPP_N | Internal | Summer | B5 | 200 | 2000 | 0 | 66.97 | 69.26 | 8 | 0
2030 | MISO_MO-IL_2_SPP_N | MISO_MO-IL | SPP_N | Internal | Summer | B6 | 300 | 2000 | 0 | 48.63 | 55.62 | 8 | 0
2030 | MISO_MO-IL_2_SPP_N | MISO_MO-IL | SPP_N | Internal | Summer | B7 | 400 | 2000 | 0 | 43.32 | 45.2 | 8 | 0
2030 | MISO_MO-IL_2_SPP_N | MISO_MO-IL | SPP_N | Internal | Summer | B8 | 500 | 2000 | 0 | 41.16 | 43.67 | 8 | 0
2030 | MISO_MO-IL_2_SPP_N | MISO_MO-IL | SPP_N | Internal | Summer | B9 | 800 | 2000 | 0 | 39.62 | 43.28 | 8 | 0
2030 | MISO_MO-IL_2_SPP_N | MISO_MO-IL | SPP_N | Internal | Summer | B10 | 1262 | 2000 | 0 | 35.19 | 38.63 | 8 | 0
2030 | MISO_MO-IL_2_SPP_N | MISO_MO-IL | SPP_N | Internal | Winter | B16 | 25 | 2000 | 0 | 48.59 | 47.48 | 8 | 0
2030 | MISO_MO-IL_2_SPP_N | MISO_MO-IL | SPP_N | Internal | Winter | B17 | 100 | 2000 | 0 | 46.67 | 44.6 | 8 | 0
2030 | MISO_MO-IL_2_SPP_N | MISO_MO-IL | SPP_N | Internal | Winter | B18 | 400 | 2000 | 0 | 45.28 | 45.28 | 8 | 0
2030 | MISO_MO-IL_2_SPP_N | MISO_MO-IL | SPP_N | Internal | Winter | B19 | 700 | 2000 | 0 | 41.98 | 41.91 | 8 | 0
2030 | MISO_MO-IL_2_SPP_N | MISO_MO-IL | SPP_N | Internal | Winter | B20 | 935 | 2000 | 0 | 36.03 | 36.03 | 8 | 0
2030 | MISO_MO-IL_2_TVA_Transmission | MISO_MO-IL | TVA_Transmission | Internal | Shoulder | B11 | 25 | 4000 | 0 | 52.32 | 50.97 | 8 | 0
2030 | MISO_MO-IL_2_TVA_Transmission | MISO_MO-IL | TVA_Transmission | Internal | Shoulder | B12 | 200 | 4000 | 0 | 45.53 | 48.27 | 8 | 0
2030 | MISO_MO-IL_2_TVA_Transmission | MISO_MO-IL | TVA_Transmission | Internal | Shoulder | B13 | 600 | 4000 | 0 | 44.93 | 46.11 | 8 | 0
2030 | MISO_MO-IL_2_TVA_Transmission | MISO_MO-IL | TVA_Transmission | Internal | Shoulder | B14 | 900 | 4000 | 0 | 40.48 | 44.52 | 8 | 0
2030 | MISO_MO-IL_2_TVA_Transmission | MISO_MO-IL | TVA_Transmission | Internal | Shoulder | B15 | 1203 | 4000 | 0 | 36.76 | 38.77 | 8 | 0
2030 | MISO_MO-IL_2_TVA_Transmission | MISO_MO-IL | TVA_Transmission | Internal | Summer | B1 | 10 | 4000 | 1189.04 | 72.38 | 80.38 | 8 | 0
2030 | MISO_MO-IL_2_TVA_Transmission | MISO_MO-IL | TVA_Transmission | Internal | Summer | B2 | 25 | 4000 | 299.17 | 71.85 | 79.85 | 8 | 0
2030 | MISO_MO-IL_2_TVA_Transmission | MISO_MO-IL | TVA_Transmission | Internal | Summer | B3 | 75 | 4000 | 0 | 70.66 | 72.59 | 8 | 0
2030 | MISO_MO-IL_2_TVA_Transmission | MISO_MO-IL | TVA_Transmission | Internal | Summer | B4 | 100 | 4000 | 0 | 70.66 | 66.63 | 8 | 0
2030 | MISO_MO-IL_2_TVA_Transmission | MISO_MO-IL | TVA_Transmission | Internal | Summer | B5 | 200 | 4000 | 0 | 66.97 | 64.42 | 8 | 0
2030 | MISO_MO-IL_2_TVA_Transmission | MISO_MO-IL | TVA_Transmission | Internal | Summer | B6 | 300 | 4000 | 0 | 48.63 | 51.54 | 8 | 0
2030 | MISO_MO-IL_2_TVA_Transmission | MISO_MO-IL | TVA_Transmission | Internal | Summer | B7 | 400 | 4000 | 0 | 43.32 | 46.1 | 8 | 0
2030 | MISO_MO-IL_2_TVA_Transmission | MISO_MO-IL | TVA_Transmission | Internal | Summer | B8 | 500 | 4000 | 0 | 41.16 | 43.2 | 8 | 0
2030 | MISO_MO-IL_2_TVA_Transmission | MISO_MO-IL | TVA_Transmission | Internal | Summer | B9 | 800 | 4000 | 0 | 39.62 | 41.02 | 8 | 0
2030 | MISO_MO-IL_2_TVA_Transmission | MISO_MO-IL | TVA_Transmission | Internal | Summer | B10 | 1262 | 4000 | 0 | 35.19 | 37.98 | 8 | 0
2030 | MISO_MO-IL_2_TVA_Transmission | MISO_MO-IL | TVA_Transmission | Internal | Winter | B16 | 25 | 4000 | 0 | 48.59 | 52.59 | 8 | 0
2030 | MISO_MO-IL_2_TVA_Transmission | MISO_MO-IL | TVA_Transmission | Internal | Winter | B17 | 100 | 4000 | 0 | 46.67 | 50.39 | 8 | 0
2030 | MISO_MO-IL_2_TVA_Transmission | MISO_MO-IL | TVA_Transmission | Internal | Winter | B18 | 400 | 4000 | 0 | 45.28 | 47 | 8 | 0
2030 | MISO_MO-IL_2_TVA_Transmission | MISO_MO-IL | TVA_Transmission | Internal | Winter | B19 | 700 | 4000 | 0 | 41.98 | 44.19 | 8 | 0
2030 | MISO_MO-IL_2_TVA_Transmission | MISO_MO-IL | TVA_Transmission | Internal | Winter | B20 | 935 | 4000 | 0 | 36.03 | 39.16 | 8 | 0
2030 | MISO_W_2_MAPP_CA | MISO_W | MAPP_CA | Internal | Shoulder | B11 | 25 | 718 | 0 | 52.31 | 36.47 | 0.01 | 0
2030 | MISO_W_2_MAPP_CA | MISO_W | MAPP_CA | Internal | Shoulder | B12 | 200 | 718 | 0 | 45.52 | 36.47 | 0.01 | 0
2030 | MISO_W_2_MAPP_CA | MISO_W | MAPP_CA | Internal | Shoulder | B13 | 600 | 718 | 0 | 44.91 | 36.47 | 0.01 | 0
2030 | MISO_W_2_MAPP_CA | MISO_W | MAPP_CA | Internal | Shoulder | B14 | 900 | 718 | 0 | 40.47 | 36.47 | 0.01 | 0
2030 | MISO_W_2_MAPP_CA | MISO_W | MAPP_CA | Internal | Shoulder | B15 | 1203 | 718 | 0 | 36.48 | 36.47 | 0.01 | 0
2030 | MISO_W_2_MAPP_CA | MISO_W | MAPP_CA | Internal | Summer | B1 | 10 | 718 | 0 | 72.37 | 29.31 | 0.01 | 0
2030 | MISO_W_2_MAPP_CA | MISO_W | MAPP_CA | Internal | Summer | B2 | 25 | 718 | 0 | 71.83 | 29.31 | 0.01 | 0
2030 | MISO_W_2_MAPP_CA | MISO_W | MAPP_CA | Internal | Summer | B3 | 75 | 718 | 0 | 71.83 | 29.31 | 0.01 | 0
2030 | MISO_W_2_MAPP_CA | MISO_W | MAPP_CA | Internal | Summer | B4 | 100 | 718 | 0 | 70.67 | 29.31 | 0.01 | 0
2030 | MISO_W_2_MAPP_CA | MISO_W | MAPP_CA | Internal | Summer | B5 | 200 | 718 | 0 | 66.97 | 29.31 | 0.01 | 0
2030 | MISO_W_2_MAPP_CA | MISO_W | MAPP_CA | Internal | Summer | B6 | 300 | 718 | 0 | 48.62 | 29.31 | 0.01 | 0
2030 | MISO_W_2_MAPP_CA | MISO_W | MAPP_CA | Internal | Summer | B7 | 400 | 718 | 0 | 43.31 | 29.31 | 0.01 | 0
2030 | MISO_W_2_MAPP_CA | MISO_W | MAPP_CA | Internal | Summer | B8 | 500 | 718 | 0 | 41.15 | 29.31 | 0.01 | 0
2030 | MISO_W_2_MAPP_CA | MISO_W | MAPP_CA | Internal | Summer | B9 | 800 | 718 | 0 | 39.61 | 29.31 | 0.01 | 0
2030 | MISO_W_2_MAPP_CA | MISO_W | MAPP_CA | Internal | Summer | B10 | 1262 | 718 | 0 | 32.81 | 29.31 | 0.01 | 0
2030 | MISO_W_2_MAPP_CA | MISO_W | MAPP_CA | Internal | Winter | B16 | 25 | 718 | 0 | 47.47 | 36.03 | 0.01 | 0
2030 | MISO_W_2_MAPP_CA | MISO_W | MAPP_CA | Internal | Winter | B17 | 100 | 718 | 0 | 44.59 | 36.03 | 0.01 | 0
2030 | MISO_W_2_MAPP_CA | MISO_W | MAPP_CA | Internal | Winter | B18 | 400 | 718 | 0 | 45.27 | 36.03 | 0.01 | 0
2030 | MISO_W_2_MAPP_CA | MISO_W | MAPP_CA | Internal | Winter | B19 | 700 | 718 | 0 | 41.97 | 36.03 | 0.01 | 0
2030 | MISO_W_2_MAPP_CA | MISO_W | MAPP_CA | Internal | Winter | B20 | 935 | 718 | 50.02 | 36.02 | 36.03 | 0.01 | 0
2030 | MISO_W_2_MISO_MO-IL | MISO_W | MISO_MO-IL | Internal | Shoulder | B11 | 25 | 3800 | 2984.12 | 52.31 | 52.32 | 0.01 | 0
2030 | MISO_W_2_MISO_MO-IL | MISO_W | MISO_MO-IL | Internal | Shoulder | B12 | 200 | 3800 | 2698.14 | 45.52 | 45.53 | 0.01 | 0
2030 | MISO_W_2_MISO_MO-IL | MISO_W | MISO_MO-IL | Internal | Shoulder | B13 | 600 | 3800 | 1716.79 | 44.91 | 44.93 | 0.01 | 0
2030 | MISO_W_2_MISO_MO-IL | MISO_W | MISO_MO-IL | Internal | Shoulder | B14 | 900 | 3800 | 2557.84 | 40.47 | 40.48 | 0.01 | 0
2030 | MISO_W_2_MISO_MO-IL | MISO_W | MISO_MO-IL | Internal | Shoulder | B15 | 1203 | 3800 | 3800 | 36.48 | 36.76 | 0.01 | 0.26
2030 | MISO_W_2_MISO_MO-IL | MISO_W | MISO_MO-IL | Internal | Summer | B1 | 10 | 3800 | 338.15 | 72.37 | 72.38 | 0.01 | 0
2030 | MISO_W_2_MISO_MO-IL | MISO_W | MISO_MO-IL | Internal | Summer | B2 | 25 | 3800 | 1130.77 | 71.83 | 71.85 | 0.01 | 0
2030 | MISO_W_2_MISO_MO-IL | MISO_W | MISO_MO-IL | Internal | Summer | B3 | 75 | 3800 | 0 | 71.83 | 70.66 | 0.01 | 0
2030 | MISO_W_2_MISO_MO-IL | MISO_W | MISO_MO-IL | Internal | Summer | B4 | 100 | 3800 | 0 | 70.67 | 70.66 | 0.01 | 0
2030 | MISO_W_2_MISO_MO-IL | MISO_W | MISO_MO-IL | Internal | Summer | B5 | 200 | 3800 | 0 | 66.97 | 66.97 | 0.01 | 0
2030 | MISO_W_2_MISO_MO-IL | MISO_W | MISO_MO-IL | Internal | Summer | B6 | 300 | 3800 | 408.22 | 48.62 | 48.63 | 0.01 | 0
2030 | MISO_W_2_MISO_MO-IL | MISO_W | MISO_MO-IL | Internal | Summer | B7 | 400 | 3800 | 134.06 | 43.31 | 43.32 | 0.01 | 0
2030 | MISO_W_2_MISO_MO-IL | MISO_W | MISO_MO-IL | Internal | Summer | B8 | 500 | 3800 | 2133.62 | 41.15 | 41.16 | 0.01 | 0
2030 | MISO_W_2_MISO_MO-IL | MISO_W | MISO_MO-IL | Internal | Summer | B9 | 800 | 3800 | 1973.52 | 39.61 | 39.62 | 0.01 | 0
2030 | MISO_W_2_MISO_MO-IL | MISO_W | MISO_MO-IL | Internal | Summer | B10 | 1262 | 3800 | 3800 | 32.81 | 35.19 | 0.01 | 2.37
2030 | MISO_W_2_MISO_MO-IL | MISO_W | MISO_MO-IL | Internal | Winter | B16 | 25 | 3800 | 3800 | 47.47 | 48.59 | 0.01 | 1.1
2030 | MISO_W_2_MISO_MO-IL | MISO_W | MISO_MO-IL | Internal | Winter | B17 | 100 | 3800 | 3800 | 44.59 | 46.67 | 0.01 | 2.07
2030 | MISO_W_2_MISO_MO-IL | MISO_W | MISO_MO-IL | Internal | Winter | B18 | 400 | 3800 | 2984.17 | 45.27 | 45.28 | 0.01 | 0
2030 | MISO_W_2_MISO_MO-IL | MISO_W | MISO_MO-IL | Internal | Winter | B19 | 700 | 3800 | 2155.81 | 41.97 | 41.98 | 0.01 | 0
2030 | MISO_W_2_MISO_MO-IL | MISO_W | MISO_MO-IL | Internal | Winter | B20 | 935 | 3800 | 3543.17 | 36.02 | 36.03 | 0.01 | 0
2030 | MISO_W_2_MISO_WUMS | MISO_W | MISO_WUMS | Internal | Shoulder | B11 | 25 | 1629 | 0 | 52.31 | 52.3 | 0.01 | 0
2030 | MISO_W_2_MISO_WUMS | MISO_W | MISO_WUMS | Internal | Shoulder | B12 | 200 | 1629 | 1629 | 45.52 | 46.65 | 0.01 | 1.12
2030 | MISO_W_2_MISO_WUMS | MISO_W | MISO_WUMS | Internal | Shoulder | B13 | 600 | 1629 | 1480.66 | 44.91 | 44.93 | 0.01 | 0
2030 | MISO_W_2_MISO_WUMS | MISO_W | MISO_WUMS | Internal | Shoulder | B14 | 900 | 1629 | 1629 | 40.47 | 42.45 | 0.01 | 1.96
2030 | MISO_W_2_MISO_WUMS | MISO_W | MISO_WUMS | Internal | Shoulder | B15 | 1203 | 1629 | 1629 | 36.48 | 36.77 | 0.01 | 0.28
2030 | MISO_W_2_MISO_WUMS | MISO_W | MISO_WUMS | Internal | Summer | B1 | 10 | 1629 | 0 | 72.37 | 67.68 | 0.01 | 0
2030 | MISO_W_2_MISO_WUMS | MISO_W | MISO_WUMS | Internal | Summer | B2 | 25 | 1629 | 0 | 71.83 | 67.68 | 0.01 | 0
2030 | MISO_W_2_MISO_WUMS | MISO_W | MISO_WUMS | Internal | Summer | B3 | 75 | 1629 | 0 | 71.83 | 67.68 | 0.01 | 0
2030 | MISO_W_2_MISO_WUMS | MISO_W | MISO_WUMS | Internal | Summer | B4 | 100 | 1629 | 0 | 70.67 | 67.68 | 0.01 | 0
2030 | MISO_W_2_MISO_WUMS | MISO_W | MISO_WUMS | Internal | Summer | B5 | 200 | 1629 | 0 | 66.97 | 66.96 | 0.01 | 0
2030 | MISO_W_2_MISO_WUMS | MISO_W | MISO_WUMS | Internal | Summer | B6 | 300 | 1629 | 0 | 48.62 | 48.62 | 0.01 | 0
2030 | MISO_W_2_MISO_WUMS | MISO_W | MISO_WUMS | Internal | Summer | B7 | 400 | 1629 | 734.85 | 43.31 | 43.32 | 0.01 | 0
2030 | MISO_W_2_MISO_WUMS | MISO_W | MISO_WUMS | Internal | Summer | B8 | 500 | 1629 | 1264.34 | 41.15 | 41.16 | 0.01 | 0
2030 | MISO_W_2_MISO_WUMS | MISO_W | MISO_WUMS | Internal | Summer | B9 | 800 | 1629 | 1629 | 39.61 | 39.84 | 0.01 | 0.22
2030 | MISO_W_2_MISO_WUMS | MISO_W | MISO_WUMS | Internal | Summer | B10 | 1262 | 1629 | 1629 | 32.81 | 35.2 | 0.01 | 2.38
2030 | MISO_W_2_MISO_WUMS | MISO_W | MISO_WUMS | Internal | Winter | B16 | 25 | 1629 | 1629 | 47.47 | 48.59 | 0.01 | 1.1
2030 | MISO_W_2_MISO_WUMS | MISO_W | MISO_WUMS | Internal | Winter | B17 | 100 | 1629 | 1629 | 44.59 | 47.22 | 0.01 | 2.62
2030 | MISO_W_2_MISO_WUMS | MISO_W | MISO_WUMS | Internal | Winter | B18 | 400 | 1629 | 1629 | 45.27 | 45.53 | 0.01 | 0.25
2030 | MISO_W_2_MISO_WUMS | MISO_W | MISO_WUMS | Internal | Winter | B19 | 700 | 1629 | 1629 | 41.97 | 43.87 | 0.01 | 1.89
2030 | MISO_W_2_MISO_WUMS | MISO_W | MISO_WUMS | Internal | Winter | B20 | 935 | 1629 | 1599.26 | 36.02 | 36.03 | 0.01 | 0
2030 | MISO_W_2_NE | MISO_W | NE | Internal | Shoulder | B11 | 25 | 2800 | 0 | 52.31 | 52.86 | 7 | 0
2030 | MISO_W_2_NE | MISO_W | NE | Internal | Shoulder | B12 | 200 | 2800 | 0 | 45.52 | 45.26 | 7 | 0
2030 | MISO_W_2_NE | MISO_W | NE | Internal | Shoulder | B13 | 600 | 2800 | 0 | 44.91 | 44.91 | 7 | 0
2030 | MISO_W_2_NE | MISO_W | NE | Internal | Shoulder | B14 | 900 | 2800 | 0 | 40.47 | 40.44 | 7 | 0
2030 | MISO_W_2_NE | MISO_W | NE | Internal | Shoulder | B15 | 1203 | 2800 | 0 | 36.48 | 36.48 | 7 | 0
2030 | MISO_W_2_NE | MISO_W | NE | Internal | Summer | B1 | 10 | 2800 | 0 | 72.37 | 72.48 | 7 | 0
2030 | MISO_W_2_NE | MISO_W | NE | Internal | Summer | B2 | 25 | 2800 | 0 | 71.83 | 74.24 | 7 | 0
2030 | MISO_W_2_NE | MISO_W | NE | Internal | Summer | B3 | 75 | 2800 | 0 | 71.83 | 75.19 | 7 | 0
2030 | MISO_W_2_NE | MISO_W | NE | Internal | Summer | B4 | 100 | 2800 | 0 | 70.67 | 74.24 | 7 | 0
2030 | MISO_W_2_NE | MISO_W | NE | Internal | Summer | B5 | 200 | 2800 | 0 | 66.97 | 69.25 | 7 | 0
2030 | MISO_W_2_NE | MISO_W | NE | Internal | Summer | B6 | 300 | 2800 | 0 | 48.62 | 55.61 | 7 | 0
2030 | MISO_W_2_NE | MISO_W | NE | Internal | Summer | B7 | 400 | 2800 | 0 | 43.31 | 45.19 | 7 | 0
2030 | MISO_W_2_NE | MISO_W | NE | Internal | Summer | B8 | 500 | 2800 | 0 | 41.15 | 43.65 | 7 | 0
2030 | MISO_W_2_NE | MISO_W | NE | Internal | Summer | B9 | 800 | 2800 | 0 | 39.61 | 43.27 | 7 | 0
2030 | MISO_W_2_NE | MISO_W | NE | Internal | Summer | B10 | 1262 | 2800 | 0 | 32.81 | 33.6 | 7 | 0
2030 | MISO_W_2_NE | MISO_W | NE | Internal | Winter | B16 | 25 | 2800 | 0 | 47.47 | 47.47 | 7 | 0
2030 | MISO_W_2_NE | MISO_W | NE | Internal | Winter | B17 | 100 | 2800 | 0 | 44.59 | 44.59 | 7 | 0
2030 | MISO_W_2_NE | MISO_W | NE | Internal | Winter | B18 | 400 | 2800 | 0 | 45.27 | 45.27 | 7 | 0
2030 | MISO_W_2_NE | MISO_W | NE | Internal | Winter | B19 | 700 | 2800 | 0 | 41.97 | 41.9 | 7 | 0
2030 | MISO_W_2_NE | MISO_W | NE | Internal | Winter | B20 | 935 | 2800 | 0 | 36.02 | 36.02 | 7 | 0
2030 | MISO_W_2_PJM_ROR | MISO_W | PJM_ROR | Internal | Shoulder | B11 | 25 | 773 | 0 | 52.31 | 44.97 | 2 | 0
2030 | MISO_W_2_PJM_ROR | MISO_W | PJM_ROR | Internal | Shoulder | B12 | 200 | 773 | 0 | 45.52 | 44.65 | 2 | 0
2030 | MISO_W_2_PJM_ROR | MISO_W | PJM_ROR | Internal | Shoulder | B13 | 600 | 773 | 0 | 44.91 | 42.93 | 2 | 0
2030 | MISO_W_2_PJM_ROR | MISO_W | PJM_ROR | Internal | Shoulder | B14 | 900 | 773 | 0 | 40.47 | 41.8 | 2 | 0
2030 | MISO_W_2_PJM_ROR | MISO_W | PJM_ROR | Internal | Shoulder | B15 | 1203 | 773 | 0 | 36.48 | 34.76 | 2 | 0
2030 | MISO_W_2_PJM_ROR | MISO_W | PJM_ROR | Internal | Summer | B1 | 10 | 773 | 0 | 72.37 | 69.28 | 2 | 0
2030 | MISO_W_2_PJM_ROR | MISO_W | PJM_ROR | Internal | Summer | B2 | 25 | 773 | 0 | 71.83 | 69.28 | 2 | 0
2030 | MISO_W_2_PJM_ROR | MISO_W | PJM_ROR | Internal | Summer | B3 | 75 | 773 | 0 | 71.83 | 66.59 | 2 | 0
2030 | MISO_W_2_PJM_ROR | MISO_W | PJM_ROR | Internal | Summer | B4 | 100 | 773 | 0 | 70.67 | 60.63 | 2 | 0
2030 | MISO_W_2_PJM_ROR | MISO_W | PJM_ROR | Internal | Summer | B5 | 200 | 773 | 0 | 66.97 | 58.42 | 2 | 0
2030 | MISO_W_2_PJM_ROR | MISO_W | PJM_ROR | Internal | Summer | B6 | 300 | 773 | 0 | 48.62 | 46.62 | 2 | 0
2030 | MISO_W_2_PJM_ROR | MISO_W | PJM_ROR | Internal | Summer | B7 | 400 | 773 | 0 | 43.31 | 41.33 | 2 | 0
2030 | MISO_W_2_PJM_ROR | MISO_W | PJM_ROR | Internal | Summer | B8 | 500 | 773 | 0 | 41.15 | 40.88 | 2 | 0
2030 | MISO_W_2_PJM_ROR | MISO_W | PJM_ROR | Internal | Summer | B9 | 800 | 773 | 0 | 39.61 | 37.84 | 2 | 0
2030 | MISO_W_2_PJM_ROR | MISO_W | PJM_ROR | Internal | Summer | B10 | 1262 | 773 | 0 | 32.81 | 33.19 | 2 | 0
2030 | MISO_W_2_PJM_ROR | MISO_W | PJM_ROR | Internal | Winter | B16 | 25 | 773 | 0 | 47.47 | 46.59 | 2 | 0
2030 | MISO_W_2_PJM_ROR | MISO_W | PJM_ROR | Internal | Winter | B17 | 100 | 773 | 515.77 | 44.59 | 46.59 | 2 | 0
2030 | MISO_W_2_PJM_ROR | MISO_W | PJM_ROR | Internal | Winter | B18 | 400 | 773 | 0 | 45.27 | 45.85 | 2 | 0
2030 | MISO_W_2_PJM_ROR | MISO_W | PJM_ROR | Internal | Winter | B19 | 700 | 773 | 0 | 41.97 | 42.64 | 2 | 0
2030 | MISO_W_2_PJM_ROR | MISO_W | PJM_ROR | Internal | Winter | B20 | 935 | 773 | 0 | 36.02 | 33.16 | 2 | 0
2030 | MISO_W_2_SPP_N | MISO_W | SPP_N | Internal | Shoulder | B11 | 25 | 3200 | 0 | 52.31 | 52.87 | 7 | 0
2030 | MISO_W_2_SPP_N | MISO_W | SPP_N | Internal | Shoulder | B12 | 200 | 3200 | 0 | 45.52 | 45.28 | 7 | 0
2030 | MISO_W_2_SPP_N | MISO_W | SPP_N | Internal | Shoulder | B13 | 600 | 3200 | 0 | 44.91 | 44.93 | 7 | 0
2030 | MISO_W_2_SPP_N | MISO_W | SPP_N | Internal | Shoulder | B14 | 900 | 3200 | 0 | 40.47 | 40.45 | 7 | 0
2030 | MISO_W_2_SPP_N | MISO_W | SPP_N | Internal | Shoulder | B15 | 1203 | 3200 | 0 | 36.48 | 36.5 | 7 | 0
2030 | MISO_W_2_SPP_N | MISO_W | SPP_N | Internal | Summer | B1 | 10 | 3200 | 0 | 72.37 | 72.5 | 7 | 0
2030 | MISO_W_2_SPP_N | MISO_W | SPP_N | Internal | Summer | B2 | 25 | 3200 | 0 | 71.83 | 74.25 | 7 | 0
2030 | MISO_W_2_SPP_N | MISO_W | SPP_N | Internal | Summer | B3 | 75 | 3200 | 0 | 71.83 | 75.21 | 7 | 0
2030 | MISO_W_2_SPP_N | MISO_W | SPP_N | Internal | Summer | B4 | 100 | 3200 | 0 | 70.67 | 74.25 | 7 | 0
2030 | MISO_W_2_SPP_N | MISO_W | SPP_N | Internal | Summer | B5 | 200 | 3200 | 0 | 66.97 | 69.26 | 7 | 0
2030 | MISO_W_2_SPP_N | MISO_W | SPP_N | Internal | Summer | B6 | 300 | 3200 | 109.62 | 48.62 | 55.62 | 7 | 0
2030 | MISO_W_2_SPP_N | MISO_W | SPP_N | Internal | Summer | B7 | 400 | 3200 | 0 | 43.31 | 45.2 | 7 | 0
2030 | MISO_W_2_SPP_N | MISO_W | SPP_N | Internal | Summer | B8 | 500 | 3200 | 0 | 41.15 | 43.67 | 7 | 0
2030 | MISO_W_2_SPP_N | MISO_W | SPP_N | Internal | Summer | B9 | 800 | 3200 | 0 | 39.61 | 43.28 | 7 | 0
2030 | MISO_W_2_SPP_N | MISO_W | SPP_N | Internal | Summer | B10 | 1262 | 3200 | 0 | 32.81 | 38.63 | 7 | 0
2030 | MISO_W_2_SPP_N | MISO_W | SPP_N | Internal | Winter | B16 | 25 | 3200 | 0 | 47.47 | 47.48 | 7 | 0
2030 | MISO_W_2_SPP_N | MISO_W | SPP_N | Internal | Winter | B17 | 100 | 3200 | 0 | 44.59 | 44.6 | 7 | 0
2030 | MISO_W_2_SPP_N | MISO_W | SPP_N | Internal | Winter | B18 | 400 | 3200 | 0 | 45.27 | 45.28 | 7 | 0
2030 | MISO_W_2_SPP_N | MISO_W | SPP_N | Internal | Winter | B19 | 700 | 3200 | 0 | 41.97 | 41.91 | 7 | 0
2030 | MISO_W_2_SPP_N | MISO_W | SPP_N | Internal | Winter | B20 | 935 | 3200 | 0 | 36.02 | 36.03 | 7 | 0
2030 | MISO_WUMS_2_MISO_MI | MISO_WUMS | MISO_MI | Internal | Shoulder | B11 | 25 | 929 | 0 | 52.3 | 52.12 | 0.01 | 0
2030 | MISO_WUMS_2_MISO_MI | MISO_WUMS | MISO_MI | Internal | Shoulder | B12 | 200 | 929 | 840.9 | 46.65 | 46.66 | 0.01 | 0
2030 | MISO_WUMS_2_MISO_MI | MISO_WUMS | MISO_MI | Internal | Shoulder | B13 | 600 | 929 | 713.77 | 44.93 | 44.94 | 0.01 | 0
2030 | MISO_WUMS_2_MISO_MI | MISO_WUMS | MISO_MI | Internal | Shoulder | B14 | 900 | 929 | 929 | 42.45 | 42.75 | 0.01 | 0.29
2030 | MISO_WUMS_2_MISO_MI | MISO_WUMS | MISO_MI | Internal | Shoulder | B15 | 1203 | 929 | 313.45 | 36.77 | 36.78 | 0.01 | 0
2030 | MISO_WUMS_2_MISO_MI | MISO_WUMS | MISO_MI | Internal | Summer | B1 | 10 | 929 | 929 | 67.68 | 72.23 | 0.01 | 4.54
2030 | MISO_WUMS_2_MISO_MI | MISO_WUMS | MISO_MI | Internal | Summer | B2 | 25 | 929 | 929 | 67.68 | 71.85 | 0.01 | 4.16
2030 | MISO_WUMS_2_MISO_MI | MISO_WUMS | MISO_MI | Internal | Summer | B3 | 75 | 929 | 807.05 | 67.68 | 67.69 | 0.01 | 0
2030 | MISO_WUMS_2_MISO_MI | MISO_WUMS | MISO_MI | Internal | Summer | B4 | 100 | 929 | 0 | 67.68 | 66.95 | 0.01 | 0
2030 | MISO_WUMS_2_MISO_MI | MISO_WUMS | MISO_MI | Internal | Summer | B5 | 200 | 929 | 0 | 66.96 | 66.95 | 0.01 | 0
2030 | MISO_WUMS_2_MISO_MI | MISO_WUMS | MISO_MI | Internal | Summer | B6 | 300 | 929 | 762.46 | 48.62 | 48.63 | 0.01 | 0
2030 | MISO_WUMS_2_MISO_MI | MISO_WUMS | MISO_MI | Internal | Summer | B7 | 400 | 929 | 479.82 | 43.32 | 43.33 | 0.01 | 0
2030 | MISO_WUMS_2_MISO_MI | MISO_WUMS | MISO_MI | Internal | Summer | B8 | 500 | 929 | 929 | 41.16 | 41.34 | 0.01 | 0.16
2030 | MISO_WUMS_2_MISO_MI | MISO_WUMS | MISO_MI | Internal | Summer | B9 | 800 | 929 | 0 | 39.84 | 39.84 | 0.01 | 0
2030 | MISO_WUMS_2_MISO_MI | MISO_WUMS | MISO_MI | Internal | Summer | B10 | 1262 | 929 | 726.53 | 35.2 | 35.21 | 0.01 | 0
2030 | MISO_WUMS_2_MISO_MI | MISO_WUMS | MISO_MI | Internal | Winter | B16 | 25 | 929 | 929 | 48.59 | 50.43 | 0.01 | 1.83
2030 | MISO_WUMS_2_MISO_MI | MISO_WUMS | MISO_MI | Internal | Winter | B17 | 100 | 929 | 929 | 47.22 | 48.59 | 0.01 | 1.36
2030 | MISO_WUMS_2_MISO_MI | MISO_WUMS | MISO_MI | Internal | Winter | B18 | 400 | 929 | 929 | 45.53 | 45.61 | 0.01 | 0.06
2030 | MISO_WUMS_2_MISO_MI | MISO_WUMS | MISO_MI | Internal | Winter | B19 | 700 | 929 | 0 | 43.87 | 43.86 | 0.01 | 0
2030 | MISO_WUMS_2_MISO_MI | MISO_WUMS | MISO_MI | Internal | Winter | B20 | 935 | 929 | 689 | 36.03 | 36.04 | 0.01 | 0
2030 | MISO_WUMS_2_MISO_W | MISO_WUMS | MISO_W | Internal | Shoulder | B11 | 25 | 1137 | 1134.46 | 52.3 | 52.31 | 0.01 | 0
2030 | MISO_WUMS_2_MISO_W | MISO_WUMS | MISO_W | Internal | Shoulder | B12 | 200 | 1137 | 0 | 46.65 | 45.52 | 0.01 | 0
2030 | MISO_WUMS_2_MISO_W | MISO_WUMS | MISO_W | Internal | Shoulder | B13 | 600 | 1137 | 0 | 44.93 | 44.91 | 0.01 | 0
2030 | MISO_WUMS_2_MISO_W | MISO_WUMS | MISO_W | Internal | Shoulder | B14 | 900 | 1137 | 0 | 42.45 | 40.47 | 0.01 | 0
2030 | MISO_WUMS_2_MISO_W | MISO_WUMS | MISO_W | Internal | Shoulder | B15 | 1203 | 1137 | 0 | 36.77 | 36.48 | 0.01 | 0
2030 | MISO_WUMS_2_MISO_W | MISO_WUMS | MISO_W | Internal | Summer | B1 | 10 | 1137 | 1137 | 67.68 | 72.37 | 0.01 | 4.69
2030 | MISO_WUMS_2_MISO_W | MISO_WUMS | MISO_W | Internal | Summer | B2 | 25 | 1137 | 1137 | 67.68 | 71.83 | 0.01 | 4.15
2030 | MISO_WUMS_2_MISO_W | MISO_WUMS | MISO_W | Internal | Summer | B3 | 75 | 1137 | 1137 | 67.68 | 71.83 | 0.01 | 4.15
2030 | MISO_WUMS_2_MISO_W | MISO_WUMS | MISO_W | Internal | Summer | B4 | 100 | 1137 | 1137 | 67.68 | 70.67 | 0.01 | 2.98
2030 | MISO_WUMS_2_MISO_W | MISO_WUMS | MISO_W | Internal | Summer | B5 | 200 | 1137 | 670.59 | 66.96 | 66.97 | 0.01 | 0
2030 | MISO_WUMS_2_MISO_W | MISO_WUMS | MISO_W | Internal | Summer | B6 | 300 | 1137 | 0 | 48.62 | 48.62 | 0.01 | 0
2030 | MISO_WUMS_2_MISO_W | MISO_WUMS | MISO_W | Internal | Summer | B7 | 400 | 1137 | 0 | 43.32 | 43.31 | 0.01 | 0
2030 | MISO_WUMS_2_MISO_W | MISO_WUMS | MISO_W | Internal | Summer | B8 | 500 | 1137 | 0 | 41.16 | 41.15 | 0.01 | 0
2030 | MISO_WUMS_2_MISO_W | MISO_WUMS | MISO_W | Internal | Summer | B9 | 800 | 1137 | 0 | 39.84 | 39.61 | 0.01 | 0
2030 | MISO_WUMS_2_MISO_W | MISO_WUMS | MISO_W | Internal | Summer | B10 | 1262 | 1137 | 0 | 35.2 | 32.81 | 0.01 | 0
2030 | MISO_WUMS_2_MISO_W | MISO_WUMS | MISO_W | Internal | Winter | B16 | 25 | 1137 | 0 | 48.59 | 47.47 | 0.01 | 0
2030 | MISO_WUMS_2_MISO_W | MISO_WUMS | MISO_W | Internal | Winter | B17 | 100 | 1137 | 0 | 47.22 | 44.59 | 0.01 | 0
2030 | MISO_WUMS_2_MISO_W | MISO_WUMS | MISO_W | Internal | Winter | B18 | 400 | 1137 | 0 | 45.53 | 45.27 | 0.01 | 0
2030 | MISO_WUMS_2_MISO_W | MISO_WUMS | MISO_W | Internal | Winter | B19 | 700 | 1137 | 0 | 43.87 | 41.97 | 0.01 | 0
2030 | MISO_WUMS_2_MISO_W | MISO_WUMS | MISO_W | Internal | Winter | B20 | 935 | 1137 | 0 | 36.03 | 36.02 | 0.01 | 0
2030 | MISO_WUMS_2_PJM_ROR | MISO_WUMS | PJM_ROR | Internal | Shoulder | B11 | 25 | 1600 | 0 | 52.3 | 44.97 | 2 | 0
2030 | MISO_WUMS_2_PJM_ROR | MISO_WUMS | PJM_ROR | Internal | Shoulder | B12 | 200 | 1600 | 0 | 46.65 | 44.65 | 2 | 0
2030 | MISO_WUMS_2_PJM_ROR | MISO_WUMS | PJM_ROR | Internal | Shoulder | B13 | 600 | 1600 | 0 | 44.93 | 42.93 | 2 | 0
2030 | MISO_WUMS_2_PJM_ROR | MISO_WUMS | PJM_ROR | Internal | Shoulder | B14 | 900 | 1600 | 0 | 42.45 | 41.8 | 2 | 0
2030 | MISO_WUMS_2_PJM_ROR | MISO_WUMS | PJM_ROR | Internal | Shoulder | B15 | 1203 | 1600 | 0 | 36.77 | 34.76 | 2 | 0
2030 | MISO_WUMS_2_PJM_ROR | MISO_WUMS | PJM_ROR | Internal | Summer | B1 | 10 | 1600 | 0 | 67.68 | 69.28 | 2 | 0
2030 | MISO_WUMS_2_PJM_ROR | MISO_WUMS | PJM_ROR | Internal | Summer | B2 | 25 | 1600 | 0 | 67.68 | 69.28 | 2 | 0
2030 | MISO_WUMS_2_PJM_ROR | MISO_WUMS | PJM_ROR | Internal | Summer | B3 | 75 | 1600 | 0 | 67.68 | 66.59 | 2 | 0
2030 | MISO_WUMS_2_PJM_ROR | MISO_WUMS | PJM_ROR | Internal | Summer | B4 | 100 | 1600 | 0 | 67.68 | 60.63 | 2 | 0
2030 | MISO_WUMS_2_PJM_ROR | MISO_WUMS | PJM_ROR | Internal | Summer | B5 | 200 | 1600 | 0 | 66.96 | 58.42 | 2 | 0
2030 | MISO_WUMS_2_PJM_ROR | MISO_WUMS | PJM_ROR | Internal | Summer | B6 | 300 | 1600 | 0 | 48.62 | 46.62 | 2 | 0
2030 | MISO_WUMS_2_PJM_ROR | MISO_WUMS | PJM_ROR | Internal | Summer | B7 | 400 | 1600 | 0 | 43.32 | 41.33 | 2 | 0
2030 | MISO_WUMS_2_PJM_ROR | MISO_WUMS | PJM_ROR | Internal | Summer | B8 | 500 | 1600 | 0 | 41.16 | 40.88 | 2 | 0
2030 | MISO_WUMS_2_PJM_ROR | MISO_WUMS | PJM_ROR | Internal | Summer | B9 | 800 | 1600 | 0 | 39.84 | 37.84 | 2 | 0
2030 | MISO_WUMS_2_PJM_ROR | MISO_WUMS | PJM_ROR | Internal | Summer | B10 | 1262 | 1600 | 0 | 35.2 | 33.19 | 2 | 0
2030 | MISO_WUMS_2_PJM_ROR | MISO_WUMS | PJM_ROR | Internal | Winter | B16 | 25 | 1600 | 0 | 48.59 | 46.59 | 2 | 0
2030 | MISO_WUMS_2_PJM_ROR | MISO_WUMS | PJM_ROR | Internal | Winter | B17 | 100 | 1600 | 0 | 47.22 | 46.59 | 2 | 0
2030 | MISO_WUMS_2_PJM_ROR | MISO_WUMS | PJM_ROR | Internal | Winter | B18 | 400 | 1600 | 0 | 45.53 | 45.85 | 2 | 0
2030 | MISO_WUMS_2_PJM_ROR | MISO_WUMS | PJM_ROR | Internal | Winter | B19 | 700 | 1600 | 0 | 43.87 | 42.64 | 2 | 0
2030 | MISO_WUMS_2_PJM_ROR | MISO_WUMS | PJM_ROR | Internal | Winter | B20 | 935 | 1600 | 0 | 36.03 | 33.16 | 2 | 0
2030 | NE_2_MISO_W | NE | MISO_W | Internal | Shoulder | B11 | 25 | 1600 | 0 | 52.86 | 52.31 | 5 | 0
2030 | NE_2_MISO_W | NE | MISO_W | Internal | Shoulder | B12 | 200 | 1600 | 0 | 45.26 | 45.52 | 5 | 0
2030 | NE_2_MISO_W | NE | MISO_W | Internal | Shoulder | B13 | 600 | 1600 | 0 | 44.91 | 44.91 | 5 | 0
2030 | NE_2_MISO_W | NE | MISO_W | Internal | Shoulder | B14 | 900 | 1600 | 0 | 40.44 | 40.47 | 5 | 0
2030 | NE_2_MISO_W | NE | MISO_W | Internal | Shoulder | B15 | 1203 | 1600 | 0 | 36.48 | 36.48 | 5 | 0
2030 | NE_2_MISO_W | NE | MISO_W | Internal | Summer | B1 | 10 | 1600 | 0 | 72.48 | 72.37 | 5 | 0
2030 | NE_2_MISO_W | NE | MISO_W | Internal | Summer | B2 | 25 | 1600 | 0 | 74.24 | 71.83 | 5 | 0
2030 | NE_2_MISO_W | NE | MISO_W | Internal | Summer | B3 | 75 | 1600 | 0 | 75.19 | 71.83 | 5 | 0
2030 | NE_2_MISO_W | NE | MISO_W | Internal | Summer | B4 | 100 | 1600 | 0 | 74.24 | 70.67 | 5 | 0
2030 | NE_2_MISO_W | NE | MISO_W | Internal | Summer | B5 | 200 | 1600 | 0 | 69.25 | 66.97 | 5 | 0
2030 | NE_2_MISO_W | NE | MISO_W | Internal | Summer | B6 | 300 | 1600 | 0 | 55.61 | 48.62 | 5 | 0
2030 | NE_2_MISO_W | NE | MISO_W | Internal | Summer | B7 | 400 | 1600 | 0 | 45.19 | 43.31 | 5 | 0
2030 | NE_2_MISO_W | NE | MISO_W | Internal | Summer | B8 | 500 | 1600 | 0 | 43.65 | 41.15 | 5 | 0
2030 | NE_2_MISO_W | NE | MISO_W | Internal | Summer | B9 | 800 | 1600 | 0 | 43.27 | 39.61 | 5 | 0
2030 | NE_2_MISO_W | NE | MISO_W | Internal | Summer | B10 | 1262 | 1600 | 0 | 33.6 | 32.81 | 5 | 0
2030 | NE_2_MISO_W | NE | MISO_W | Internal | Winter | B16 | 25 | 1600 | 0 | 47.47 | 47.47 | 5 | 0
2030 | NE_2_MISO_W | NE | MISO_W | Internal | Winter | B17 | 100 | 1600 | 0 | 44.59 | 44.59 | 5 | 0
2030 | NE_2_MISO_W | NE | MISO_W | Internal | Winter | B18 | 400 | 1600 | 0 | 45.27 | 45.27 | 5 | 0
2030 | NE_2_MISO_W | NE | MISO_W | Internal | Winter | B19 | 700 | 1600 | 0 | 41.9 | 41.97 | 5 | 0
2030 | NE_2_MISO_W | NE | MISO_W | Internal | Winter | B20 | 935 | 1600 | 0 | 36.02 | 36.02 | 5 | 0
2030 | NE_2_SPP_N | NE | SPP_N | Internal | Shoulder | B11 | 25 | 3001 | 1994.56 | 52.86 | 52.87 | 0.01 | 0
2030 | NE_2_SPP_N | NE | SPP_N | Internal | Shoulder | B12 | 200 | 3001 | 50.46 | 45.26 | 45.28 | 0.01 | 0
2030 | NE_2_SPP_N | NE | SPP_N | Internal | Shoulder | B13 | 600 | 3001 | 520.26 | 44.91 | 44.93 | 0.01 | 0
2030 | NE_2_SPP_N | NE | SPP_N | Internal | Shoulder | B14 | 900 | 3001 | 627.75 | 40.44 | 40.45 | 0.01 | 0
2030 | NE_2_SPP_N | NE | SPP_N | Internal | Shoulder | B15 | 1203 | 3001 | 2483.16 | 36.48 | 36.5 | 0.01 | 0
2030 | NE_2_SPP_N | NE | SPP_N | Internal | Summer | B1 | 10 | 3001 | 1148.42 | 72.48 | 72.5 | 0.01 | 0
2030 | NE_2_SPP_N | NE | SPP_N | Internal | Summer | B2 | 25 | 3001 | 2451.67 | 74.24 | 74.25 | 0.01 | 0
2030 | NE_2_SPP_N | NE | SPP_N | Internal | Summer | B3 | 75 | 3001 | 2823.96 | 75.19 | 75.21 | 0.01 | 0
2030 | NE_2_SPP_N | NE | SPP_N | Internal | Summer | B4 | 100 | 3001 | 1837.8 | 74.24 | 74.25 | 0.01 | 0
2030 | NE_2_SPP_N | NE | SPP_N | Internal | Summer | B5 | 200 | 3001 | 1690.43 | 69.25 | 69.26 | 0.01 | 0
2030 | NE_2_SPP_N | NE | SPP_N | Internal | Summer | B6 | 300 | 3001 | 1993.88 | 55.61 | 55.62 | 0.01 | 0
2030 | NE_2_SPP_N | NE | SPP_N | Internal | Summer | B7 | 400 | 3001 | 2023.68 | 45.19 | 45.2 | 0.01 | 0
2030 | NE_2_SPP_N | NE | SPP_N | Internal | Summer | B8 | 500 | 3001 | 2632.34 | 43.65 | 43.67 | 0.01 | 0
2030 | NE_2_SPP_N | NE | SPP_N | Internal | Summer | B9 | 800 | 3001 | 2661.11 | 43.27 | 43.28 | 0.01 | 0
2030 | NE_2_SPP_N | NE | SPP_N | Internal | Summer | B10 | 1262 | 3001 | 3001 | 33.6 | 38.63 | 0.01 | 5.02
2030 | NE_2_SPP_N | NE | SPP_N | Internal | Winter | B16 | 25 | 3001 | 2055.46 | 47.47 | 47.48 | 0.01 | 0
2030 | NE_2_SPP_N | NE | SPP_N | Internal | Winter | B17 | 100 | 3001 | 1275.73 | 44.59 | 44.6 | 0.01 | 0
2030 | NE_2_SPP_N | NE | SPP_N | Internal | Winter | B18 | 400 | 3001 | 1012.4 | 45.27 | 45.28 | 0.01 | 0
2030 | NE_2_SPP_N | NE | SPP_N | Internal | Winter | B19 | 700 | 3001 | 682.26 | 41.9 | 41.91 | 0.01 | 0
2030 | NE_2_SPP_N | NE | SPP_N | Internal | Winter | B20 | 935 | 3001 | 1865.59 | 36.02 | 36.03 | 0.01 | 0
2030 | NEISO_2_NYISO_A-F | NEISO | NYISO_A-F | Internal | Shoulder | B11 | 25 | 600 | 500.67 | 40.21 | 43.21 | 3 | 0
2030 | NEISO_2_NYISO_A-F | NEISO | NYISO_A-F | Internal | Shoulder | B12 | 200 | 600 | 600 | 40.21 | 43.34 | 3 | 0.13
2030 | NEISO_2_NYISO_A-F | NEISO | NYISO_A-F | Internal | Shoulder | B13 | 600 | 600 | 344.97 | 40.21 | 43.21 | 3 | 0
2030 | NEISO_2_NYISO_A-F | NEISO | NYISO_A-F | Internal | Shoulder | B14 | 900 | 600 | 0 | 38.9 | 40.77 | 3 | 0
2030 | NEISO_2_NYISO_A-F | NEISO | NYISO_A-F | Internal | Shoulder | B15 | 1203 | 600 | 97.36 | 37.77 | 40.77 | 3 | 0
2030 | NEISO_2_NYISO_A-F | NEISO | NYISO_A-F | Internal | Summer | B1 | 10 | 600 | 0 | 72.27 | 54.81 | 3 | 0
2030 | NEISO_2_NYISO_A-F | NEISO | NYISO_A-F | Internal | Summer | B2 | 25 | 600 | 0 | 59.27 | 56.27 | 3 | 0
2030 | NEISO_2_NYISO_A-F | NEISO | NYISO_A-F | Internal | Summer | B3 | 75 | 600 | 600 | 51.42 | 54.81 | 3 | 0.38
2030 | NEISO_2_NYISO_A-F | NEISO | NYISO_A-F | Internal | Summer | B4 | 100 | 600 | 600 | 40.77 | 49.91 | 3 | 6.13
2030 | NEISO_2_NYISO_A-F | NEISO | NYISO_A-F | Internal | Summer | B5 | 200 | 600 | 600 | 36.79 | 49.91 | 3 | 10.12
2030 | NEISO_2_NYISO_A-F | NEISO | NYISO_A-F | Internal | Summer | B6 | 300 | 600 | 600 | 36.79 | 42.02 | 3 | 2.23
2030 | NEISO_2_NYISO_A-F | NEISO | NYISO_A-F | Internal | Summer | B7 | 400 | 600 | 600 | 36.79 | 42.02 | 3 | 2.23
2030 | NEISO_2_NYISO_A-F | NEISO | NYISO_A-F | Internal | Summer | B8 | 500 | 600 | 560.59 | 36.79 | 39.79 | 3 | 0
2030 | NEISO_2_NYISO_A-F | NEISO | NYISO_A-F | Internal | Summer | B9 | 800 | 600 | 0 | 36.79 | 39.57 | 3 | 0
2030 | NEISO_2_NYISO_A-F | NEISO | NYISO_A-F | Internal | Summer | B10 | 1262 | 600 | 0 | 36.79 | 39.32 | 3 | 0
2030 | NEISO_2_NYISO_A-F | NEISO | NYISO_A-F | Internal | Winter | B16 | 25 | 600 | 0 | 50.77 | 47.47 | 3 | 0
2030 | NEISO_2_NYISO_A-F | NEISO | NYISO_A-F | Internal | Winter | B17 | 100 | 600 | 0 | 50.77 | 46.02 | 3 | 0
2030 | NEISO_2_NYISO_A-F | NEISO | NYISO_A-F | Internal | Winter | B18 | 400 | 600 | 0 | 49.75 | 46.02 | 3 | 0
2030 | NEISO_2_NYISO_A-F | NEISO | NYISO_A-F | Internal | Winter | B19 | 700 | 600 | 0 | 49.02 | 46.02 | 3 | 0
2030 | NEISO_2_NYISO_A-F | NEISO | NYISO_A-F | Internal | Winter | B20 | 935 | 600 | 0 | 46.67 | 42.21 | 3 | 0
2030 | NEISO_2_NYISO_G-I | NEISO | NYISO_G-I | Internal | Shoulder | B11 | 25 | 600 | 600 | 40.21 | 43.36 | 3 | 0.15
2030 | NEISO_2_NYISO_G-I | NEISO | NYISO_G-I | Internal | Shoulder | B12 | 200 | 600 | 600 | 40.21 | 43.36 | 3 | 0.15
2030 | NEISO_2_NYISO_G-I | NEISO | NYISO_G-I | Internal | Shoulder | B13 | 600 | 600 | 600 | 40.21 | 43.22 | 3 | 0.01
2030 | NEISO_2_NYISO_G-I | NEISO | NYISO_G-I | Internal | Shoulder | B14 | 900 | 600 | 0 | 38.9 | 41.89 | 3 | 0
2030 | NEISO_2_NYISO_G-I | NEISO | NYISO_G-I | Internal | Shoulder | B15 | 1203 | 600 | 600 | 37.77 | 40.78 | 3 | 0.01
2030 | NEISO_2_NYISO_G-I | NEISO | NYISO_G-I | Internal | Summer | B1 | 10 | 600 | 459.57 | 72.27 | 75.27 | 3 | 0
2030 | NEISO_2_NYISO_G-I | NEISO | NYISO_G-I | Internal | Summer | B2 | 25 | 600 | 219.04 | 59.27 | 62.27 | 3 | 0
2030 | NEISO_2_NYISO_G-I | NEISO | NYISO_G-I | Internal | Summer | B3 | 75 | 600 | 600 | 51.42 | 58.57 | 3 | 4.15
2030 | NEISO_2_NYISO_G-I | NEISO | NYISO_G-I | Internal | Summer | B4 | 100 | 600 | 600 | 40.77 | 52.6 | 3 | 8.83
2030 | NEISO_2_NYISO_G-I | NEISO | NYISO_G-I | Internal | Summer | B5 | 200 | 600 | 600 | 36.79 | 52.6 | 3 | 12.82
2030 | NEISO_2_NYISO_G-I | NEISO | NYISO_G-I | Internal | Summer | B6 | 300 | 600 | 600 | 36.79 | 52.6 | 3 | 12.82
2030 | NEISO_2_NYISO_G-I | NEISO | NYISO_G-I | Internal | Summer | B7 | 400 | 600 | 600 | 36.79 | 47.32 | 3 | 7.53
2030 | NEISO_2_NYISO_G-I | NEISO | NYISO_G-I | Internal | Summer | B8 | 500 | 600 | 600 | 36.79 | 39.8 | 3 | 0.01
2030 | NEISO_2_NYISO_G-I | NEISO | NYISO_G-I | Internal | Summer | B9 | 800 | 600 | 0 | 36.79 | 39.58 | 3 | 0
2030 | NEISO_2_NYISO_G-I | NEISO | NYISO_G-I | Internal | Summer | B10 | 1262 | 600 | 0 | 36.79 | 39.34 | 3 | 0
2030 | NEISO_2_NYISO_G-I | NEISO | NYISO_G-I | Internal | Winter | B16 | 25 | 600 | 488.21 | 50.77 | 53.77 | 3 | 0
2030 | NEISO_2_NYISO_G-I | NEISO | NYISO_G-I | Internal | Winter | B17 | 100 | 600 | 352.58 | 50.77 | 53.77 | 3 | 0
2030 | NEISO_2_NYISO_G-I | NEISO | NYISO_G-I | Internal | Winter | B18 | 400 | 600 | 279.47 | 49.75 | 52.75 | 3 | 0
2030 | NEISO_2_NYISO_G-I | NEISO | NYISO_G-I | Internal | Winter | B19 | 700 | 600 | 98.09 | 49.02 | 52.02 | 3 | 0
2030 | NEISO_2_NYISO_G-I | NEISO | NYISO_G-I | Internal | Winter | B20 | 935 | 600 | 0 | 46.67 | 49.66 | 3 | 0
2030 | NEISO_2_NYISO_J-K | NEISO | NYISO_J-K | Internal | Shoulder | B11 | 25 | 500 | 500 | 40.21 | 43.37 | 3 | 0.16
2030 | NEISO_2_NYISO_J-K | NEISO | NYISO_J-K | Internal | Shoulder | B12 | 200 | 500 | 500 | 40.21 | 43.37 | 3 | 0.16
2030 | NEISO_2_NYISO_J-K | NEISO | NYISO_J-K | Internal | Shoulder | B13 | 600 | 500 | 500 | 40.21 | 43.23 | 3 | 0.02
2030 | NEISO_2_NYISO_J-K | NEISO | NYISO_J-K | Internal | Shoulder | B14 | 900 | 500 | 348.54 | 38.9 | 41.9 | 3 | 0
2030 | NEISO_2_NYISO_J-K | NEISO | NYISO_J-K | Internal | Shoulder | B15 | 1203 | 500 | 500 | 37.77 | 40.8 | 3 | 0.02
2030 | NEISO_2_NYISO_J-K | NEISO | NYISO_J-K | Internal | Summer | B1 | 10 | 500 | 499.99 | 72.27 | 75.28 | 3 | 0.01
2030 | NEISO_2_NYISO_J-K | NEISO | NYISO_J-K | Internal | Summer | B2 | 25 | 500 | 499.99 | 59.27 | 62.28 | 3 | 0.01
2030 | NEISO_2_NYISO_J-K | NEISO | NYISO_J-K | Internal | Summer | B3 | 75 | 500 | 500 | 51.42 | 58.58 | 3 | 4.16
2030 | NEISO_2_NYISO_J-K | NEISO | NYISO_J-K | Internal | Summer | B4 | 100 | 500 | 500 | 40.77 | 52.61 | 3 | 8.84
2030 | NEISO_2_NYISO_J-K | NEISO | NYISO_J-K | Internal | Summer | B5 | 200 | 500 | 500 | 36.79 | 52.61 | 3 | 12.83
2030 | NEISO_2_NYISO_J-K | NEISO | NYISO_J-K | Internal | Summer | B6 | 300 | 500 | 500 | 36.79 | 52.61 | 3 | 12.83
2030 | NEISO_2_NYISO_J-K | NEISO | NYISO_J-K | Internal | Summer | B7 | 400 | 500 | 500 | 36.79 | 47.33 | 3 | 7.54
2030 | NEISO_2_NYISO_J-K | NEISO | NYISO_J-K | Internal | Summer | B8 | 500 | 500 | 500 | 36.79 | 39.81 | 3 | 0.02
2030 | NEISO_2_NYISO_J-K | NEISO | NYISO_J-K | Internal | Summer | B9 | 800 | 500 | 0 | 36.79 | 39.59 | 3 | 0
2030 | NEISO_2_NYISO_J-K | NEISO | NYISO_J-K | Internal | Summer | B10 | 1262 | 500 | 0 | 36.79 | 39.35 | 3 | 0
2030 | NEISO_2_NYISO_J-K | NEISO | NYISO_J-K | Internal | Winter | B16 | 25 | 500 | 500 | 50.77 | 56.54 | 3 | 2.77
2030 | NEISO_2_NYISO_J-K | NEISO | NYISO_J-K | Internal | Winter | B17 | 100 | 500 | 500 | 50.77 | 56.54 | 3 | 2.77
2030 | NEISO_2_NYISO_J-K | NEISO | NYISO_J-K | Internal | Winter | B18 | 400 | 500 | 500 | 49.75 | 53.14 | 3 | 0.39
2030 | NEISO_2_NYISO_J-K | NEISO | NYISO_J-K | Internal | Winter | B19 | 700 | 500 | 500 | 49.02 | 53.14 | 3 | 1.12
2030 | NEISO_2_NYISO_J-K | NEISO | NYISO_J-K | Internal | Winter | B20 | 935 | 500 | 411.9 | 46.67 | 49.67 | 3 | 0
2030 | NonRTO_Midwest_2_TVA_Transmission | NonRTO_Midwest | TVA_Transmission | Internal | Shoulder | B11 | 25 | 2400 | 0 | 60.33 | 50.97 | 8 | 0
2030 | NonRTO_Midwest_2_TVA_Transmission | NonRTO_Midwest | TVA_Transmission | Internal | Shoulder | B12 | 200 | 2400 | 0 | 54.67 | 48.27 | 8 | 0
2030 | NonRTO_Midwest_2_TVA_Transmission | NonRTO_Midwest | TVA_Transmission | Internal | Shoulder | B13 | 600 | 2400 | 0 | 52.94 | 46.11 | 8 | 0
2030 | NonRTO_Midwest_2_TVA_Transmission | NonRTO_Midwest | TVA_Transmission | Internal | Shoulder | B14 | 900 | 2400 | 0 | 44.59 | 44.52 | 8 | 0
2030 | NonRTO_Midwest_2_TVA_Transmission | NonRTO_Midwest | TVA_Transmission | Internal | Shoulder | B15 | 1203 | 2400 | 0 | 37.74 | 38.77 | 8 | 0
2030 | NonRTO_Midwest_2_TVA_Transmission | NonRTO_Midwest | TVA_Transmission | Internal | Summer | B1 | 10 | 2400 | 0 | 76.13 | 80.38 | 8 | 0
2030 | NonRTO_Midwest_2_TVA_Transmission | NonRTO_Midwest | TVA_Transmission | Internal | Summer | B2 | 25 | 2400 | 0 | 76.13 | 79.85 | 8 | 0
2030 | NonRTO_Midwest_2_TVA_Transmission | NonRTO_Midwest | TVA_Transmission | Internal | Summer | B3 | 75 | 2400 | 0 | 76.13 | 72.59 | 8 | 0
2030 | NonRTO_Midwest_2_TVA_Transmission | NonRTO_Midwest | TVA_Transmission | Internal | Summer | B4 | 100 | 2400 | 0 | 76.13 | 66.63 | 8 | 0
2030 | NonRTO_Midwest_2_TVA_Transmission | NonRTO_Midwest | TVA_Transmission | Internal | Summer | B5 | 200 | 2400 | 0 | 74.96 | 64.42 | 8 | 0
2030 | NonRTO_Midwest_2_TVA_Transmission | NonRTO_Midwest | TVA_Transmission | Internal | Summer | B6 | 300 | 2400 | 0 | 56.65 | 51.54 | 8 | 0
2030 | NonRTO_Midwest_2_TVA_Transmission | NonRTO_Midwest | TVA_Transmission | Internal | Summer | B7 | 400 | 2400 | 0 | 50.91 | 46.1 | 8 | 0
2030 | NonRTO_Midwest_2_TVA_Transmission | NonRTO_Midwest | TVA_Transmission | Internal | Summer | B8 | 500 | 2400 | 0 | 43.19 | 43.2 | 8 | 0
2030 | NonRTO_Midwest_2_TVA_Transmission | NonRTO_Midwest | TVA_Transmission | Internal | Summer | B9 | 800 | 2400 | 0 | 37.74 | 41.02 | 8 | 0
2030 | NonRTO_Midwest_2_TVA_Transmission | NonRTO_Midwest | TVA_Transmission | Internal | Summer | B10 | 1262 | 2400 | 0 | 33.74 | 37.98 | 8 | 0
2030 | NonRTO_Midwest_2_TVA_Transmission | NonRTO_Midwest | TVA_Transmission | Internal | Winter | B16 | 25 | 2400 | 0 | 58.44 | 52.59 | 8 | 0
2030 | NonRTO_Midwest_2_TVA_Transmission | NonRTO_Midwest | TVA_Transmission | Internal | Winter | B17 | 100 | 2400 | 0 | 56.59 | 50.39 | 8 | 0
2030 | NonRTO_Midwest_2_TVA_Transmission | NonRTO_Midwest | TVA_Transmission | Internal | Winter | B18 | 400 | 2400 | 0 | 53.59 | 47 | 8 | 0
2030 | NonRTO_Midwest_2_TVA_Transmission | NonRTO_Midwest | TVA_Transmission | Internal | Winter | B19 | 700 | 2400 | 0 | 45.52 | 44.19 | 8 | 0
2030 | NonRTO_Midwest_2_TVA_Transmission | NonRTO_Midwest | TVA_Transmission | Internal | Winter | B20 | 935 | 2400 | 0 | 37.74 | 39.16 | 8 | 0
2030 | NYISO_A-F_2_NEISO | NYISO_A-F | NEISO | Internal | Shoulder | B11 | 25 | 600 | 0 | 43.21 | 40.21 | 3 | 0
2030 | NYISO_A-F_2_NEISO | NYISO_A-F | NEISO | Internal | Shoulder | B12 | 200 | 600 | 0 | 43.34 | 40.21 | 3 | 0
2030 | NYISO_A-F_2_NEISO | NYISO_A-F | NEISO | Internal | Shoulder | B13 | 600 | 600 | 0 | 43.21 | 40.21 | 3 | 0
2030 | NYISO_A-F_2_NEISO | NYISO_A-F | NEISO | Internal | Shoulder | B14 | 900 | 600 | 0 | 40.77 | 38.9 | 3 | 0
2030 | NYISO_A-F_2_NEISO | NYISO_A-F | NEISO | Internal | Shoulder | B15 | 1203 | 600 | 0 | 40.77 | 37.77 | 3 | 0
2030 | NYISO_A-F_2_NEISO | NYISO_A-F | NEISO | Internal | Summer | B1 | 10 | 600 | 600 | 54.81 | 72.27 | 3 | 14.46
2030 | NYISO_A-F_2_NEISO | NYISO_A-F | NEISO | Internal | Summer | B2 | 25 | 600 | 355.65 | 56.27 | 59.27 | 3 | 0
2030 | NYISO_A-F_2_NEISO | NYISO_A-F | NEISO | Internal | Summer | B3 | 75 | 600 | 0 | 54.81 | 51.42 | 3 | 0
2030 | NYISO_A-F_2_NEISO | NYISO_A-F | NEISO | Internal | Summer | B4 | 100 | 600 | 0 | 49.91 | 40.77 | 3 | 0
2030 | NYISO_A-F_2_NEISO | NYISO_A-F | NEISO | Internal | Summer | B5 | 200 | 600 | 0 | 49.91 | 36.79 | 3 | 0
2030 | NYISO_A-F_2_NEISO | NYISO_A-F | NEISO | Internal | Summer | B6 | 300 | 600 | 0 | 42.02 | 36.79 | 3 | 0
2030 | NYISO_A-F_2_NEISO | NYISO_A-F | NEISO | Internal | Summer | B7 | 400 | 600 | 0 | 42.02 | 36.79 | 3 | 0
2030 | NYISO_A-F_2_NEISO | NYISO_A-F | NEISO | Internal | Summer | B8 | 500 | 600 | 0 | 39.79 | 36.79 | 3 | 0
2030 | NYISO_A-F_2_NEISO | NYISO_A-F | NEISO | Internal | Summer | B9 | 800 | 600 | 0 | 39.57 | 36.79 | 3 | 0
2030 | NYISO_A-F_2_NEISO | NYISO_A-F | NEISO | Internal | Summer | B10 | 1262 | 600 | 0 | 39.32 | 36.79 | 3 | 0
2030 | NYISO_A-F_2_NEISO | NYISO_A-F | NEISO | Internal | Winter | B16 | 25 | 600 | 600 | 47.47 | 50.77 | 3 | 0.3
2030 | NYISO_A-F_2_NEISO | NYISO_A-F | NEISO | Internal | Winter | B17 | 100 | 600 | 600 | 46.02 | 50.77 | 3 | 1.74
2030 | NYISO_A-F_2_NEISO | NYISO_A-F | NEISO | Internal | Winter | B18 | 400 | 600 | 600 | 46.02 | 49.75 | 3 | 0.73
2030 | NYISO_A-F_2_NEISO | NYISO_A-F | NEISO | Internal | Winter | B19 | 700 | 600 | 206.79 | 46.02 | 49.02 | 3 | 0
2030 | NYISO_A-F_2_NEISO | NYISO_A-F | NEISO | Internal | Winter | B20 | 935 | 600 | 600 | 42.21 | 46.67 | 3 | 1.46
2030 | NYISO_A-F_2_NYISO_G-I | NYISO_A-F | NYISO_G-I | Internal | Shoulder | B11 | 25 | 4757 | 4757 | 43.21 | 43.36 | 0.01 | 0.14
2030 | NYISO_A-F_2_NYISO_G-I | NYISO_A-F | NYISO_G-I | Internal | Shoulder | B12 | 200 | 4757 | 4757 | 43.34 | 43.36 | 0.01 | 0.01
2030 | NYISO_A-F_2_NYISO_G-I | NYISO_A-F | NYISO_G-I | Internal | Shoulder | B13 | 600 | 4757 | 4690.36 | 43.21 | 43.22 | 0.01 | 0
2030 | NYISO_A-F_2_NYISO_G-I | NYISO_A-F | NYISO_G-I | Internal | Shoulder | B14 | 900 | 4757 | 4757 | 40.77 | 41.89 | 0.01 | 1.11
2030 | NYISO_A-F_2_NYISO_G-I | NYISO_A-F | NYISO_G-I | Internal | Shoulder | B15 | 1203 | 4757 | 3895.22 | 40.77 | 40.78 | 0.01 | 0
2030 | NYISO_A-F_2_NYISO_G-I | NYISO_A-F | NYISO_G-I | Internal | Summer | B1 | 10 | 4757 | 4757 | 54.81 | 75.27 | 0.01 | 20.45
2030 | NYISO_A-F_2_NYISO_G-I | NYISO_A-F | NYISO_G-I | Internal | Summer | B2 | 25 | 4757 | 4757 | 56.27 | 62.27 | 0.01 | 5.99
2030 | NYISO_A-F_2_NYISO_G-I | NYISO_A-F | NYISO_G-I | Internal | Summer | B3 | 75 | 4757 | 4757 | 54.81 | 58.57 | 0.01 | 3.75
2030 | NYISO_A-F_2_NYISO_G-I | NYISO_A-F | NYISO_G-I | Internal | Summer | B4 | 100 | 4757 | 4757 | 49.91 | 52.6 | 0.01 | 2.68
2030 | NYISO_A-F_2_NYISO_G-I | NYISO_A-F | NYISO_G-I | Internal | Summer | B5 | 200 | 4757 | 4757 | 49.91 | 52.6 | 0.01 | 2.68
2030 | NYISO_A-F_2_NYISO_G-I | NYISO_A-F | NYISO_G-I | Internal | Summer | B6 | 300 | 4757 | 4757 | 42.02 | 52.6 | 0.01 | 10.57
2030 | NYISO_A-F_2_NYISO_G-I | NYISO_A-F | NYISO_G-I | Internal | Summer | B7 | 400 | 4757 | 4757 | 42.02 | 47.32 | 0.01 | 5.29
2030 | NYISO_A-F_2_NYISO_G-I | NYISO_A-F | NYISO_G-I | Internal | Summer | B8 | 500 | 4757 | 3951.63 | 39.79 | 39.8 | 0.01 | 0
2030 | NYISO_A-F_2_NYISO_G-I | NYISO_A-F | NYISO_G-I | Internal | Summer | B9 | 800 | 4757 | 4001.29 | 39.57 | 39.58 | 0.01 | 0
2030 | NYISO_A-F_2_NYISO_G-I | NYISO_A-F | NYISO_G-I | Internal | Summer | B10 | 1262 | 4757 | 2299.83 | 39.32 | 39.34 | 0.01 | 0
2030 | NYISO_A-F_2_NYISO_G-I | NYISO_A-F | NYISO_G-I | Internal | Winter | B16 | 25 | 4757 | 4757 | 47.47 | 53.77 | 0.01 | 6.28
2030 | NYISO_A-F_2_NYISO_G-I | NYISO_A-F | NYISO_G-I | Internal | Winter | B17 | 100 | 4757 | 4757 | 46.02 | 53.77 | 0.01 | 7.73
2030 | NYISO_A-F_2_NYISO_G-I | NYISO_A-F | NYISO_G-I | Internal | Winter | B18 | 400 | 4757 | 4757 | 46.02 | 52.75 | 0.01 | 6.72
2030 | NYISO_A-F_2_NYISO_G-I | NYISO_A-F | NYISO_G-I | Internal | Winter | B19 | 700 | 4757 | 4757 | 46.02 | 52.02 | 0.01 | 5.99
2030 | NYISO_A-F_2_NYISO_G-I | NYISO_A-F | NYISO_G-I | Internal | Winter | B20 | 935 | 4757 | 4757 | 42.21 | 49.66 | 0.01 | 7.44
2030 | NYISO_A-F_2_PJM_ROM | NYISO_A-F | PJM_ROM | Internal | Shoulder | B11 | 25 | 1000 | 0 | 43.21 | 44.96 | 8 | 0
2030 | NYISO_A-F_2_PJM_ROM | NYISO_A-F | PJM_ROM | Internal | Shoulder | B12 | 200 | 1000 | 0 | 43.34 | 44.66 | 8 | 0
2030 | NYISO_A-F_2_PJM_ROM | NYISO_A-F | PJM_ROM | Internal | Shoulder | B13 | 600 | 1000 | 0 | 43.21 | 42.94 | 8 | 0
2030 | NYISO_A-F_2_PJM_ROM | NYISO_A-F | PJM_ROM | Internal | Shoulder | B14 | 900 | 1000 | 0 | 40.77 | 41.81 | 8 | 0
2030 | NYISO_A-F_2_PJM_ROM | NYISO_A-F | PJM_ROM | Internal | Shoulder | B15 | 1203 | 1000 | 0 | 40.77 | 34.77 | 8 | 0
2030 | NYISO_A-F_2_PJM_ROM | NYISO_A-F | PJM_ROM | Internal | Summer | B1 | 10 | 1000 | 1000 | 54.81 | 69.29 | 8 | 6.49
2030 | NYISO_A-F_2_PJM_ROM | NYISO_A-F | PJM_ROM | Internal | Summer | B2 | 25 | 1000 | 1000 | 56.27 | 69.29 | 8 | 5.03
2030 | NYISO_A-F_2_PJM_ROM | NYISO_A-F | PJM_ROM | Internal | Summer | B3 | 75 | 1000 | 1000 | 54.81 | 66.58 | 8 | 3.78
2030 | NYISO_A-F_2_PJM_ROM | NYISO_A-F | PJM_ROM | Internal | Summer | B4 | 100 | 1000 | 1000 | 49.91 | 60.61 | 8 | 2.71
2030 | NYISO_A-F_2_PJM_ROM | NYISO_A-F | PJM_ROM | Internal | Summer | B5 | 200 | 1000 | 1000 | 49.91 | 58.41 | 8 | 0.5
2030 | NYISO_A-F_2_PJM_ROM | NYISO_A-F | PJM_ROM | Internal | Summer | B6 | 300 | 1000 | 0 | 42.02 | 46.61 | 8 | 0
2030 | NYISO_A-F_2_PJM_ROM | NYISO_A-F | PJM_ROM | Internal | Summer | B7 | 400 | 1000 | 0 | 42.02 | 41.34 | 8 | 0
2030 | NYISO_A-F_2_PJM_ROM | NYISO_A-F | PJM_ROM | Internal | Summer | B8 | 500 | 1000 | 0 | 39.79 | 40.89 | 8 | 0
2030 | NYISO_A-F_2_PJM_ROM | NYISO_A-F | PJM_ROM | Internal | Summer | B9 | 800 | 1000 | 0 | 39.57 | 37.85 | 8 | 0
2030 | NYISO_A-F_2_PJM_ROM | NYISO_A-F | PJM_ROM | Internal | Summer | B10 | 1262 | 1000 | 0 | 39.32 | 33.32 | 8 | 0
2030 | NYISO_A-F_2_PJM_ROM | NYISO_A-F | PJM_ROM | Internal | Winter | B16 | 25 | 1000 | 0 | 47.47 | 46.6 | 8 | 0
2030 | NYISO_A-F_2_PJM_ROM | NYISO_A-F | PJM_ROM | Internal | Winter | B17 | 100 | 1000 | 0 | 46.02 | 46.6 | 8 | 0
2030 | NYISO_A-F_2_PJM_ROM | NYISO_A-F | PJM_ROM | Internal | Winter | B18 | 400 | 1000 | 0 | 46.02 | 45.86 | 8 | 0
2030 | NYISO_A-F_2_PJM_ROM | NYISO_A-F | PJM_ROM | Internal | Winter | B19 | 700 | 1000 | 0 | 46.02 | 42.66 | 8 | 0
2030 | NYISO_A-F_2_PJM_ROM | NYISO_A-F | PJM_ROM | Internal | Winter | B20 | 935 | 1000 | 0 | 42.21 | 33.32 | 8 | 0
2030 | NYISO_G-I_2_NEISO | NYISO_G-I | NEISO | Internal | Shoulder | B11 | 25 | 600 | 0 | 43.36 | 40.21 | 3 | 0
2030 | NYISO_G-I_2_NEISO | NYISO_G-I | NEISO | Internal | Shoulder | B12 | 200 | 600 | 0 | 43.36 | 40.21 | 3 | 0
2030 | NYISO_G-I_2_NEISO | NYISO_G-I | NEISO | Internal | Shoulder | B13 | 600 | 600 | 0 | 43.22 | 40.21 | 3 | 0
2030 | NYISO_G-I_2_NEISO | NYISO_G-I | NEISO | Internal | Shoulder | B14 | 900 | 600 | 0 | 41.89 | 38.9 | 3 | 0
2030 | NYISO_G-I_2_NEISO | NYISO_G-I | NEISO | Internal | Shoulder | B15 | 1203 | 600 | 0 | 40.78 | 37.77 | 3 | 0
2030 | NYISO_G-I_2_NEISO | NYISO_G-I | NEISO | Internal | Summer | B1 | 10 | 600 | 0 | 75.27 | 72.27 | 3 | 0
2030 | NYISO_G-I_2_NEISO | NYISO_G-I | NEISO | Internal | Summer | B2 | 25 | 600 | 0 | 62.27 | 59.27 | 3 | 0
2030 | NYISO_G-I_2_NEISO | NYISO_G-I | NEISO | Internal | Summer | B3 | 75 | 600 | 0 | 58.57 | 51.42 | 3 | 0
2030 | NYISO_G-I_2_NEISO | NYISO_G-I | NEISO | Internal | Summer | B4 | 100 | 600 | 0 | 52.6 | 40.77 | 3 | 0
2030 | NYISO_G-I_2_NEISO | NYISO_G-I | NEISO | Internal | Summer | B5 | 200 | 600 | 0 | 52.6 | 36.79 | 3 | 0
2030 | NYISO_G-I_2_NEISO | NYISO_G-I | NEISO | Internal | Summer | B6 | 300 | 600 | 0 | 52.6 | 36.79 | 3 | 0
2030 | NYISO_G-I_2_NEISO | NYISO_G-I | NEISO | Internal | Summer | B7 | 400 | 600 | 0 | 47.32 | 36.79 | 3 | 0
2030 | NYISO_G-I_2_NEISO | NYISO_G-I | NEISO | Internal | Summer | B8 | 500 | 600 | 0 | 39.8 | 36.79 | 3 | 0
2030 | NYISO_G-I_2_NEISO | NYISO_G-I | NEISO | Internal | Summer | B9 | 800 | 600 | 0 | 39.58 | 36.79 | 3 | 0
2030 | NYISO_G-I_2_NEISO | NYISO_G-I | NEISO | Internal | Summer | B10 | 1262 | 600 | 0 | 39.34 | 36.79 | 3 | 0
2030 | NYISO_G-I_2_NEISO | NYISO_G-I | NEISO | Internal | Winter | B16 | 25 | 600 | 0 | 53.77 | 50.77 | 3 | 0
2030 | NYISO_G-I_2_NEISO | NYISO_G-I | NEISO | Internal | Winter | B17 | 100 | 600 | 0 | 53.77 | 50.77 | 3 | 0
2030 | NYISO_G-I_2_NEISO | NYISO_G-I | NEISO | Internal | Winter | B18 | 400 | 600 | 0 | 52.75 | 49.75 | 3 | 0
2030 | NYISO_G-I_2_NEISO | NYISO_G-I | NEISO | Internal | Winter | B19 | 700 | 600 | 0 | 52.02 | 49.02 | 3 | 0
2030 | NYISO_G-I_2_NEISO | NYISO_G-I | NEISO | Internal | Winter | B20 | 935 | 600 | 0 | 49.66 | 46.67 | 3 | 0
2030 | NYISO_G-I_2_NYISO_A-F | NYISO_G-I | NYISO_A-F | Internal | Shoulder | B11 | 25 | 2506 | 0 | 43.36 | 43.21 | 0.01 | 0
2030 | NYISO_G-I_2_NYISO_A-F | NYISO_G-I | NYISO_A-F | Internal | Shoulder | B12 | 200 | 2506 | 0 | 43.36 | 43.34 | 0.01 | 0
2030 | NYISO_G-I_2_NYISO_A-F | NYISO_G-I | NYISO_A-F | Internal | Shoulder | B13 | 600 | 2506 | 0 | 43.22 | 43.21 | 0.01 | 0
2030 | NYISO_G-I_2_NYISO_A-F | NYISO_G-I | NYISO_A-F | Internal | Shoulder | B14 | 900 | 2506 | 0 | 41.89 | 40.77 | 0.01 | 0
2030 | NYISO_G-I_2_NYISO_A-F | NYISO_G-I | NYISO_A-F | Internal | Shoulder | B15 | 1203 | 2506 | 0 | 40.78 | 40.77 | 0.01 | 0
2030 | NYISO_G-I_2_NYISO_A-F | NYISO_G-I | NYISO_A-F | Internal | Summer | B1 | 10 | 2506 | 0 | 75.27 | 54.81 | 0.01 | 0
2030 | NYISO_G-I_2_NYISO_A-F | NYISO_G-I | NYISO_A-F | Internal | Summer | B2 | 25 | 2506 | 0 | 62.27 | 56.27 | 0.01 | 0
2030 | NYISO_G-I_2_NYISO_A-F | NYISO_G-I | NYISO_A-F | Internal | Summer | B3 | 75 | 2506 | 0 | 58.57 | 54.81 | 0.01 | 0
2030 | NYISO_G-I_2_NYISO_A-F | NYISO_G-I | NYISO_A-F | Internal | Summer | B4 | 100 | 2506 | 0 | 52.6 | 49.91 | 0.01 | 0
2030 | NYISO_G-I_2_NYISO_A-F | NYISO_G-I | NYISO_A-F | Internal | Summer | B5 | 200 | 2506 | 0 | 52.6 | 49.91 | 0.01 | 0
2030 | NYISO_G-I_2_NYISO_A-F | NYISO_G-I | NYISO_A-F | Internal | Summer | B6 | 300 | 2506 | 0 | 52.6 | 42.02 | 0.01 | 0
2030 | NYISO_G-I_2_NYISO_A-F | NYISO_G-I | NYISO_A-F | Internal | Summer | B7 | 400 | 2506 | 0 | 47.32 | 42.02 | 0.01 | 0
2030 | NYISO_G-I_2_NYISO_A-F | NYISO_G-I | NYISO_A-F | Internal | Summer | B8 | 500 | 2506 | 0 | 39.8 | 39.79 | 0.01 | 0
2030 | NYISO_G-I_2_NYISO_A-F | NYISO_G-I | NYISO_A-F | Internal | Summer | B9 | 800 | 2506 | 0 | 39.58 | 39.57 | 0.01 | 0
2030 | NYISO_G-I_2_NYISO_A-F | NYISO_G-I | NYISO_A-F | Internal | Summer | B10 | 1262 | 2506 | 0 | 39.34 | 39.32 | 0.01 | 0
2030 | NYISO_G-I_2_NYISO_A-F | NYISO_G-I | NYISO_A-F | Internal | Winter | B16 | 25 | 2506 | 0 | 53.77 | 47.47 | 0.01 | 0
2030 | NYISO_G-I_2_NYISO_A-F | NYISO_G-I | NYISO_A-F | Internal | Winter | B17 | 100 | 2506 | 0 | 53.77 | 46.02 | 0.01 | 0
2030 | NYISO_G-I_2_NYISO_A-F | NYISO_G-I | NYISO_A-F | Internal | Winter | B18 | 400 | 2506 | 0 | 52.75 | 46.02 | 0.01 | 0
2030 | NYISO_G-I_2_NYISO_A-F | NYISO_G-I | NYISO_A-F | Internal | Winter | B19 | 700 | 2506 | 0 | 52.02 | 46.02 | 0.01 | 0
2030 | NYISO_G-I_2_NYISO_A-F | NYISO_G-I | NYISO_A-F | Internal | Winter | B20 | 935 | 2506 | 0 | 49.66 | 42.21 | 0.01 | 0
2030 | NYISO_G-I_2_NYISO_J-K | NYISO_G-I | NYISO_J-K | Internal | Shoulder | B11 | 25 | 6188 | 5292.51 | 43.36 | 43.37 | 0.01 | 0
2030 | NYISO_G-I_2_NYISO_J-K | NYISO_G-I | NYISO_J-K | Internal | Shoulder | B12 | 200 | 6188 | 5359.14 | 43.36 | 43.37 | 0.01 | 0
2030 | NYISO_G-I_2_NYISO_J-K | NYISO_G-I | NYISO_J-K | Internal | Shoulder | B13 | 600 | 6188 | 5422.55 | 43.22 | 43.23 | 0.01 | 0
2030 | NYISO_G-I_2_NYISO_J-K | NYISO_G-I | NYISO_J-K | Internal | Shoulder | B14 | 900 | 6188 | 4792.33 | 41.89 | 41.9 | 0.01 | 0
2030 | NYISO_G-I_2_NYISO_J-K | NYISO_G-I | NYISO_J-K | Internal | Shoulder | B15 | 1203 | 6188 | 4584.46 | 40.78 | 40.8 | 0.01 | 0
2030 | NYISO_G-I_2_NYISO_J-K | NYISO_G-I | NYISO_J-K | Internal | Summer | B1 | 10 | 6188 | 4289.05 | 75.27 | 75.28 | 0.01 | 0
2030 | NYISO_G-I_2_NYISO_J-K | NYISO_G-I | NYISO_J-K | Internal | Summer | B2 | 25 | 6188 | 4213.23 | 62.27 | 62.28 | 0.01 | 0
2030 | NYISO_G-I_2_NYISO_J-K | NYISO_G-I | NYISO_J-K | Internal | Summer | B3 | 75 | 6188 | 3987.49 | 58.57 | 58.58 | 0.01 | 0
2030 | NYISO_G-I_2_NYISO_J-K | NYISO_G-I | NYISO_J-K | Internal | Summer | B4 | 100 | 6188 | 4580.72 | 52.6 | 52.61 | 0.01 | 0
2030 | NYISO_G-I_2_NYISO_J-K | NYISO_G-I | NYISO_J-K | Internal | Summer | B5 | 200 | 6188 | 5439.41 | 52.6 | 52.61 | 0.01 | 0
2030 | NYISO_G-I_2_NYISO_J-K | NYISO_G-I | NYISO_J-K | Internal | Summer | B6 | 300 | 6188 | 5900.07 | 52.6 | 52.61 | 0.01 | 0
2030 | NYISO_G-I_2_NYISO_J-K | NYISO_G-I | NYISO_J-K | Internal | Summer | B7 | 400 | 6188 | 5840.52 | 47.32 | 47.33 | 0.01 | 0
2030 | NYISO_G-I_2_NYISO_J-K | NYISO_G-I | NYISO_J-K | Internal | Summer | B8 | 500 | 6188 | 5177.48 | 39.8 | 39.81 | 0.01 | 0
2030 | NYISO_G-I_2_NYISO_J-K | NYISO_G-I | NYISO_J-K | Internal | Summer | B9 | 800 | 6188 | 4846.09 | 39.58 | 39.59 | 0.01 | 0
2030 | NYISO_G-I_2_NYISO_J-K | NYISO_G-I | NYISO_J-K | Internal | Summer | B10 | 1262 | 6188 | 3849.02 | 39.34 | 39.35 | 0.01 | 0
2030 | NYISO_G-I_2_NYISO_J-K | NYISO_G-I | NYISO_J-K | Internal | Winter | B16 | 25 | 6188 | 6188 | 53.77 | 56.54 | 0.01 | 2.76
2030 | NYISO_G-I_2_NYISO_J-K | NYISO_G-I | NYISO_J-K | Internal | Winter | B17 | 100 | 6188 | 6188 | 53.77 | 56.54 | 0.01 | 2.76
2030 | NYISO_G-I_2_NYISO_J-K | NYISO_G-I | NYISO_J-K | Internal | Winter | B18 | 400 | 6188 | 6188 | 52.75 | 53.14 | 0.01 | 0.37
2030 | NYISO_G-I_2_NYISO_J-K | NYISO_G-I | NYISO_J-K | Internal | Winter | B19 | 700 | 6188 | 6188 | 52.02 | 53.14 | 0.01 | 1.1
2030 | NYISO_G-I_2_NYISO_J-K | NYISO_G-I | NYISO_J-K | Internal | Winter | B20 | 935 | 6188 | 5455.54 | 49.66 | 49.67 | 0.01 | 0
2030 | NYISO_G-I_2_PJM_E | NYISO_G-I | PJM_E | Internal | Shoulder | B11 | 25 | 1500 | 0 | 43.36 | 44.95 | 8 | 0
2030 | NYISO_G-I_2_PJM_E | NYISO_G-I | PJM_E | Internal | Shoulder | B12 | 200 | 1500 | 0 | 43.36 | 44.65 | 8 | 0
2030 | NYISO_G-I_2_PJM_E | NYISO_G-I | PJM_E | Internal | Shoulder | B13 | 600 | 1500 | 0 | 43.22 | 42.95 | 8 | 0
2030 | NYISO_G-I_2_PJM_E | NYISO_G-I | PJM_E | Internal | Shoulder | B14 | 900 | 1500 | 0 | 41.89 | 41.8 | 8 | 0
2030 | NYISO_G-I_2_PJM_E | NYISO_G-I | PJM_E | Internal | Shoulder | B15 | 1203 | 1500 | 0 | 40.78 | 34.78 | 8 | 0
2030 | NYISO_G-I_2_PJM_E | NYISO_G-I | PJM_E | Internal | Summer | B1 | 10 | 1500 | 0 | 75.27 | 69.28 | 8 | 0
2030 | NYISO_G-I_2_PJM_E | NYISO_G-I | PJM_E | Internal | Summer | B2 | 25 | 1500 | 0 | 62.27 | 69.28 | 8 | 0
2030 | NYISO_G-I_2_PJM_E | NYISO_G-I | PJM_E | Internal | Summer | B3 | 75 | 1500 | 1031.46 | 58.57 | 66.57 | 8 | 0
2030 | NYISO_G-I_2_PJM_E | NYISO_G-I | PJM_E | Internal | Summer | B4 | 100 | 1500 | 715.81 | 52.6 | 60.6 | 8 | 0
2030 | NYISO_G-I_2_PJM_E | NYISO_G-I | PJM_E | Internal | Summer | B5 | 200 | 1500 | 0 | 52.6 | 58.4 | 8 | 0
2030 | NYISO_G-I_2_PJM_E | NYISO_G-I | PJM_E | Internal | Summer | B6 | 300 | 1500 | 0 | 52.6 | 46.6 | 8 | 0
2030 | NYISO_G-I_2_PJM_E | NYISO_G-I | PJM_E | Internal | Summer | B7 | 400 | 1500 | 0 | 47.32 | 41.33 | 8 | 0
2030 | NYISO_G-I_2_PJM_E | NYISO_G-I | PJM_E | Internal | Summer | B8 | 500 | 1500 | 0 | 39.8 | 40.91 | 8 | 0
2030 | NYISO_G-I_2_PJM_E | NYISO_G-I | PJM_E | Internal | Summer | B9 | 800 | 1500 | 0 | 39.58 | 37.86 | 8 | 0
2030 | NYISO_G-I_2_PJM_E | NYISO_G-I | PJM_E | Internal | Summer | B10 | 1262 | 1500 | 0 | 39.34 | 33.34 | 8 | 0
2030 | NYISO_G-I_2_PJM_E | NYISO_G-I | PJM_E | Internal | Winter | B16 | 25 | 1500 | 0 | 53.77 | 46.61 | 8 | 0
2030 | NYISO_G-I_2_PJM_E | NYISO_G-I | PJM_E | Internal | Winter | B17 | 100 | 1500 | 0 | 53.77 | 46.61 | 8 | 0
2030 | NYISO_G-I_2_PJM_E | NYISO_G-I | PJM_E | Internal | Winter | B18 | 400 | 1500 | 0 | 52.75 | 45.88 | 8 | 0
2030 | NYISO_G-I_2_PJM_E | NYISO_G-I | PJM_E | Internal | Winter | B19 | 700 | 1500 | 0 | 52.02 | 42.67 | 8 | 0
2030 | NYISO_G-I_2_PJM_E | NYISO_G-I | PJM_E | Internal | Winter | B20 | 935 | 1500 | 0 | 49.66 | 33.34 | 8 | 0
2030 | NYISO_J-K_2_NEISO | NYISO_J-K | NEISO | Internal | Shoulder | B11 | 25 | 70 | 0 | 43.37 | 40.21 | 3 | 0
2030 | NYISO_J-K_2_NEISO | NYISO_J-K | NEISO | Internal | Shoulder | B12 | 200 | 70 | 0 | 43.37 | 40.21 | 3 | 0
2030 | NYISO_J-K_2_NEISO | NYISO_J-K | NEISO | Internal | Shoulder | B13 | 600 | 70 | 0 | 43.23 | 40.21 | 3 | 0
2030 | NYISO_J-K_2_NEISO | NYISO_J-K | NEISO | Internal | Shoulder | B14 | 900 | 70 | 0 | 41.9 | 38.9 | 3 | 0
2030 | NYISO_J-K_2_NEISO | NYISO_J-K | NEISO | Internal | Shoulder | B15 | 1203 | 70 | 0 | 40.8 | 37.77 | 3 | 0
2030 | NYISO_J-K_2_NEISO | NYISO_J-K | NEISO | Internal | Summer | B1 | 10 | 70 | 0 | 75.28 | 72.27 | 3 | 0
2030 | NYISO_J-K_2_NEISO | NYISO_J-K | NEISO | Internal | Summer | B2 | 25 | 70 | 0 | 62.28 | 59.27 | 3 | 0
2030 | NYISO_J-K_2_NEISO | NYISO_J-K | NEISO | Internal | Summer | B3 | 75 | 70 | 0 | 58.58 | 51.42 | 3 | 0
2030 | NYISO_J-K_2_NEISO | NYISO_J-K | NEISO | Internal | Summer | B4 | 100 | 70 | 0 | 52.61 | 40.77 | 3 | 0
2030 | NYISO_J-K_2_NEISO | NYISO_J-K | NEISO | Internal | Summer | B5 | 200 | 70 | 0 | 52.61 | 36.79 | 3 | 0
2030 | NYISO_J-K_2_NEISO | NYISO_J-K | NEISO | Internal | Summer | B6 | 300 | 70 | 0 | 52.61 | 36.79 | 3 | 0
2030 | NYISO_J-K_2_NEISO | NYISO_J-K | NEISO | Internal | Summer | B7 | 400 | 70 | 0 | 47.33 | 36.79 | 3 | 0
2030 | NYISO_J-K_2_NEISO | NYISO_J-K | NEISO | Internal | Summer | B8 | 500 | 70 | 0 | 39.81 | 36.79 | 3 | 0
2030 | NYISO_J-K_2_NEISO | NYISO_J-K | NEISO | Internal | Summer | B9 | 800 | 70 | 0 | 39.59 | 36.79 | 3 | 0
2030 | NYISO_J-K_2_NEISO | NYISO_J-K | NEISO | Internal | Summer | B10 | 1262 | 70 | 0 | 39.35 | 36.79 | 3 | 0
2030 | NYISO_J-K_2_NEISO | NYISO_J-K | NEISO | Internal | Winter | B16 | 25 | 70 | 0 | 56.54 | 50.77 | 3 | 0
2030 | NYISO_J-K_2_NEISO | NYISO_J-K | NEISO | Internal | Winter | B17 | 100 | 70 | 0 | 56.54 | 50.77 | 3 | 0
2030 | NYISO_J-K_2_NEISO | NYISO_J-K | NEISO | Internal | Winter | B18 | 400 | 70 | 0 | 53.14 | 49.75 | 3 | 0
2030 | NYISO_J-K_2_NEISO | NYISO_J-K | NEISO | Internal | Winter | B19 | 700 | 70 | 0 | 53.14 | 49.02 | 3 | 0
2030 | NYISO_J-K_2_NEISO | NYISO_J-K | NEISO | Internal | Winter | B20 | 935 | 70 | 0 | 49.67 | 46.67 | 3 | 0
2030 | NYISO_J-K_2_NYISO_G-I | NYISO_J-K | NYISO_G-I | Internal | Shoulder | B11 | 25 | 2057 | 0 | 43.37 | 43.36 | 0.01 | 0
2030 | NYISO_J-K_2_NYISO_G-I | NYISO_J-K | NYISO_G-I | Internal | Shoulder | B12 | 200 | 2057 | 0 | 43.37 | 43.36 | 0.01 | 0
2030 | NYISO_J-K_2_NYISO_G-I | NYISO_J-K | NYISO_G-I | Internal | Shoulder | B13 | 600 | 2057 | 0 | 43.23 | 43.22 | 0.01 | 0
2030 | NYISO_J-K_2_NYISO_G-I | NYISO_J-K | NYISO_G-I | Internal | Shoulder | B14 | 900 | 2057 | 0 | 41.9 | 41.89 | 0.01 | 0
2030 | NYISO_J-K_2_NYISO_G-I | NYISO_J-K | NYISO_G-I | Internal | Shoulder | B15 | 1203 | 2057 | 0 | 40.8 | 40.78 | 0.01 | 0
2030 | NYISO_J-K_2_NYISO_G-I | NYISO_J-K | NYISO_G-I | Internal | Summer | B1 | 10 | 2057 | 0 | 75.28 | 75.27 | 0.01 | 0
2030 | NYISO_J-K_2_NYISO_G-I | NYISO_J-K | NYISO_G-I | Internal | Summer | B2 | 25 | 2057 | 0 | 62.28 | 62.27 | 0.01 | 0
2030 | NYISO_J-K_2_NYISO_G-I | NYISO_J-K | NYISO_G-I | Internal | Summer | B3 | 75 | 2057 | 0 | 58.58 | 58.57 | 0.01 | 0
2030 | NYISO_J-K_2_NYISO_G-I | NYISO_J-K | NYISO_G-I | Internal | Summer | B4 | 100 | 2057 | 0 | 52.61 | 52.6 | 0.01 | 0
2030 | NYISO_J-K_2_NYISO_G-I | NYISO_J-K | NYISO_G-I | Internal | Summer | B5 | 200 | 2057 | 0 | 52.61 | 52.6 | 0.01 | 0
2030 | NYISO_J-K_2_NYISO_G-I | NYISO_J-K | NYISO_G-I | Internal | Summer | B6 | 300 | 2057 | 0 | 52.61 | 52.6 | 0.01 | 0
2030 | NYISO_J-K_2_NYISO_G-I | NYISO_J-K | NYISO_G-I | Internal | Summer | B7 | 400 | 2057 | 0 | 47.33 | 47.32 | 0.01 | 0
2030 | NYISO_J-K_2_NYISO_G-I | NYISO_J-K | NYISO_G-I | Internal | Summer | B8 | 500 | 2057 | 0 | 39.81 | 39.8 | 0.01 | 0
2030 | NYISO_J-K_2_NYISO_G-I | NYISO_J-K | NYISO_G-I | Internal | Summer | B9 | 800 | 2057 | 0 | 39.59 | 39.58 | 0.01 | 0
2030 | NYISO_J-K_2_NYISO_G-I | NYISO_J-K | NYISO_G-I | Internal | Summer | B10 | 1262 | 2057 | 0 | 39.35 | 39.34 | 0.01 | 0
2030 | NYISO_J-K_2_NYISO_G-I | NYISO_J-K | NYISO_G-I | Internal | Winter | B16 | 25 | 2057 | 0 | 56.54 | 53.77 | 0.01 | 0
2030 | NYISO_J-K_2_NYISO_G-I | NYISO_J-K | NYISO_G-I | Internal | Winter | B17 | 100 | 2057 | 0 | 56.54 | 53.77 | 0.01 | 0
2030 | NYISO_J-K_2_NYISO_G-I | NYISO_J-K | NYISO_G-I | Internal | Winter | B18 | 400 | 2057 | 0 | 53.14 | 52.75 | 0.01 | 0
2030 | NYISO_J-K_2_NYISO_G-I | NYISO_J-K | NYISO_G-I | Internal | Winter | B19 | 700 | 2057 | 0 | 53.14 | 52.02 | 0.01 | 0
2030 | NYISO_J-K_2_NYISO_G-I | NYISO_J-K | NYISO_G-I | Internal | Winter | B20 | 935 | 2057 | 0 | 49.67 | 49.66 | 0.01 | 0
2030 | NYISO_J-K_2_PJM_E | NYISO_J-K | PJM_E | Internal | Shoulder | B11 | 25 | 330 | 0 | 43.37 | 44.95 | 8 | 0
2030 | NYISO_J-K_2_PJM_E | NYISO_J-K | PJM_E | Internal | Shoulder | B12 | 200 | 330 | 0 | 43.37 | 44.65 | 8 | 0
2030 | NYISO_J-K_2_PJM_E | NYISO_J-K | PJM_E | Internal | Shoulder | B13 | 600 | 330 | 0 | 43.23 | 42.95 | 8 | 0
2030 | NYISO_J-K_2_PJM_E | NYISO_J-K | PJM_E | Internal | Shoulder | B14 | 900 | 330 | 0 | 41.9 | 41.8 | 8 | 0
2030 | NYISO_J-K_2_PJM_E | NYISO_J-K | PJM_E | Internal | Shoulder | B15 | 1203 | 330 | 0 | 40.8 | 34.78 | 8 | 0
2030 | NYISO_J-K_2_PJM_E | NYISO_J-K | PJM_E | Internal | Summer | B1 | 10 | 330 | 0 | 75.28 | 69.28 | 8 | 0
2030 | NYISO_J-K_2_PJM_E | NYISO_J-K | PJM_E | Internal | Summer | B2 | 25 | 330 | 0 | 62.28 | 69.28 | 8 | 0
2030 | NYISO_J-K_2_PJM_E | NYISO_J-K | PJM_E | Internal | Summer | B3 | 75 | 330 | 0 | 58.58 | 66.57 | 8 | 0
2030 | NYISO_J-K_2_PJM_E | NYISO_J-K | PJM_E | Internal | Summer | B4 | 100 | 330 | 0 | 52.61 | 60.6 | 8 | 0
2030 | NYISO_J-K_2_PJM_E | NYISO_J-K | PJM_E | Internal | Summer | B5 | 200 | 330 | 0 | 52.61 | 58.4 | 8 | 0
2030 | NYISO_J-K_2_PJM_E | NYISO_J-K | PJM_E | Internal | Summer | B6 | 300 | 330 | 0 | 52.61 | 46.6 | 8 | 0
2030 | NYISO_J-K_2_PJM_E | NYISO_J-K | PJM_E | Internal | Summer | B7 | 400 | 330 | 0 | 47.33 | 41.33 | 8 | 0
2030 | NYISO_J-K_2_PJM_E | NYISO_J-K | PJM_E | Internal | Summer | B8 | 500 | 330 | 0 | 39.81 | 40.91 | 8 | 0
2030 | NYISO_J-K_2_PJM_E | NYISO_J-K | PJM_E | Internal | Summer | B9 | 800 | 330 | 0 | 39.59 | 37.86 | 8 | 0
2030 | NYISO_J-K_2_PJM_E | NYISO_J-K | PJM_E | Internal | Summer | B10 | 1262 | 330 | 0 | 39.35 | 33.34 | 8 | 0
2030 | NYISO_J-K_2_PJM_E | NYISO_J-K | PJM_E | Internal | Winter | B16 | 25 | 330 | 0 | 56.54 | 46.61 | 8 | 0
2030 | NYISO_J-K_2_PJM_E | NYISO_J-K | PJM_E | Internal | Winter | B17 | 100 | 330 | 0 | 56.54 | 46.61 | 8 | 0
2030 | NYISO_J-K_2_PJM_E | NYISO_J-K | PJM_E | Internal | Winter | B18 | 400 | 330 | 0 | 53.14 | 45.88 | 8 | 0
2030 | NYISO_J-K_2_PJM_E | NYISO_J-K | PJM_E | Internal | Winter | B19 | 700 | 330 | 0 | 53.14 | 42.67 | 8 | 0
2030 | NYISO_J-K_2_PJM_E | NYISO_J-K | PJM_E | Internal | Winter | B20 | 935 | 330 | 0 | 49.67 | 33.34 | 8 | 0
2030 | PJM_E_2_NYISO_G-I | PJM_E | NYISO_G-I | Internal | Shoulder | B11 | 25 | 500 | 0 | 44.95 | 43.36 | 6 | 0
2030 | PJM_E_2_NYISO_G-I | PJM_E | NYISO_G-I | Internal | Shoulder | B12 | 200 | 500 | 0 | 44.65 | 43.36 | 6 | 0
2030 | PJM_E_2_NYISO_G-I | PJM_E | NYISO_G-I | Internal | Shoulder | B13 | 600 | 500 | 0 | 42.95 | 43.22 | 6 | 0
2030 | PJM_E_2_NYISO_G-I | PJM_E | NYISO_G-I | Internal | Shoulder | B14 | 900 | 500 | 0 | 41.8 | 41.89 | 6 | 0
2030 | PJM_E_2_NYISO_G-I | PJM_E | NYISO_G-I | Internal | Shoulder | B15 | 1203 | 500 | 179.82 | 34.78 | 40.78 | 6 | 0
2030 | PJM_E_2_NYISO_G-I | PJM_E | NYISO_G-I | Internal | Summer | B1 | 10 | 500 | 0.01 | 69.28 | 75.27 | 6 | 0
2030 | PJM_E_2_NYISO_G-I | PJM_E | NYISO_G-I | Internal | Summer | B2 | 25 | 500 | 0 | 69.28 | 62.27 | 6 | 0
2030 | PJM_E_2_NYISO_G-I | PJM_E | NYISO_G-I | Internal | Summer | B3 | 75 | 500 | 0 | 66.57 | 58.57 | 6 | 0
2030 | PJM_E_2_NYISO_G-I | PJM_E | NYISO_G-I | Internal | Summer | B4 | 100 | 500 | 0 | 60.6 | 52.6 | 6 | 0
2030 | PJM_E_2_NYISO_G-I | PJM_E | NYISO_G-I | Internal | Summer | B5 | 200 | 500 | 0 | 58.4 | 52.6 | 6 | 0
2030 | PJM_E_2_NYISO_G-I | PJM_E | NYISO_G-I | Internal | Summer | B6 | 300 | 500 | 257.02 | 46.6 | 52.6 | 6 | 0
2030 | PJM_E_2_NYISO_G-I | PJM_E | NYISO_G-I | Internal | Summer | B7 | 400 | 500 | 0 | 41.33 | 47.32 | 6 | 0
2030 | PJM_E_2_NYISO_G-I | PJM_E | NYISO_G-I | Internal | Summer | B8 | 500 | 500 | 0 | 40.91 | 39.8 | 6 | 0
2030 | PJM_E_2_NYISO_G-I | PJM_E | NYISO_G-I | Internal | Summer | B9 | 800 | 500 | 0 | 37.86 | 39.58 | 6 | 0
2030 | PJM_E_2_NYISO_G-I | PJM_E | NYISO_G-I | Internal | Summer | B10 | 1262 | 500 | 229.51 | 33.34 | 39.34 | 6 | 0
2030 | PJM_E_2_NYISO_G-I | PJM_E | NYISO_G-I | Internal | Winter | B16 | 25 | 500 | 500 | 46.61 | 53.77 | 6 | 1.16
2030 | PJM_E_2_NYISO_G-I | PJM_E | NYISO_G-I | Internal | Winter | B17 | 100 | 500 | 500 | 46.61 | 53.77 | 6 | 1.16
2030 | PJM_E_2_NYISO_G-I | PJM_E | NYISO_G-I | Internal | Winter | B18 | 400 | 500 | 500 | 45.88 | 52.75 | 6 | 0.88
2030 | PJM_E_2_NYISO_G-I | PJM_E | NYISO_G-I | Internal | Winter | B19 | 700 | 500 | 500 | 42.67 | 52.02 | 6 | 3.36
2030 | PJM_E_2_NYISO_G-I | PJM_E | NYISO_G-I | Internal | Winter | B20 | 935 | 500 | 500 | 33.34 | 49.66 | 6 | 10.32
2030 | PJM_E_2_NYISO_J-K | PJM_E | NYISO_J-K | Internal | Shoulder | B11 | 25 | 330 | 0 | 44.95 | 43.37 | 6 | 0
2030 | PJM_E_2_NYISO_J-K | PJM_E | NYISO_J-K | Internal | Shoulder | B12 | 200 | 330 | 0 | 44.65 | 43.37 | 6 | 0
2030 | PJM_E_2_NYISO_J-K | PJM_E | NYISO_J-K | Internal | Shoulder | B13 | 600 | 330 | 0 | 42.95 | 43.23 | 6 | 0
2030 | PJM_E_2_NYISO_J-K | PJM_E | NYISO_J-K | Internal | Shoulder | B14 | 900 | 330 | 0 | 41.8 | 41.9 | 6 | 0
2030 | PJM_E_2_NYISO_J-K | PJM_E | NYISO_J-K | Internal | Shoulder | B15 | 1203 | 330 | 330 | 34.78 | 40.8 | 6 | 0.01
2030 | PJM_E_2_NYISO_J-K | PJM_E | NYISO_J-K | Internal | Summer | B1 | 10 | 330 | 177.46 | 69.28 | 75.28 | 6 | 0
2030 | PJM_E_2_NYISO_J-K | PJM_E | NYISO_J-K | Internal | Summer | B2 | 25 | 330 | 0 | 69.28 | 62.28 | 6 | 0
2030 | PJM_E_2_NYISO_J-K | PJM_E | NYISO_J-K | Internal | Summer | B3 | 75 | 330 | 0 | 66.57 | 58.58 | 6 | 0
2030 | PJM_E_2_NYISO_J-K | PJM_E | NYISO_J-K | Internal | Summer | B4 | 100 | 330 | 0 | 60.6 | 52.61 | 6 | 0
2030 | PJM_E_2_NYISO_J-K | PJM_E | NYISO_J-K | Internal | Summer | B5 | 200 | 330 | 0 | 58.4 | 52.61 | 6 | 0
2030 | PJM_E_2_NYISO_J-K | PJM_E | NYISO_J-K | Internal | Summer | B6 | 300 | 330 | 330 | 46.6 | 52.61 | 6 | 0.01
2030 | PJM_E_2_NYISO_J-K | PJM_E | NYISO_J-K | Internal | Summer | B7 | 400 | 330 | 52.42 | 41.33 | 47.33 | 6 | 0
2030 | PJM_E_2_NYISO_J-K | PJM_E | NYISO_J-K | Internal | Summer | B8 | 500 | 330 | 0 | 40.91 | 39.81 | 6 | 0
2030 | PJM_E_2_NYISO_J-K | PJM_E | NYISO_J-K | Internal | Summer | B9 | 800 | 330 | 0 | 37.86 | 39.59 | 6 | 0
2030 | PJM_E_2_NYISO_J-K | PJM_E | NYISO_J-K | Internal | Summer | B10 | 1262 | 330 | 330 | 33.34 | 39.35 | 6 | 0.01
2030 | PJM_E_2_NYISO_J-K | PJM_E | NYISO_J-K | Internal | Winter | B16 | 25 | 330 | 330 | 46.61 | 56.54 | 6 | 3.93
2030 | PJM_E_2_NYISO_J-K | PJM_E | NYISO_J-K | Internal | Winter | B17 | 100 | 330 | 330 | 46.61 | 56.54 | 6 | 3.93
2030 | PJM_E_2_NYISO_J-K | PJM_E | NYISO_J-K | Internal | Winter | B18 | 400 | 330 | 330 | 45.88 | 53.14 | 6 | 1.26
2030 | PJM_E_2_NYISO_J-K | PJM_E | NYISO_J-K | Internal | Winter | B19 | 700 | 330 | 330 | 42.67 | 53.14 | 6 | 4.47
2030 | PJM_E_2_NYISO_J-K | PJM_E | NYISO_J-K | Internal | Winter | B20 | 935 | 330 | 330 | 33.34 | 49.67 | 6 | 10.34
2030 | PJM_E_2_PJM_ROM | PJM_E | PJM_ROM | Internal | Shoulder | B11 | 25 | 8000 | 4161.81 | 44.95 | 44.96 | 0.01 | 0
2030 | PJM_E_2_PJM_ROM | PJM_E | PJM_ROM | Internal | Shoulder | B12 | 200 | 8000 | 2077.13 | 44.65 | 44.66 | 0.01 | 0
2030 | PJM_E_2_PJM_ROM | PJM_E | PJM_ROM | Internal | Shoulder | B13 | 600 | 8000 | 0 | 42.95 | 42.94 | 0.01 | 0
2030 | PJM_E_2_PJM_ROM | PJM_E | PJM_ROM | Internal | Shoulder | B14 | 900 | 8000 | 588.01 | 41.8 | 41.81 | 0.01 | 0
2030 | PJM_E_2_PJM_ROM | PJM_E | PJM_ROM | Internal | Shoulder | B15 | 1203 | 8000 | 0 | 34.78 | 34.77 | 0.01 | 0
2030 | PJM_E_2_PJM_ROM | PJM_E | PJM_ROM | Internal | Summer | B1 | 10 | 8000 | 351.01 | 69.28 | 69.29 | 0.01 | 0
2030 | PJM_E_2_PJM_ROM | PJM_E | PJM_ROM | Internal | Summer | B2 | 25 | 8000 | 713.11 | 69.28 | 69.29 | 0.01 | 0
2030 | PJM_E_2_PJM_ROM | PJM_E | PJM_ROM | Internal | Summer | B3 | 75 | 8000 | 3684.02 | 66.57 | 66.58 | 0.01 | 0
2030 | PJM_E_2_PJM_ROM | PJM_E | PJM_ROM | Internal | Summer | B4 | 100 | 8000 | 1719.66 | 60.6 | 60.61 | 0.01 | 0
2030 | PJM_E_2_PJM_ROM | PJM_E | PJM_ROM | Internal | Summer | B5 | 200 | 8000 | 2178.48 | 58.4 | 58.41 | 0.01 | 0
2030 | PJM_E_2_PJM_ROM | PJM_E | PJM_ROM | Internal | Summer | B6 | 300 | 8000 | 2128.55 | 46.6 | 46.61 | 0.01 | 0
2030 | PJM_E_2_PJM_ROM | PJM_E | PJM_ROM | Internal | Summer | B7 | 400 | 8000 | 1170.3 | 41.33 | 41.34 | 0.01 | 0
2030 | PJM_E_2_PJM_ROM | PJM_E | PJM_ROM | Internal | Summer | B8 | 500 | 8000 | 0 | 40.91 | 40.89 | 0.01 | 0
2030 | PJM_E_2_PJM_ROM | PJM_E | PJM_ROM | Internal | Summer | B9 | 800 | 8000 | 0 | 37.86 | 37.85 | 0.01 | 0
2030 | PJM_E_2_PJM_ROM | PJM_E | PJM_ROM | Internal | Summer | B10 | 1262 | 8000 | 0 | 33.34 | 33.32 | 0.01 | 0
2030 | PJM_E_2_PJM_ROM | PJM_E | PJM_ROM | Internal | Winter | B16 | 25 | 8000 | 0 | 46.61 | 46.6 | 0.01 | 0
2030 | PJM_E_2_PJM_ROM | PJM_E | PJM_ROM | Internal | Winter | B17 | 100 | 8000 | 0 | 46.61 | 46.6 | 0.01 | 0
2030 | PJM_E_2_PJM_ROM | PJM_E | PJM_ROM | Internal | Winter | B18 | 400 | 8000 | 0 | 45.88 | 45.86 | 0.01 | 0
2030 | PJM_E_2_PJM_ROM | PJM_E | PJM_ROM | Internal | Winter | B19 | 700 | 8000 | 0 | 42.67 | 42.66 | 0.01 | 0
2030 | PJM_E_2_PJM_ROM | PJM_E | PJM_ROM | Internal | Winter | B20 | 935 | 8000 | 0 | 33.34 | 33.32 | 0.01 | 0
2030 | PJM_ROR_2_MISO_IN | PJM_ROR | MISO_IN | Internal | Shoulder | B11 | 25 | 909 | 909 | 44.97 | 52.33 | 2 | 5.36
2030 | PJM_ROR_2_MISO_IN | PJM_ROR | MISO_IN | Internal | Shoulder | B12 | 200 | 909 | 909 | 44.65 | 46.67 | 2 | 0.02
2030 | PJM_ROR_2_MISO_IN | PJM_ROR | MISO_IN | Internal | Shoulder | B13 | 600 | 909 | 909 | 42.93 | 44.94 | 2 | 0.01
2030 | PJM_ROR_2_MISO_IN | PJM_ROR | MISO_IN | Internal | Shoulder | B14 | 900 | 909 | 0 | 41.8 | 42.74 | 2 | 0
2030 | PJM_ROR_2_MISO_IN | PJM_ROR | MISO_IN | Internal | Shoulder | B15 | 1203 | 909 | 909 | 34.76 | 36.77 | 2 | 0.01
2030 | PJM_ROR_2_MISO_IN | PJM_ROR | MISO_IN | Internal | Summer | B1 | 10 | 909 | 909 | 69.28 | 72.37 | 2 | 1.09
2030 | PJM_ROR_2_MISO_IN | PJM_ROR | MISO_IN | Internal | Summer | B2 | 25 | 909 | 909 | 69.28 | 71.86 | 2 | 0.58
2030 | PJM_ROR_2_MISO_IN | PJM_ROR | MISO_IN | Internal | Summer | B3 | 75 | 909 | 909 | 66.59 | 70.67 | 2 | 2.08
2030 | PJM_ROR_2_MISO_IN | PJM_ROR | MISO_IN | Internal | Summer | B4 | 100 | 909 | 909 | 60.63 | 70.65 | 2 | 8.02
2030 | PJM_ROR_2_MISO_IN | PJM_ROR | MISO_IN | Internal | Summer | B5 | 200 | 909 | 909 | 58.42 | 66.96 | 2 | 6.54
2030 | PJM_ROR_2_MISO_IN | PJM_ROR | MISO_IN | Internal | Summer | B6 | 300 | 909 | 909 | 46.62 | 48.65 | 2 | 0.02
2030 | PJM_ROR_2_MISO_IN | PJM_ROR | MISO_IN | Internal | Summer | B7 | 400 | 909 | 439.78 | 41.33 | 43.33 | 2 | 0
2030 | PJM_ROR_2_MISO_IN | PJM_ROR | MISO_IN | Internal | Summer | B8 | 500 | 909 | 0 | 40.88 | 41.33 | 2 | 0
2030 | PJM_ROR_2_MISO_IN | PJM_ROR | MISO_IN | Internal | Summer | B9 | 800 | 909 | 0 | 37.84 | 39.83 | 2 | 0
2030 | PJM_ROR_2_MISO_IN | PJM_ROR | MISO_IN | Internal | Summer | B10 | 1262 | 909 | 909 | 33.19 | 35.2 | 2 | 0.01
2030 | PJM_ROR_2_MISO_IN | PJM_ROR | MISO_IN | Internal | Winter | B16 | 25 | 909 | 909 | 46.59 | 50.44 | 2 | 1.85
2030 | PJM_ROR_2_MISO_IN | PJM_ROR | MISO_IN | Internal | Winter | B17 | 100 | 909 | 442.13 | 46.59 | 48.59 | 2 | 0
2030 | PJM_ROR_2_MISO_IN | PJM_ROR | MISO_IN | Internal | Winter | B18 | 400 | 909 | 0 | 45.85 | 45.59 | 2 | 0
2030 | PJM_ROR_2_MISO_IN | PJM_ROR | MISO_IN | Internal | Winter | B19 | 700 | 909 | 0 | 42.64 | 43.85 | 2 | 0
2030 | PJM_ROR_2_MISO_IN | PJM_ROR | MISO_IN | Internal | Winter | B20 | 935 | 909 | 909 | 33.16 | 36.04 | 2 | 0.88
2030 | PJM_ROR_2_MISO_MI | PJM_ROR | MISO_MI | Internal | Shoulder | B11 | 25 | 1305 | 1305 | 44.97 | 52.12 | 2 | 5.15
2030 | PJM_ROR_2_MISO_MI | PJM_ROR | MISO_MI | Internal | Shoulder | B12 | 200 | 1305 | 1305 | 44.65 | 46.66 | 2 | 0.01
2030 | PJM_ROR_2_MISO_MI | PJM_ROR | MISO_MI | Internal | Shoulder | B13 | 600 | 1305 | 1305 | 42.93 | 44.94 | 2 | 0.01
2030 | PJM_ROR_2_MISO_MI | PJM_ROR | MISO_MI | Internal | Shoulder | B14 | 900 | 1305 | 0 | 41.8 | 42.75 | 2 | 0
2030 | PJM_ROR_2_MISO_MI | PJM_ROR | MISO_MI | Internal | Shoulder | B15 | 1203 | 1305 | 1305 | 34.76 | 36.78 | 2 | 0.02
2030 | PJM_ROR_2_MISO_MI | PJM_ROR | MISO_MI | Internal | Summer | B1 | 10 | 1305 | 1305 | 69.28 | 72.23 | 2 | 0.95
2030 | PJM_ROR_2_MISO_MI | PJM_ROR | MISO_MI | Internal | Summer | B2 | 25 | 1305 | 1305 | 69.28 | 71.85 | 2 | 0.56
2030 | PJM_ROR_2_MISO_MI | PJM_ROR | MISO_MI | Internal | Summer | B3 | 75 | 1305 | 0 | 66.59 | 67.69 | 2 | 0
2030 | PJM_ROR_2_MISO_MI | PJM_ROR | MISO_MI | Internal | Summer | B4 | 100 | 1305 | 1305 | 60.63 | 66.95 | 2 | 4.32
2030 | PJM_ROR_2_MISO_MI | PJM_ROR | MISO_MI | Internal | Summer | B5 | 200 | 1305 | 1305 | 58.42 | 66.95 | 2 | 6.53
2030 | PJM_ROR_2_MISO_MI | PJM_ROR | MISO_MI | Internal | Summer | B6 | 300 | 1305 | 1305 | 46.62 | 48.63 | 2 | 0.01
2030 | PJM_ROR_2_MISO_MI | PJM_ROR | MISO_MI | Internal | Summer | B7 | 400 | 1305 | 1248.94 | 41.33 | 43.33 | 2 | 0
2030 | PJM_ROR_2_MISO_MI | PJM_ROR | MISO_MI | Internal | Summer | B8 | 500 | 1305 | 0 | 40.88 | 41.34 | 2 | 0
2030 | PJM_ROR_2_MISO_MI | PJM_ROR | MISO_MI | Internal | Summer | B9 | 800 | 1305 | 252.73 | 37.84 | 39.84 | 2 | 0
2030 | PJM_ROR_2_MISO_MI | PJM_ROR | MISO_MI | Internal | Summer | B10 | 1262 | 1305 | 1305 | 33.19 | 35.21 | 2 | 0.02
2030 | PJM_ROR_2_MISO_MI | PJM_ROR | MISO_MI | Internal | Winter | B16 | 25 | 1305 | 1305 | 46.59 | 50.43 | 2 | 1.84
2030 | PJM_ROR_2_MISO_MI | PJM_ROR | MISO_MI | Internal | Winter | B17 | 100 | 1305 | 777.05 | 46.59 | 48.59 | 2 | 0
2030 | PJM_ROR_2_MISO_MI | PJM_ROR | MISO_MI | Internal | Winter | B18 | 400 | 1305 | 0 | 45.85 | 45.61 | 2 | 0
2030 | PJM_ROR_2_MISO_MI | PJM_ROR | MISO_MI | Internal | Winter | B19 | 700 | 1305 | 0 | 42.64 | 43.86 | 2 | 0
2030 | PJM_ROR_2_MISO_MI | PJM_ROR | MISO_MI | Internal | Winter | B20 | 935 | 1305 | 1305 | 33.16 | 36.04 | 2 | 0.88
2030 | PJM_ROR_2_MISO_MO-IL | PJM_ROR | MISO_MO-IL | Internal | Shoulder | B11 | 25 | 1111 | 1111 | 44.97 | 52.32 | 2 | 5.35
2030 | PJM_ROR_2_MISO_MO-IL | PJM_ROR | MISO_MO-IL | Internal | Shoulder | B12 | 200 | 1111 | 0 | 44.65 | 45.53 | 2 | 0
2030 | PJM_ROR_2_MISO_MO-IL | PJM_ROR | MISO_MO-IL | Internal | Shoulder | B13 | 600 | 1111 | 102.77 | 42.93 | 44.93 | 2 | 0
2030 | PJM_ROR_2_MISO_MO-IL | PJM_ROR | MISO_MO-IL | Internal | Shoulder | B14 | 900 | 1111 | 0 | 41.8 | 40.48 | 2 | 0
2030 | PJM_ROR_2_MISO_MO-IL | PJM_ROR | MISO_MO-IL | Internal | Shoulder | B15 | 1203 | 1111 | 1034.2 | 34.76 | 36.76 | 2 | 0
2030 | PJM_ROR_2_MISO_MO-IL | PJM_ROR | MISO_MO-IL | Internal | Summer | B1 | 10 | 1111 | 1111 | 69.28 | 72.38 | 2 | 1.1
2030 | PJM_ROR_2_MISO_MO-IL | PJM_ROR | MISO_MO-IL | Internal | Summer | B2 | 25 | 1111 | 1111 | 69.28 | 71.85 | 2 | 0.56
2030 | PJM_ROR_2_MISO_MO-IL | PJM_ROR | MISO_MO-IL | Internal | Summer | B3 | 75 | 1111 | 1111 | 66.59 | 70.66 | 2 | 2.07
2030 | PJM_ROR_2_MISO_MO-IL | PJM_ROR | MISO_MO-IL | Internal | Summer | B4 | 100 | 1111 | 1111 | 60.63 | 70.66 | 2 | 8.03
2030 | PJM_ROR_2_MISO_MO-IL | PJM_ROR | MISO_MO-IL | Internal | Summer | B5 | 200 | 1111 | 1111 | 58.42 | 66.97 | 2 | 6.55
2030 | PJM_ROR_2_MISO_MO-IL | PJM_ROR | MISO_MO-IL | Internal | Summer | B6 | 300 | 1111 | 1111 | 46.62 | 48.63 | 2 | 0.01
2030 | PJM_ROR_2_MISO_MO-IL | PJM_ROR | MISO_MO-IL | Internal | Summer | B7 | 400 | 1111 | 0 | 41.33 | 43.32 | 2 | 0
2030 | PJM_ROR_2_MISO_MO-IL | PJM_ROR | MISO_MO-IL | Internal | Summer | B8 | 500 | 1111 | 0 | 40.88 | 41.16 | 2 | 0
2030 | PJM_ROR_2_MISO_MO-IL | PJM_ROR | MISO_MO-IL | Internal | Summer | B9 | 800 | 1111 | 0 | 37.84 | 39.62 | 2 | 0
2030 | PJM_ROR_2_MISO_MO-IL | PJM_ROR | MISO_MO-IL | Internal | Summer | B10 | 1262 | 1111 | 563.91 | 33.19 | 35.19 | 2 | 0
2030 | PJM_ROR_2_MISO_MO-IL | PJM_ROR | MISO_MO-IL | Internal | Winter | B16 | 25 | 1111 | 777.26 | 46.59 | 48.59 | 2 | 0
2030 | PJM_ROR_2_MISO_MO-IL | PJM_ROR | MISO_MO-IL | Internal | Winter | B17 | 100 | 1111 | 0 | 46.59 | 46.67 | 2 | 0
2030 | PJM_ROR_2_MISO_MO-IL | PJM_ROR | MISO_MO-IL | Internal | Winter | B18 | 400 | 1111 | 0 | 45.85 | 45.28 | 2 | 0
2030 | PJM_ROR_2_MISO_MO-IL | PJM_ROR | MISO_MO-IL | Internal | Winter | B19 | 700 | 1111 | 0 | 42.64 | 41.98 | 2 | 0
2030 | PJM_ROR_2_MISO_MO-IL | PJM_ROR | MISO_MO-IL | Internal | Winter | B20 | 935 | 1111 | 1111 | 33.16 | 36.03 | 2 | 0.87
2030 | PJM_ROR_2_MISO_W | PJM_ROR | MISO_W | Internal | Shoulder | B11 | 25 | 709 | 709 | 44.97 | 52.31 | 2 | 5.33
2030 | PJM_ROR_2_MISO_W | PJM_ROR | MISO_W | Internal | Shoulder | B12 | 200 | 709 | 0 | 44.65 | 45.52 | 2 | 0
2030 | PJM_ROR_2_MISO_W | PJM_ROR | MISO_W | Internal | Shoulder | B13 | 600 | 709 | 0 | 42.93 | 44.91 | 2 | 0
2030 | PJM_ROR_2_MISO_W | PJM_ROR | MISO_W | Internal | Shoulder | B14 | 900 | 709 | 0 | 41.8 | 40.47 | 2 | 0
2030 | PJM_ROR_2_MISO_W | PJM_ROR | MISO_W | Internal | Shoulder | B15 | 1203 | 709 | 0 | 34.76 | 36.48 | 2 | 0
2030 | PJM_ROR_2_MISO_W | PJM_ROR | MISO_W | Internal | Summer | B1 | 10 | 709 | 709 | 69.28 | 72.37 | 2 | 1.09
2030 | PJM_ROR_2_MISO_W | PJM_ROR | MISO_W | Internal | Summer | B2 | 25 | 709 | 709 | 69.28 | 71.83 | 2 | 0.55
2030 | PJM_ROR_2_MISO_W | PJM_ROR | MISO_W | Internal | Summer | B3 | 75 | 709 | 709 | 66.59 | 71.83 | 2 | 3.24
2030 | PJM_ROR_2_MISO_W | PJM_ROR | MISO_W | Internal | Summer | B4 | 100 | 709 | 709 | 60.63 | 70.67 | 2 | 8.04
2030 | PJM_ROR_2_MISO_W | PJM_ROR | MISO_W | Internal | Summer | B5 | 200 | 709 | 709 | 58.42 | 66.97 | 2 | 6.55
2030 | PJM_ROR_2_MISO_W | PJM_ROR | MISO_W | Internal | Summer | B6 | 300 | 709 | 632.49 | 46.62 | 48.62 | 2 | 0
2030 | PJM_ROR_2_MISO_W | PJM_ROR | MISO_W | Internal | Summer | B7 | 400 | 709 | 0 | 41.33 | 43.31 | 2 | 0
2030 | PJM_ROR_2_MISO_W | PJM_ROR | MISO_W | Internal | Summer | B8 | 500 | 709 | 0 | 40.88 | 41.15 | 2 | 0
2030 | PJM_ROR_2_MISO_W | PJM_ROR | MISO_W | Internal | Summer | B9 | 800 | 709 | 0 | 37.84 | 39.61 | 2 | 0
2030 | PJM_ROR_2_MISO_W | PJM_ROR | MISO_W | Internal | Summer | B10 | 1262 | 709 | 0 | 33.19 | 32.81 | 2 | 0
2030 | PJM_ROR_2_MISO_W | PJM_ROR | MISO_W | Internal | Winter | B16 | 25 | 709 | 0 | 46.59 | 47.47 | 2 | 0
2030 | PJM_ROR_2_MISO_W | PJM_ROR | MISO_W | Internal | Winter | B17 | 100 | 709 | 0 | 46.59 | 44.59 | 2 | 0
2030 | PJM_ROR_2_MISO_W | PJM_ROR | MISO_W | Internal | Winter | B18 | 400 | 709 | 0 | 45.85 | 45.27 | 2 | 0
2030 | PJM_ROR_2_MISO_W | PJM_ROR | MISO_W | Internal | Winter | B19 | 700 | 709 | 0 | 42.64 | 41.97 | 2 | 0
2030 | PJM_ROR_2_MISO_W | PJM_ROR | MISO_W | Internal | Winter | B20 | 935 | 709 | 709 | 33.16 | 36.02 | 2 | 0.86
2030 | PJM_ROR_2_MISO_WUMS | PJM_ROR | MISO_WUMS | Internal | Shoulder | B11 | 25 | 1467 | 1467 | 44.97 | 52.3 | 2 | 5.32
2030 | PJM_ROR_2_MISO_WUMS | PJM_ROR | MISO_WUMS | Internal | Shoulder | B12 | 200 | 1467 | 319.11 | 44.65 | 46.65 | 2 | 0
2030 | PJM_ROR_2_MISO_WUMS | PJM_ROR | MISO_WUMS | Internal | Shoulder | B13 | 600 | 1467 | 334.91 | 42.93 | 44.93 | 2 | 0
2030 | PJM_ROR_2_MISO_WUMS | PJM_ROR | MISO_WUMS | Internal | Shoulder | B14 | 900 | 1467 | 0 | 41.8 | 42.45 | 2 | 0
2030 | PJM_ROR_2_MISO_WUMS | PJM_ROR | MISO_WUMS | Internal | Shoulder | B15 | 1203 | 1467 | 1467 | 34.76 | 36.77 | 2 | 0.01
2030 | PJM_ROR_2_MISO_WUMS | PJM_ROR | MISO_WUMS | Internal | Summer | B1 | 10 | 1467 | 0 | 69.28 | 67.68 | 2 | 0
2030 | PJM_ROR_2_MISO_WUMS | PJM_ROR | MISO_WUMS | Internal | Summer | B2 | 25 | 1467 | 0 | 69.28 | 67.68 | 2 | 0
2030 | PJM_ROR_2_MISO_WUMS | PJM_ROR | MISO_WUMS | Internal | Summer | B3 | 75 | 1467 | 0 | 66.59 | 67.68 | 2 | 0
2030 | PJM_ROR_2_MISO_WUMS | PJM_ROR | MISO_WUMS | Internal | Summer | B4 | 100 | 1467 | 1467 | 60.63 | 67.68 | 2 | 5.05
2030 | PJM_ROR_2_MISO_WUMS | PJM_ROR | MISO_WUMS | Internal | Summer | B5 | 200 | 1467 | 1467 | 58.42 | 66.96 | 2 | 6.54
2030 | PJM_ROR_2_MISO_WUMS | PJM_ROR | MISO_WUMS | Internal | Summer | B6 | 300 | 1467 | 1282.14 | 46.62 | 48.62 | 2 | 0
2030 | PJM_ROR_2_MISO_WUMS | PJM_ROR | MISO_WUMS | Internal | Summer | B7 | 400 | 1467 | 0 | 41.33 | 43.32 | 2 | 0
2030 | PJM_ROR_2_MISO_WUMS | PJM_ROR | MISO_WUMS | Internal | Summer | B8 | 500 | 1467 | 0 | 40.88 | 41.16 | 2 | 0
2030 | PJM_ROR_2_MISO_WUMS | PJM_ROR | MISO_WUMS | Internal | Summer | B9 | 800 | 1467 | 1114.3 | 37.84 | 39.84 | 2 | 0
2030 | PJM_ROR_2_MISO_WUMS | PJM_ROR | MISO_WUMS | Internal | Summer | B10 | 1262 | 1467 | 1467 | 33.19 | 35.2 | 2 | 0.01
2030 | PJM_ROR_2_MISO_WUMS | PJM_ROR | MISO_WUMS | Internal | Winter | B16 | 25 | 1467 | 328.26 | 46.59 | 48.59 | 2 | 0
2030 | PJM_ROR_2_MISO_WUMS | PJM_ROR | MISO_WUMS | Internal | Winter | B17 | 100 | 1467 | 0 | 46.59 | 47.22 | 2 | 0
2030 | PJM_ROR_2_MISO_WUMS | PJM_ROR | MISO_WUMS | Internal | Winter | B18 | 400 | 1467 | 0 | 45.85 | 45.53 | 2 | 0
2030 | PJM_ROR_2_MISO_WUMS | PJM_ROR | MISO_WUMS | Internal | Winter | B19 | 700 | 1467 | 0 | 42.64 | 43.87 | 2 | 0
2030 | PJM_ROR_2_MISO_WUMS | PJM_ROR | MISO_WUMS | Internal | Winter | B20 | 935 | 1467 | 1467 | 33.16 | 36.03 | 2 | 0.87
2030 | PJM_ROR_2_PJM_ROM | PJM_ROR | PJM_ROM | Internal | Shoulder | B11 | 25 | 8000 | 0 | 44.97 | 44.96 | 0.01 | 0
2030 | PJM_ROR_2_PJM_ROM | PJM_ROR | PJM_ROM | Internal | Shoulder | B12 | 200 | 8000 | 1462.36 | 44.65 | 44.66 | 0.01 | 0
2030 | PJM_ROR_2_PJM_ROM | PJM_ROR | PJM_ROM | Internal | Shoulder | B13 | 600 | 8000 | 3132.93 | 42.93 | 42.94 | 0.01 | 0
2030 | PJM_ROR_2_PJM_ROM | PJM_ROR | PJM_ROM | Internal | Shoulder | B14 | 900 | 8000 | 3822.94 | 41.8 | 41.81 | 0.01 | 0
2030 | PJM_ROR_2_PJM_ROM | PJM_ROR | PJM_ROM | Internal | Shoulder | B15 | 1203 | 8000 | 6034.86 | 34.76 | 34.77 | 0.01 | 0
2030 | PJM_ROR_2_PJM_ROM | PJM_ROR | PJM_ROM | Internal | Summer | B1 | 10 | 8000 | 1176.61 | 69.28 | 69.29 | 0.01 | 0
2030 | PJM_ROR_2_PJM_ROM | PJM_ROR | PJM_ROM | Internal | Summer | B2 | 25 | 8000 | 267.74 | 69.28 | 69.29 | 0.01 | 0
2030 | PJM_ROR_2_PJM_ROM | PJM_ROR | PJM_ROM | Internal | Summer | B3 | 75 | 8000 | 0 | 66.59 | 66.58 | 0.01 | 0
2030 | PJM_ROR_2_PJM_ROM | PJM_ROR | PJM_ROM | Internal | Summer | B4 | 100 | 8000 | 0 | 60.63 | 60.61 | 0.01 | 0
2030 | PJM_ROR_2_PJM_ROM | PJM_ROR | PJM_ROM | Internal | Summer | B5 | 200 | 8000 | 0 | 58.42 | 58.41 | 0.01 | 0
2030 | PJM_ROR_2_PJM_ROM | PJM_ROR | PJM_ROM | Internal | Summer | B6 | 300 | 8000 | 0 | 46.62 | 46.61 | 0.01 | 0
2030 | PJM_ROR_2_PJM_ROM | PJM_ROR | PJM_ROM | Internal | Summer | B7 | 400 | 8000 | 1101.27 | 41.33 | 41.34 | 0.01 | 0
2030 | PJM_ROR_2_PJM_ROM | PJM_ROR | PJM_ROM | Internal | Summer | B8 | 500 | 8000 | 2876.61 | 40.88 | 40.89 | 0.01 | 0
2030 | PJM_ROR_2_PJM_ROM | PJM_ROR | PJM_ROM | Internal | Summer | B9 | 800 | 8000 | 5578.05 | 37.84 | 37.85 | 0.01 | 0
2030 | PJM_ROR_2_PJM_ROM | PJM_ROR | PJM_ROM | Internal | Summer | B10 | 1262 | 8000 | 8000 | 33.19 | 33.32 | 0.01 | 0.13
2030 | PJM_ROR_2_PJM_ROM | PJM_ROR | PJM_ROM | Internal | Winter | B16 | 25 | 8000 | 6502.13 | 46.59 | 46.6 | 0.01 | 0
2030 | PJM_ROR_2_PJM_ROM | PJM_ROR | PJM_ROM | Internal | Winter | B17 | 100 | 8000 | 5615.37 | 46.59 | 46.6 | 0.01 | 0
2030 | PJM_ROR_2_PJM_ROM | PJM_ROR | PJM_ROM | Internal | Winter | B18 | 400 | 8000 | 5162.14 | 45.85 | 45.86 | 0.01 | 0
2030 | PJM_ROR_2_PJM_ROM | PJM_ROR | PJM_ROM | Internal | Winter | B19 | 700 | 8000 | 5736.11 | 42.64 | 42.66 | 0.01 | 0
2030 | PJM_ROR_2_PJM_ROM | PJM_ROR | PJM_ROM | Internal | Winter | B20 | 935 | 8000 | 8000 | 33.16 | 33.32 | 0.01 | 0.15
2030 | PJM_ROR_2_TVA_Transmission | PJM_ROR | TVA_Transmission | Internal | Shoulder | B11 | 25 | 2500 | 1822.08 | 44.97 | 50.97 | 6 | 0
2030 | PJM_ROR_2_TVA_Transmission | PJM_ROR | TVA_Transmission | Internal | Shoulder | B12 | 200 | 2500 | 0 | 44.65 | 48.27 | 6 | 0
2030 | PJM_ROR_2_TVA_Transmission | PJM_ROR | TVA_Transmission | Internal | Shoulder | B13 | 600 | 2500 | 0 | 42.93 | 46.11 | 6 | 0
2030 | PJM_ROR_2_TVA_Transmission | PJM_ROR | TVA_Transmission | Internal | Shoulder | B14 | 900 | 2500 | 0 | 41.8 | 44.52 | 6 | 0
2030 | PJM_ROR_2_TVA_Transmission | PJM_ROR | TVA_Transmission | Internal | Shoulder | B15 | 1203 | 2500 | 0 | 34.76 | 38.77 | 6 | 0
2030 | PJM_ROR_2_TVA_Transmission | PJM_ROR | TVA_Transmission | Internal | Summer | B1 | 10 | 2500 | 2500 | 69.28 | 80.38 | 6 | 5.1
2030 | PJM_ROR_2_TVA_Transmission | PJM_ROR | TVA_Transmission | Internal | Summer | B2 | 25 | 2500 | 2500 | 69.28 | 79.85 | 6 | 4.56
2030 | PJM_ROR_2_TVA_Transmission | PJM_ROR | TVA_Transmission | Internal | Summer | B3 | 75 | 2500 | 1046.21 | 66.59 | 72.59 | 6 | 0
2030 | PJM_ROR_2_TVA_Transmission | PJM_ROR | TVA_Transmission | Internal | Summer | B4 | 100 | 2500 | 137.63 | 60.63 | 66.63 | 6 | 0
2030 | PJM_ROR_2_TVA_Transmission | PJM_ROR | TVA_Transmission | Internal | Summer | B5 | 200 | 2500 | 388.22 | 58.42 | 64.42 | 6 | 0
2030 | PJM_ROR_2_TVA_Transmission | PJM_ROR | TVA_Transmission | Internal | Summer | B6 | 300 | 2500 | 0 | 46.62 | 51.54 | 6 | 0
2030 | PJM_ROR_2_TVA_Transmission | PJM_ROR | TVA_Transmission | Internal | Summer | B7 | 400 | 2500 | 0 | 41.33 | 46.1 | 6 | 0
2030 | PJM_ROR_2_TVA_Transmission | PJM_ROR | TVA_Transmission | Internal | Summer | B8 | 500 | 2500 | 0 | 40.88 | 43.2 | 6 | 0
2030 | PJM_ROR_2_TVA_Transmission | PJM_ROR | TVA_Transmission | Internal | Summer | B9 | 800 | 2500 | 0 | 37.84 | 41.02 | 6 | 0
2030 | PJM_ROR_2_TVA_Transmission | PJM_ROR | TVA_Transmission | Internal | Summer | B10 | 1262 | 2500 | 0 | 33.19 | 37.98 | 6 | 0
2030 | PJM_ROR_2_TVA_Transmission | PJM_ROR | TVA_Transmission | Internal | Winter | B16 | 25 | 2500 | 315.43 | 46.59 | 52.59 | 6 | 0
2030 | PJM_ROR_2_TVA_Transmission | PJM_ROR | TVA_Transmission | Internal | Winter | B17 | 100 | 2500 | 0 | 46.59 | 50.39 | 6 | 0
2030 | PJM_ROR_2_TVA_Transmission | PJM_ROR | TVA_Transmission | Internal | Winter | B18 | 400 | 2500 | 0 | 45.85 | 47 | 6 | 0
2030 | PJM_ROR_2_TVA_Transmission | PJM_ROR | TVA_Transmission | Internal | Winter | B19 | 700 | 2500 | 0 | 42.64 | 44.19 | 6 | 0
2030 | PJM_ROR_2_TVA_Transmission | PJM_ROR | TVA_Transmission | Internal | Winter | B20 | 935 | 2500 | 35.68 | 33.16 | 39.16 | 6 | 0
2030 | PJM_ROR_2_VACAR | PJM_ROR | VACAR | Internal | Shoulder | B11 | 25 | 3000 | 1930.7 | 44.97 | 50.97 | 6 | 0
2030 | PJM_ROR_2_VACAR | PJM_ROR | VACAR | Internal | Shoulder | B12 | 200 | 3000 | 0 | 44.65 | 43.99 | 6 | 0
2030 | PJM_ROR_2_VACAR | PJM_ROR | VACAR | Internal | Shoulder | B13 | 600 | 3000 | 0 | 42.93 | 41.61 | 6 | 0
2030 | PJM_ROR_2_VACAR | PJM_ROR | VACAR | Internal | Shoulder | B14 | 900 | 3000 | 0 | 41.8 | 40.47 | 6 | 0
2030 | PJM_ROR_2_VACAR | PJM_ROR | VACAR | Internal | Shoulder | B15 | 1203 | 3000 | 0 | 34.76 | 36.45 | 6 | 0
2030 | PJM_ROR_2_VACAR | PJM_ROR | VACAR | Internal | Summer | B1 | 10 | 3000 | 3000 | 69.28 | 79.19 | 6 | 3.91
2030 | PJM_ROR_2_VACAR | PJM_ROR | VACAR | Internal | Summer | B2 | 25 | 3000 | 3000 | 69.28 | 80.82 | 6 | 5.54
2030 | PJM_ROR_2_VACAR | PJM_ROR | VACAR | Internal | Summer | B3 | 75 | 3000 | 0 | 66.59 | 70.81 | 6 | 0
2030 | PJM_ROR_2_VACAR | PJM_ROR | VACAR | Internal | Summer | B4 | 100 | 3000 | 0 | 60.63 | 53.63 | 6 | 0
2030 | PJM_ROR_2_VACAR | PJM_ROR | VACAR | Internal | Summer | B5 | 200 | 3000 | 0 | 58.42 | 57.42 | 6 | 0
2030 | PJM_ROR_2_VACAR | PJM_ROR | VACAR | Internal | Summer | B6 | 300 | 3000 | 0 | 46.62 | 51.29 | 6 | 0
2030 | PJM_ROR_2_VACAR | PJM_ROR | VACAR | Internal | Summer | B7 | 400 | 3000 | 0 | 41.33 | 46.27 | 6 | 0
2030 | PJM_ROR_2_VACAR | PJM_ROR | VACAR | Internal | Summer | B8 | 500 | 3000 | 0 | 40.88 | 43.99 | 6 | 0
2030 | PJM_ROR_2_VACAR | PJM_ROR | VACAR | Internal | Summer | B9 | 800 | 3000 | 0 | 37.84 | 40.82 | 6 | 0
2030 | PJM_ROR_2_VACAR | PJM_ROR | VACAR | Internal | Summer | B10 | 1262 | 3000 | 0 | 33.19 | 36.77 | 6 | 0
2030 | PJM_ROR_2_VACAR | PJM_ROR | VACAR | Internal | Winter | B16 | 25 | 3000 | 413.11 | 46.59 | 52.59 | 6 | 0
2030 | PJM_ROR_2_VACAR | PJM_ROR | VACAR | Internal | Winter | B17 | 100 | 3000 | 0 | 46.59 | 43.99 | 6 | 0
2030 | PJM_ROR_2_VACAR | PJM_ROR | VACAR | Internal | Winter | B18 | 400 | 3000 | 0 | 45.85 | 41.9 | 6 | 0
2030 | PJM_ROR_2_VACAR | PJM_ROR | VACAR | Internal | Winter | B19 | 700 | 3000 | 0 | 42.64 | 40.51 | 6 | 0
2030 | PJM_ROR_2_VACAR | PJM_ROR | VACAR | Internal | Winter | B20 | 935 | 3000 | 0 | 33.16 | 36.62 | 6 | 0
2030 | PJM_ROM_2_NYISO_A-F | PJM_ROM | NYISO_A-F | Internal | Shoulder | B11 | 25 | 2000 | 0 | 44.96 | 43.21 | 6 | 0
2030 | PJM_ROM_2_NYISO_A-F | PJM_ROM | NYISO_A-F | Internal | Shoulder | B12 | 200 | 2000 | 0 | 44.66 | 43.34 | 6 | 0
2030 | PJM_ROM_2_NYISO_A-F | PJM_ROM | NYISO_A-F | Internal | Shoulder | B13 | 600 | 2000 | 0 | 42.94 | 43.21 | 6 | 0
2030 | PJM_ROM_2_NYISO_A-F | PJM_ROM | NYISO_A-F | Internal | Shoulder | B14 | 900 | 2000 | 0 | 41.81 | 40.77 | 6 | 0
2030 | PJM_ROM_2_NYISO_A-F | PJM_ROM | NYISO_A-F | Internal | Shoulder | B15 | 1203 | 2000 | 284.56 | 34.77 | 40.77 | 6 | 0
2030 | PJM_ROM_2_NYISO_A-F | PJM_ROM | NYISO_A-F | Internal | Summer | B1 | 10 | 2000 | 0 | 69.29 | 54.81 | 6 | 0
2030 | PJM_ROM_2_NYISO_A-F | PJM_ROM | NYISO_A-F | Internal | Summer | B2 | 25 | 2000 | 0 | 69.29 | 56.27 | 6 | 0
2030 | PJM_ROM_2_NYISO_A-F | PJM_ROM | NYISO_A-F | Internal | Summer | B3 | 75 | 2000 | 0 | 66.58 | 54.81 | 6 | 0
2030 | PJM_ROM_2_NYISO_A-F | PJM_ROM | NYISO_A-F | Internal | Summer | B4 | 100 | 2000 | 0 | 60.61 | 49.91 | 6 | 0
2030 | PJM_ROM_2_NYISO_A-F | PJM_ROM | NYISO_A-F | Internal | Summer | B5 | 200 | 2000 | 0 | 58.41 | 49.91 | 6 | 0
2030 | PJM_ROM_2_NYISO_A-F | PJM_ROM | NYISO_A-F | Internal | Summer | B6 | 300 | 2000 | 0 | 46.61 | 42.02 | 6 | 0
2030 | PJM_ROM_2_NYISO_A-F | PJM_ROM | NYISO_A-F | Internal | Summer | B7 | 400 | 2000 | 0 | 41.34 | 42.02 | 6 | 0
2030 | PJM_ROM_2_NYISO_A-F | PJM_ROM | NYISO_A-F | Internal | Summer | B8 | 500 | 2000 | 0 | 40.89 | 39.79 | 6 | 0
2030 | PJM_ROM_2_NYISO_A-F | PJM_ROM | NYISO_A-F | Internal | Summer | B9 | 800 | 2000 | 0 | 37.85 | 39.57 | 6 | 0
2030 | PJM_ROM_2_NYISO_A-F | PJM_ROM | NYISO_A-F | Internal | Summer | B10 | 1262 | 2000 | 757.1 | 33.32 | 39.32 | 6 | 0
2030 | PJM_ROM_2_NYISO_A-F | PJM_ROM | NYISO_A-F | Internal | Winter | B16 | 25 | 2000 | 0 | 46.6 | 47.47 | 6 | 0
2030 | PJM_ROM_2_NYISO_A-F | PJM_ROM | NYISO_A-F | Internal | Winter | B17 | 100 | 2000 | 0 | 46.6 | 46.02 | 6 | 0
2030 | PJM_ROM_2_NYISO_A-F | PJM_ROM | NYISO_A-F | Internal | Winter | B18 | 400 | 2000 | 0 | 45.86 | 46.02 | 6 | 0
2030 | PJM_ROM_2_NYISO_A-F | PJM_ROM | NYISO_A-F | Internal | Winter | B19 | 700 | 2000 | 0 | 42.66 | 46.02 | 6 | 0
2030 | PJM_ROM_2_NYISO_A-F | PJM_ROM | NYISO_A-F | Internal | Winter | B20 | 935 | 2000 | 2000 | 33.32 | 42.21 | 6 | 2.88
2030 | PJM_ROM_2_PJM_E | PJM_ROM | PJM_E | Internal | Shoulder | B11 | 25 | 8000 | 0 | 44.96 | 44.95 | 0.01 | 0
2030 | PJM_ROM_2_PJM_E | PJM_ROM | PJM_E | Internal | Shoulder | B12 | 200 | 8000 | 0 | 44.66 | 44.65 | 0.01 | 0
2030 | PJM_ROM_2_PJM_E | PJM_ROM | PJM_E | Internal | Shoulder | B13 | 600 | 8000 | 417.66 | 42.94 | 42.95 | 0.01 | 0
2030 | PJM_ROM_2_PJM_E | PJM_ROM | PJM_E | Internal | Shoulder | B14 | 900 | 8000 | 0 | 41.81 | 41.8 | 0.01 | 0
2030 | PJM_ROM_2_PJM_E | PJM_ROM | PJM_E | Internal | Shoulder | B15 | 1203 | 8000 | 1358.29 | 34.77 | 34.78 | 0.01 | 0
2030 | PJM_ROM_2_PJM_E | PJM_ROM | PJM_E | Internal | Summer | B1 | 10 | 8000 | 0 | 69.29 | 69.28 | 0.01 | 0
2030 | PJM_ROM_2_PJM_E | PJM_ROM | PJM_E | Internal | Summer | B2 | 25 | 8000 | 0 | 69.29 | 69.28 | 0.01 | 0
2030 | PJM_ROM_2_PJM_E | PJM_ROM | PJM_E | Internal | Summer | B3 | 75 | 8000 | 0 | 66.58 | 66.57 | 0.01 | 0
2030 | PJM_ROM_2_PJM_E | PJM_ROM | PJM_E | Internal | Summer | B4 | 100 | 8000 | 0 | 60.61 | 60.6 | 0.01 | 0
2030 | PJM_ROM_2_PJM_E | PJM_ROM | PJM_E | Internal | Summer | B5 | 200 | 8000 | 0 | 58.41 | 58.4 | 0.01 | 0
2030 | PJM_ROM_2_PJM_E | PJM_ROM | PJM_E | Internal | Summer | B6 | 300 | 8000 | 0 | 46.61 | 46.6 | 0.01 | 0
2030 | PJM_ROM_2_PJM_E | PJM_ROM | PJM_E | Internal | Summer | B7 | 400 | 8000 | 0 | 41.34 | 41.33 | 0.01 | 0
2030 | PJM_ROM_2_PJM_E | PJM_ROM | PJM_E | Internal | Summer | B8 | 500 | 8000 | 1250.82 | 40.89 | 40.91 | 0.01 | 0
2030 | PJM_ROM_2_PJM_E | PJM_ROM | PJM_E | Internal | Summer | B9 | 800 | 8000 | 3269.62 | 37.85 | 37.86 | 0.01 | 0
2030 | PJM_ROM_2_PJM_E | PJM_ROM | PJM_E | Internal | Summer | B10 | 1262 | 8000 | 1897.38 | 33.32 | 33.34 | 0.01 | 0
2030 | PJM_ROM_2_PJM_E | PJM_ROM | PJM_E | Internal | Winter | B16 | 25 | 8000 | 1867.49 | 46.6 | 46.61 | 0.01 | 0
2030 | PJM_ROM_2_PJM_E | PJM_ROM | PJM_E | Internal | Winter | B17 | 100 | 8000 | 1751.92 | 46.6 | 46.61 | 0.01 | 0
2030 | PJM_ROM_2_PJM_E | PJM_ROM | PJM_E | Internal | Winter | B18 | 400 | 8000 | 2350.17 | 45.86 | 45.88 | 0.01 | 0
2030 | PJM_ROM_2_PJM_E | PJM_ROM | PJM_E | Internal | Winter | B19 | 700 | 8000 | 2515.76 | 42.66 | 42.67 | 0.01 | 0
2030 | PJM_ROM_2_PJM_E | PJM_ROM | PJM_E | Internal | Winter | B20 | 935 | 8000 | 526.73 | 33.32 | 33.34 | 0.01 | 0
2030 | PJM_ROM_2_PJM_ROR | PJM_ROM | PJM_ROR | Internal | Shoulder | B11 | 25 | 8000 | 428.8 | 44.96 | 44.97 | 0.01 | 0
2030 | PJM_ROM_2_PJM_ROR | PJM_ROM | PJM_ROR | Internal | Shoulder | B12 | 200 | 8000 | 0 | 44.66 | 44.65 | 0.01 | 0
2030 | PJM_ROM_2_PJM_ROR | PJM_ROM | PJM_ROR | Internal | Shoulder | B13 | 600 | 8000 | 0 | 42.94 | 42.93 | 0.01 | 0
2030 | PJM_ROM_2_PJM_ROR | PJM_ROM | PJM_ROR | Internal | Shoulder | B14 | 900 | 8000 | 0 | 41.81 | 41.8 | 0.01 | 0
2030 | PJM_ROM_2_PJM_ROR | PJM_ROM | PJM_ROR | Internal | Shoulder | B15 | 1203 | 8000 | 0 | 34.77 | 34.76 | 0.01 | 0
2030 | PJM_ROM_2_PJM_ROR | PJM_ROM | PJM_ROR | Internal | Summer | B1 | 10 | 8000 | 0 | 69.29 | 69.28 | 0.01 | 0
2030 | PJM_ROM_2_PJM_ROR | PJM_ROM | PJM_ROR | Internal | Summer | B2 | 25 | 8000 | 0 | 69.29 | 69.28 | 0.01 | 0
2030 | PJM_ROM_2_PJM_ROR | PJM_ROM | PJM_ROR | Internal | Summer | B3 | 75 | 8000 | 4430.14 | 66.58 | 66.59 | 0.01 | 0
2030 | PJM_ROM_2_PJM_ROR | PJM_ROM | PJM_ROR | Internal | Summer | B4 | 100 | 8000 | 3562.6 | 60.61 | 60.63 | 0.01 | 0
2030 | PJM_ROM_2_PJM_ROR | PJM_ROM | PJM_ROR | Internal | Summer | B5 | 200 | 8000 | 1491.03 | 58.41 | 58.42 | 0.01 | 0
2030 | PJM_ROM_2_PJM_ROR | PJM_ROM | PJM_ROR | Internal | Summer | B6 | 300 | 8000 | 0 | 46.61 | 46.62 | 0.01 | 0
2030 | PJM_ROM_2_PJM_ROR | PJM_ROM | PJM_ROR | Internal | Summer | B7 | 400 | 8000 | 0 | 41.34 | 41.33 | 0.01 | 0
2030 | PJM_ROM_2_PJM_ROR | PJM_ROM | PJM_ROR | Internal | Summer | B8 | 500 | 8000 | 0 | 40.89 | 40.88 | 0.01 | 0
2030 | PJM_ROM_2_PJM_ROR | PJM_ROM | PJM_ROR | Internal | Summer | B9 | 800 | 8000 | 0 | 37.85 | 37.84 | 0.01 | 0
2030 | PJM_ROM_2_PJM_ROR | PJM_ROM | PJM_ROR | Internal | Summer | B10 | 1262 | 8000 | 0 | 33.32 | 33.19 | 0.01 | 0
2030 | PJM_ROM_2_PJM_ROR | PJM_ROM | PJM_ROR | Internal | Winter | B16 | 25 | 8000 | 0 | 46.6 | 46.59 | 0.01 | 0
2030 | PJM_ROM_2_PJM_ROR | PJM_ROM | PJM_ROR | Internal | Winter | B17 | 100 | 8000 | 0 | 46.6 | 46.59 | 0.01 | 0
2030 | PJM_ROM_2_PJM_ROR | PJM_ROM | PJM_ROR | Internal | Winter | B18 | 400 | 8000 | 0 | 45.86 | 45.85 | 0.01 | 0
2030 | PJM_ROM_2_PJM_ROR | PJM_ROM | PJM_ROR | Internal | Winter | B19 | 700 | 8000 | 0 | 42.66 | 42.64 | 0.01 | 0
2030 | PJM_ROM_2_PJM_ROR | PJM_ROM | PJM_ROR | Internal | Winter | B20 | 935 | 8000 | 0 | 33.32 | 33.16 | 0.01 | 0
2030 | SOCO_2_FRCC | SOCO | FRCC | Internal | Shoulder | B11 | 25 | 3700 | 3700 | 59.97 | 85.49 | 10 | 15.52
2030 | SOCO_2_FRCC | SOCO | FRCC | Internal | Shoulder | B12 | 200 | 3700 | 2602.89 | 47.47 | 57.47 | 10 | 0
2030 | SOCO_2_FRCC | SOCO | FRCC | Internal | Shoulder | B13 | 600 | 3700 | 0 | 47.47 | 55.77 | 10 | 0
2030 | SOCO_2_FRCC | SOCO | FRCC | Internal | Shoulder | B14 | 900 | 3700 | 0 | 47.47 | 54.98 | 10 | 0
2030 | SOCO_2_FRCC | SOCO | FRCC | Internal | Shoulder | B15 | 1203 | 3700 | 0 | 43.77 | 52.71 | 10 | 0
2030 | SOCO_2_FRCC | SOCO | FRCC | Internal | Summer | B1 | 10 | 3700 | 1685.38 | 86.19 | 96.19 | 10 | 0
2030 | SOCO_2_FRCC | SOCO | FRCC | Internal | Summer | B2 | 25 | 3700 | 0 | 77.81 | 85.63 | 10 | 0
2030 | SOCO_2_FRCC | SOCO | FRCC | Internal | Summer | B3 | 75 | 3700 | 0 | 77.81 | 85.63 | 10 | 0
2030 | SOCO_2_FRCC | SOCO | FRCC | Internal | Summer | B4 | 100 | 3700 | 410.59 | 75.63 | 85.63 | 10 | 0
2030 | SOCO_2_FRCC | SOCO | FRCC | Internal | Summer | B5 | 200 | 3700 | 3700 | 72.44 | 84.12 | 10 | 1.68
2030 | SOCO_2_FRCC | SOCO | FRCC | Internal | Summer | B6 | 300 | 3700 | 3700 | 58.29 | 73.28 | 10 | 4.99
2030 | SOCO_2_FRCC | SOCO | FRCC | Internal | Summer | B7 | 400 | 3700 | 3435.57 | 53.27 | 63.27 | 10 | 0
2030 | SOCO_2_FRCC | SOCO | FRCC | Internal | Summer | B8 | 500 | 3700 | 1753.77 | 45.97 | 55.97 | 10 | 0
2030 | SOCO_2_FRCC | SOCO | FRCC | Internal | Summer | B9 | 800 | 3700 | 0 | 45.97 | 54.02 | 10 | 0
2030 | SOCO_2_FRCC | SOCO | FRCC | Internal | Summer | B10 | 1262 | 3700 | 0 | 43.77 | 51.8 | 10 | 0
2030 | SOCO_2_FRCC | SOCO | FRCC | Internal | Winter | B16 | 25 | 3700 | 3700 | 59.86 | 78.41 | 10 | 8.55
2030 | SOCO_2_FRCC | SOCO | FRCC | Internal | Winter | B17 | 100 | 3700 | 1870.08 | 50.64 | 60.64 | 10 | 0
2030 | SOCO_2_FRCC | SOCO | FRCC | Internal | Winter | B18 | 400 | 3700 | 0 | 48.9 | 57.76 | 10 | 0
2030 | SOCO_2_FRCC | SOCO | FRCC | Internal | Winter | B19 | 700 | 3700 | 475.54 | 47.51 | 57.51 | 10 | 0
2030 | SOCO_2_FRCC | SOCO | FRCC | Internal | Winter | B20 | 935 | 3700 | 1935.58 | 45.37 | 55.37 | 10 | 0
2030 | SOCO_2_VACAR | SOCO | VACAR | Internal | Shoulder | B11 | 25 | 2000 | 0 | 59.97 | 50.97 | 10 | 0
2030 | SOCO_2_VACAR | SOCO | VACAR | Internal | Shoulder | B12 | 200 | 2000 | 0 | 47.47 | 43.99 | 10 | 0
2030 | SOCO_2_VACAR | SOCO | VACAR | Internal | Shoulder | B13 | 600 | 2000 | 0 | 47.47 | 41.61 | 10 | 0
2030 | SOCO_2_VACAR | SOCO | VACAR | Internal | Shoulder | B14 | 900 | 2000 | 0 | 47.47 | 40.47 | 10 | 0
2030 | SOCO_2_VACAR | SOCO | VACAR | Internal | Shoulder | B15 | 1203 | 2000 | 0 | 43.77 | 36.45 | 10 | 0
2030 | SOCO_2_VACAR | SOCO | VACAR | Internal | Summer | B1 | 10 | 2000 | 0 | 86.19 | 79.19 | 10 | 0
2030 | SOCO_2_VACAR | SOCO | VACAR | Internal | Summer | B2 | 25 | 2000 | 0 | 77.81 | 80.82 | 10 | 0
2030 | SOCO_2_VACAR | SOCO | VACAR | Internal | Summer | B3 | 75 | 2000 | 0 | 77.81 | 70.81 | 10 | 0
2030 | SOCO_2_VACAR | SOCO | VACAR | Internal | Summer | B4 | 100 | 2000 | 0 | 75.63 | 53.63 | 10 | 0
2030 | SOCO_2_VACAR | SOCO | VACAR | Internal | Summer | B5 | 200 | 2000 | 0 | 72.44 | 57.42 | 10 | 0
2030 | SOCO_2_VACAR | SOCO | VACAR | Internal | Summer | B6 | 300 | 2000 | 0 | 58.29 | 51.29 | 10 | 0
2030 | SOCO_2_VACAR | SOCO | VACAR | Internal | Summer | B7 | 400 | 2000 | 0 | 53.27 | 46.27 | 10 | 0
2030 | SOCO_2_VACAR | SOCO | VACAR | Internal | Summer | B8 | 500 | 2000 | 0 | 45.97 | 43.99 | 10 | 0
2030 | SOCO_2_VACAR | SOCO | VACAR | Internal | Summer | B9 | 800 | 2000 | 0 | 45.97 | 40.82 | 10 | 0
2030 | SOCO_2_VACAR | SOCO | VACAR | Internal | Summer | B10 | 1262 | 2000 | 0 | 43.77 | 36.77 | 10 | 0
2030 | SOCO_2_VACAR | SOCO | VACAR | Internal | Winter | B16 | 25 | 2000 | 0 | 59.86 | 52.59 | 10 | 0
2030 | SOCO_2_VACAR | SOCO | VACAR | Internal | Winter | B17 | 100 | 2000 | 0 | 50.64 | 43.99 | 10 | 0
2030 | SOCO_2_VACAR | SOCO | VACAR | Internal | Winter | B18 | 400 | 2000 | 0 | 48.9 | 41.9 | 10 | 0
2030 | SOCO_2_VACAR | SOCO | VACAR | Internal | Winter | B19 | 700 | 2000 | 0 | 47.51 | 40.51 | 10 | 0
2030 | SOCO_2_VACAR | SOCO | VACAR | Internal | Winter | B20 | 935 | 2000 | 0 | 45.37 | 36.62 | 10 | 0
2030 | SPP_N_2_ENT | SPP_N | ENT | Internal | Shoulder | B11 | 25 | 1800 | 1005.3 | 52.87 | 57.87 | 5 | 0
2030 | SPP_N_2_ENT | SPP_N | ENT | Internal | Shoulder | B12 | 200 | 1800 | 0 | 45.28 | 47.35 | 5 | 0
2030 | SPP_N_2_ENT | SPP_N | ENT | Internal | Shoulder | B13 | 600 | 1800 | 0 | 44.93 | 47.35 | 5 | 0
2030 | SPP_N_2_ENT | SPP_N | ENT | Internal | Shoulder | B14 | 900 | 1800 | 1800 | 40.45 | 45.46 | 5 | 0.01
2030 | SPP_N_2_ENT | SPP_N | ENT | Internal | Shoulder | B15 | 1203 | 1800 | 1800 | 36.5 | 45.46 | 5 | 3.97
2030 | SPP_N_2_ENT | SPP_N | ENT | Internal | Summer | B1 | 10 | 1800 | 227.26 | 72.5 | 77.5 | 5 | 0
2030 | SPP_N_2_ENT | SPP_N | ENT | Internal | Summer | B2 | 25 | 1800 | 0 | 74.25 | 76.19 | 5 | 0
2030 | SPP_N_2_ENT | SPP_N | ENT | Internal | Summer | B3 | 75 | 1800 | 0 | 75.21 | 69.81 | 5 | 0
2030 | SPP_N_2_ENT | SPP_N | ENT | Internal | Summer | B4 | 100 | 1800 | 0 | 74.25 | 67.94 | 5 | 0
2030 | SPP_N_2_ENT | SPP_N | ENT | Internal | Summer | B5 | 200 | 1800 | 0 | 69.26 | 64.44 | 5 | 0
2030 | SPP_N_2_ENT | SPP_N | ENT | Internal | Summer | B6 | 300 | 1800 | 0 | 55.62 | 56.63 | 5 | 0
2030 | SPP_N_2_ENT | SPP_N | ENT | Internal | Summer | B7 | 400 | 1800 | 0 | 45.2 | 45.68 | 5 | 0
2030 | SPP_N_2_ENT | SPP_N | ENT | Internal | Summer | B8 | 500 | 1800 | 0 | 43.67 | 45.68 | 5 | 0
2030 | SPP_N_2_ENT | SPP_N | ENT | Internal | Summer | B9 | 800 | 1800 | 0 | 43.28 | 45.36 | 5 | 0
2030 | SPP_N_2_ENT | SPP_N | ENT | Internal | Summer | B10 | 1262 | 1800 | 1800 | 38.63 | 43.87 | 5 | 0.23
2030 | SPP_N_2_ENT | SPP_N | ENT | Internal | Winter | B16 | 25 | 1800 | 334.02 | 47.48 | 52.48 | 5 | 0
2030 | SPP_N_2_ENT | SPP_N | ENT | Internal | Winter | B17 | 100 | 1800 | 1800 | 44.6 | 50.28 | 5 | 0.68
2030 | SPP_N_2_ENT | SPP_N | ENT | Internal | Winter | B18 | 400 | 1800 | 1451.1 | 45.28 | 50.28 | 5 | 0
2030 | SPP_N_2_ENT | SPP_N | ENT | Internal | Winter | B19 | 700 | 1800 | 1800 | 41.91 | 48.62 | 5 | 1.71
2030 | SPP_N_2_ENT | SPP_N | ENT | Internal | Winter | B20 | 935 | 1800 | 1800 | 36.03 | 44.08 | 5 | 3.04
2030 | SPP_N_2_MISO_MO-IL | SPP_N | MISO_MO-IL | Internal | Shoulder | B11 | 25 | 2000 | 0 | 52.87 | 52.32 | 5 | 0
2030 | SPP_N_2_MISO_MO-IL | SPP_N | MISO_MO-IL | Internal | Shoulder | B12 | 200 | 2000 | 0 | 45.28 | 45.53 | 5 | 0
2030 | SPP_N_2_MISO_MO-IL | SPP_N | MISO_MO-IL | Internal | Shoulder | B13 | 600 | 2000 | 0 | 44.93 | 44.93 | 5 | 0
2030 | SPP_N_2_MISO_MO-IL | SPP_N | MISO_MO-IL | Internal | Shoulder | B14 | 900 | 2000 | 0 | 40.45 | 40.48 | 5 | 0
2030 | SPP_N_2_MISO_MO-IL | SPP_N | MISO_MO-IL | Internal | Shoulder | B15 | 1203 | 2000 | 0 | 36.5 | 36.76 | 5 | 0
2030 | SPP_N_2_MISO_MO-IL | SPP_N | MISO_MO-IL | Internal | Summer | B1 | 10 | 2000 | 0 | 72.5 | 72.38 | 5 | 0
2030 | SPP_N_2_MISO_MO-IL | SPP_N | MISO_MO-IL | Internal | Summer | B2 | 25 | 2000 | 0 | 74.25 | 71.85 | 5 | 0
2030 | SPP_N_2_MISO_MO-IL | SPP_N | MISO_MO-IL | Internal | Summer | B3 | 75 | 2000 | 0 | 75.21 | 70.66 | 5 | 0
2030 | SPP_N_2_MISO_MO-IL | SPP_N | MISO_MO-IL | Internal | Summer | B4 | 100 | 2000 | 0 | 74.25 | 70.66 | 5 | 0
2030 | SPP_N_2_MISO_MO-IL | SPP_N | MISO_MO-IL | Internal | Summer | B5 | 200 | 2000 | 0 | 69.26 | 66.97 | 5 | 0
2030 | SPP_N_2_MISO_MO-IL | SPP_N | MISO_MO-IL | Internal | Summer | B6 | 300 | 2000 | 0 | 55.62 | 48.63 | 5 | 0
2030 | SPP_N_2_MISO_MO-IL | SPP_N | MISO_MO-IL | Internal | Summer | B7 | 400 | 2000 | 0 | 45.2 | 43.32 | 5 | 0
2030 | SPP_N_2_MISO_MO-IL | SPP_N | MISO_MO-IL | Internal | Summer | B8 | 500 | 2000 | 0 | 43.67 | 41.16 | 5 | 0
2030 | SPP_N_2_MISO_MO-IL | SPP_N | MISO_MO-IL | Internal | Summer | B9 | 800 | 2000 | 0 | 43.28 | 39.62 | 5 | 0
2030 | SPP_N_2_MISO_MO-IL | SPP_N | MISO_MO-IL | Internal | Summer | B10 | 1262 | 2000 | 0 | 38.63 | 35.19 | 5 | 0
2030 | SPP_N_2_MISO_MO-IL | SPP_N | MISO_MO-IL | Internal | Winter | B16 | 25 | 2000 | 0 | 47.48 | 48.59 | 5 | 0
2030 | SPP_N_2_MISO_MO-IL | SPP_N | MISO_MO-IL | Internal | Winter | B17 | 100 | 2000 | 0 | 44.6 | 46.67 | 5 | 0
2030 | SPP_N_2_MISO_MO-IL | SPP_N | MISO_MO-IL | Internal | Winter | B18 | 400 | 2000 | 0 | 45.28 | 45.28 | 5 | 0
2030 | SPP_N_2_MISO_MO-IL | SPP_N | MISO_MO-IL | Internal | Winter | B19 | 700 | 2000 | 0 | 41.91 | 41.98 | 5 | 0
2030 | SPP_N_2_MISO_MO-IL | SPP_N | MISO_MO-IL | Internal | Winter | B20 | 935 | 2000 | 0 | 36.03 | 36.03 | 5 | 0
2030 | SPP_N_2_MISO_W | SPP_N | MISO_W | Internal | Shoulder | B11 | 25 | 750 | 0 | 52.87 | 52.31 | 5 | 0
2030 | SPP_N_2_MISO_W | SPP_N | MISO_W | Internal | Shoulder | B12 | 200 | 750 | 0 | 45.28 | 45.52 | 5 | 0
2030 | SPP_N_2_MISO_W | SPP_N | MISO_W | Internal | Shoulder | B13 | 600 | 750 | 0 | 44.93 | 44.91 | 5 | 0
2030 | SPP_N_2_MISO_W | SPP_N | MISO_W | Internal | Shoulder | B14 | 900 | 750 | 0 | 40.45 | 40.47 | 5 | 0
2030 | SPP_N_2_MISO_W | SPP_N | MISO_W | Internal | Shoulder | B15 | 1203 | 750 | 0 | 36.5 | 36.48 | 5 | 0
2030 | SPP_N_2_MISO_W | SPP_N | MISO_W | Internal | Summer | B1 | 10 | 750 | 0 | 72.5 | 72.37 | 5 | 0
2030 | SPP_N_2_MISO_W | SPP_N | MISO_W | Internal | Summer | B2 | 25 | 750 | 0 | 74.25 | 71.83 | 5 | 0
2030 | SPP_N_2_MISO_W | SPP_N | MISO_W | Internal | Summer | B3 | 75 | 750 | 0 | 75.21 | 71.83 | 5 | 0
2030 | SPP_N_2_MISO_W | SPP_N | MISO_W | Internal | Summer | B4 | 100 | 750 | 0 | 74.25 | 70.67 | 5 | 0
2030 | SPP_N_2_MISO_W | SPP_N | MISO_W | Internal | Summer | B5 | 200 | 750 | 0 | 69.26 | 66.97 | 5 | 0
2030 | SPP_N_2_MISO_W | SPP_N | MISO_W | Internal | Summer | B6 | 300 | 750 | 0 | 55.62 | 48.62 | 5 | 0
2030 | SPP_N_2_MISO_W | SPP_N | MISO_W | Internal | Summer | B7 | 400 | 750 | 0 | 45.2 | 43.31 | 5 | 0
2030 | SPP_N_2_MISO_W | SPP_N | MISO_W | Internal | Summer | B8 | 500 | 750 | 0 | 43.67 | 41.15 | 5 | 0
2030 | SPP_N_2_MISO_W | SPP_N | MISO_W | Internal | Summer | B9 | 800 | 750 | 0 | 43.28 | 39.61 | 5 | 0
2030 | SPP_N_2_MISO_W | SPP_N | MISO_W | Internal | Summer | B10 | 1262 | 750 | 0 | 38.63 | 32.81 | 5 | 0
2030 | SPP_N_2_MISO_W | SPP_N | MISO_W | Internal | Winter | B16 | 25 | 750 | 0 | 47.48 | 47.47 | 5 | 0
2030 | SPP_N_2_MISO_W | SPP_N | MISO_W | Internal | Winter | B17 | 100 | 750 | 0 | 44.6 | 44.59 | 5 | 0
2030 | SPP_N_2_MISO_W | SPP_N | MISO_W | Internal | Winter | B18 | 400 | 750 | 0 | 45.28 | 45.27 | 5 | 0
2030 | SPP_N_2_MISO_W | SPP_N | MISO_W | Internal | Winter | B19 | 700 | 750 | 0 | 41.91 | 41.97 | 5 | 0
2030 | SPP_N_2_MISO_W | SPP_N | MISO_W | Internal | Winter | B20 | 935 | 750 | 0 | 36.03 | 36.02 | 5 | 0
2030 | SPP_N_2_NE | SPP_N | NE | Internal | Shoulder | B11 | 25 | 1531 | 0 | 52.87 | 52.86 | 0.01 | 0
2030 | SPP_N_2_NE | SPP_N | NE | Internal | Shoulder | B12 | 200 | 1531 | 0 | 45.28 | 45.26 | 0.01 | 0
2030 | SPP_N_2_NE | SPP_N | NE | Internal | Shoulder | B13 | 600 | 1531 | 0 | 44.93 | 44.91 | 0.01 | 0
2030 | SPP_N_2_NE | SPP_N | NE | Internal | Shoulder | B14 | 900 | 1531 | 0 | 40.45 | 40.44 | 0.01 | 0
2030 | SPP_N_2_NE | SPP_N | NE | Internal | Shoulder | B15 | 1203 | 1531 | 0 | 36.5 | 36.48 | 0.01 | 0
2030 | SPP_N_2_NE | SPP_N | NE | Internal | Summer | B1 | 10 | 1531 | 0 | 72.5 | 72.48 | 0.01 | 0
2030 | SPP_N_2_NE | SPP_N | NE | Internal | Summer | B2 | 25 | 1531 | 0 | 74.25 | 74.24 | 0.01 | 0
2030 | SPP_N_2_NE | SPP_N | NE | Internal | Summer | B3 | 75 | 1531 | 0 | 75.21 | 75.19 | 0.01 | 0
2030 | SPP_N_2_NE | SPP_N | NE | Internal | Summer | B4 | 100 | 1531 | 0 | 74.25 | 74.24 | 0.01 | 0
2030 | SPP_N_2_NE | SPP_N | NE | Internal | Summer | B5 | 200 | 1531 | 0 | 69.26 | 69.25 | 0.01 | 0
2030 | SPP_N_2_NE | SPP_N | NE | Internal | Summer | B6 | 300 | 1531 | 0 | 55.62 | 55.61 | 0.01 | 0
2030 | SPP_N_2_NE | SPP_N | NE | Internal | Summer | B7 | 400 | 1531 | 0 | 45.2 | 45.19 | 0.01 | 0
2030 | SPP_N_2_NE | SPP_N | NE | Internal | Summer | B8 | 500 | 1531 | 0 | 43.67 | 43.65 | 0.01 | 0
2030 | SPP_N_2_NE | SPP_N | NE | Internal | Summer | B9 | 800 | 1531 | 0 | 43.28 | 43.27 | 0.01 | 0
2030 | SPP_N_2_NE | SPP_N | NE | Internal | Summer | B10 | 1262 | 1531 | 0 | 38.63 | 33.6 | 0.01 | 0
2030 | SPP_N_2_NE | SPP_N | NE | Internal | Winter | B16 | 25 | 1531 | 0 | 47.48 | 47.47 | 0.01 | 0
2030 | SPP_N_2_NE | SPP_N | NE | Internal | Winter | B17 | 100 | 1531 | 0 | 44.6 | 44.59 | 0.01 | 0
2030 | SPP_N_2_NE | SPP_N | NE | Internal | Winter | B18 | 400 | 1531 | 0 | 45.28 | 45.27 | 0.01 | 0
2030 | SPP_N_2_NE | SPP_N | NE | Internal | Winter | B19 | 700 | 1531 | 0 | 41.91 | 41.9 | 0.01 | 0
2030 | SPP_N_2_NE | SPP_N | NE | Internal | Winter | B20 | 935 | 1531 | 0 | 36.03 | 36.02 | 0.01 | 0
2030 | SPP_N_2_SPP_S | SPP_N | SPP_S | Internal | Shoulder | B11 | 25 | 4383 | 0 | 52.87 | 51.05 | 0.01 | 0
2030 | SPP_N_2_SPP_S | SPP_N | SPP_S | Internal | Shoulder | B12 | 200 | 4383 | 0 | 45.28 | 45.26 | 0.01 | 0
2030 | SPP_N_2_SPP_S | SPP_N | SPP_S | Internal | Shoulder | B13 | 600 | 4383 | 584.61 | 44.93 | 44.94 | 0.01 | 0
2030 | SPP_N_2_SPP_S | SPP_N | SPP_S | Internal | Shoulder | B14 | 900 | 4383 | 222.82 | 40.45 | 40.46 | 0.01 | 0
2030 | SPP_N_2_SPP_S | SPP_N | SPP_S | Internal | Shoulder | B15 | 1203 | 4383 | 3111.21 | 36.5 | 36.51 | 0.01 | 0
2030 | SPP_N_2_SPP_S | SPP_N | SPP_S | Internal | Summer | B1 | 10 | 4383 | 0 | 72.5 | 45.66 | 0.01 | 0
2030 | SPP_N_2_SPP_S | SPP_N | SPP_S | Internal | Summer | B2 | 25 | 4383 | 0 | 74.25 | 62.94 | 0.01 | 0
2030 | SPP_N_2_SPP_S | SPP_N | SPP_S | Internal | Summer | B3 | 75 | 4383 | 0 | 75.21 | 63.47 | 0.01 | 0
2030 | SPP_N_2_SPP_S | SPP_N | SPP_S | Internal | Summer | B4 | 100 | 4383 | 0 | 74.25 | 62.94 | 0.01 | 0
2030 | SPP_N_2_SPP_S | SPP_N | SPP_S | Internal | Summer | B5 | 200 | 4383 | 0 | 69.26 | 62.94 | 0.01 | 0
2030 | SPP_N_2_SPP_S | SPP_N | SPP_S | Internal | Summer | B6 | 300 | 4383 | 0 | 55.62 | 55.61 | 0.01 | 0
2030 | SPP_N_2_SPP_S | SPP_N | SPP_S | Internal | Summer | B7 | 400 | 4383 | 156.94 | 45.2 | 45.21 | 0.01 | 0
2030 | SPP_N_2_SPP_S | SPP_N | SPP_S | Internal | Summer | B8 | 500 | 4383 | 1800.36 | 43.67 | 43.68 | 0.01 | 0
2030 | SPP_N_2_SPP_S | SPP_N | SPP_S | Internal | Summer | B9 | 800 | 4383 | 3164.04 | 43.28 | 43.29 | 0.01 | 0
2030 | SPP_N_2_SPP_S | SPP_N | SPP_S | Internal | Summer | B10 | 1262 | 4383 | 4383 | 38.63 | 39.2 | 0.01 | 0.56
2030 | SPP_N_2_SPP_S | SPP_N | SPP_S | Internal | Winter | B16 | 25 | 4383 | 744.31 | 47.48 | 47.5 | 0.01 | 0
2030 | SPP_N_2_SPP_S | SPP_N | SPP_S | Internal | Winter | B17 | 100 | 4383 | 74.05 | 44.6 | 44.61 | 0.01 | 0
2030 | SPP_N_2_SPP_S | SPP_N | SPP_S | Internal | Winter | B18 | 400 | 4383 | 0 | 45.28 | 45.27 | 0.01 | 0
2030 | SPP_N_2_SPP_S | SPP_N | SPP_S | Internal | Winter | B19 | 700 | 4383 | 182.84 | 41.91 | 41.92 | 0.01 | 0
2030 | SPP_N_2_SPP_S | SPP_N | SPP_S | Internal | Winter | B20 | 935 | 4383 | 3315.29 | 36.03 | 36.04 | 0.01 | 0
2030 | SPP_S_2_ENT | SPP_S | ENT | Internal | Shoulder | B11 | 25 | 850 | 850 | 51.05 | 57.87 | 5 | 1.82
2030 | SPP_S_2_ENT | SPP_S | ENT | Internal | Shoulder | B12 | 200 | 850 | 0 | 45.26 | 47.35 | 5 | 0
2030 | SPP_S_2_ENT | SPP_S | ENT | Internal | Shoulder | B13 | 600 | 850 | 0 | 44.94 | 47.35 | 5 | 0
2030 | SPP_S_2_ENT | SPP_S | ENT | Internal | Shoulder | B14 | 900 | 850 | 493.19 | 40.46 | 45.46 | 5 | 0
2030 | SPP_S_2_ENT | SPP_S | ENT | Internal | Shoulder | B15 | 1203 | 850 | 850 | 36.51 | 45.46 | 5 | 3.96
2030 | SPP_S_2_ENT | SPP_S | ENT | Internal | Summer | B1 | 10 | 850 | 850 | 45.66 | 77.5 | 5 | 26.83
2030 | SPP_S_2_ENT | SPP_S | ENT | Internal | Summer | B2 | 25 | 850 | 850 | 62.94 | 76.19 | 5 | 8.25
2030 | SPP_S_2_ENT | SPP_S | ENT | Internal | Summer | B3 | 75 | 850 | 850 | 63.47 | 69.81 | 5 | 1.35
2030 | SPP_S_2_ENT | SPP_S | ENT | Internal | Summer | B4 | 100 | 850 | 236.78 | 62.94 | 67.94 | 5 | 0
2030 | SPP_S_2_ENT | SPP_S | ENT | Internal | Summer | B5 | 200 | 850 | 0 | 62.94 | 64.44 | 5 | 0
2030 | SPP_S_2_ENT | SPP_S | ENT | Internal | Summer | B6 | 300 | 850 | 0 | 55.61 | 56.63 | 5 | 0
2030 | SPP_S_2_ENT | SPP_S | ENT | Internal | Summer | B7 | 400 | 850 | 0 | 45.21 | 45.68 | 5 | 0
2030 | SPP_S_2_ENT | SPP_S | ENT | Internal | Summer | B8 | 500 | 850 | 0 | 43.68 | 45.68 | 5 | 0
2030 | SPP_S_2_ENT | SPP_S | ENT | Internal | Summer | B9 | 800 | 850 | 0 | 43.29 | 45.36 | 5 | 0
2030 | SPP_S_2_ENT | SPP_S | ENT | Internal | Summer | B10 | 1262 | 850 | 0 | 39.2 | 43.87 | 5 | 0
2030 | SPP_S_2_ENT | SPP_S | ENT | Internal | Winter | B16 | 25 | 850 | 0 | 47.5 | 52.48 | 5 | 0
2030 | SPP_S_2_ENT | SPP_S | ENT | Internal | Winter | B17 | 100 | 850 | 850 | 44.61 | 50.28 | 5 | 0.67
2030 | SPP_S_2_ENT | SPP_S | ENT | Internal | Winter | B18 | 400 | 850 | 850 | 45.27 | 50.28 | 5 | 0.01
2030 | SPP_S_2_ENT | SPP_S | ENT | Internal | Winter | B19 | 700 | 850 | 850 | 41.92 | 48.62 | 5 | 1.7
2030 | SPP_S_2_ENT | SPP_S | ENT | Internal | Winter | B20 | 935 | 850 | 850 | 36.04 | 44.08 | 5 | 3.03
2030 | SPP_S_2_SPP_N | SPP_S | SPP_N | Internal | Shoulder | B11 | 25 | 1023 | 1023 | 51.05 | 52.87 | 0.01 | 1.81
2030 | SPP_S_2_SPP_N | SPP_S | SPP_N | Internal | Shoulder | B12 | 200 | 1023 | 734.98 | 45.26 | 45.28 | 0.01 | 0
2030 | SPP_S_2_SPP_N | SPP_S | SPP_N | Internal | Shoulder | B13 | 600 | 1023 | 0 | 44.94 | 44.93 | 0.01 | 0
2030 | SPP_S_2_SPP_N | SPP_S | SPP_N | Internal | Shoulder | B14 | 900 | 1023 | 0 | 40.46 | 40.45 | 0.01 | 0
2030 | SPP_S_2_SPP_N | SPP_S | SPP_N | Internal | Shoulder | B15 | 1203 | 1023 | 0 | 36.51 | 36.5 | 0.01 | 0
2030 | SPP_S_2_SPP_N | SPP_S | SPP_N | Internal | Summer | B1 | 10 | 1023 | 1023 | 45.66 | 72.5 | 0.01 | 26.82
2030 | SPP_S_2_SPP_N | SPP_S | SPP_N | Internal | Summer | B2 | 25 | 1023 | 1023 | 62.94 | 74.25 | 0.01 | 11.3
2030 | SPP_S_2_SPP_N | SPP_S | SPP_N | Internal | Summer | B3 | 75 | 1023 | 1023 | 63.47 | 75.21 | 0.01 | 11.73
2030 | SPP_S_2_SPP_N | SPP_S | SPP_N | Internal | Summer | B4 | 100 | 1023 | 1023 | 62.94 | 74.25 | 0.01 | 11.3
2030 | SPP_S_2_SPP_N | SPP_S | SPP_N | Internal | Summer | B5 | 200 | 1023 | 1023 | 62.94 | 69.26 | 0.01 | 6.31
2030 | SPP_S_2_SPP_N | SPP_S | SPP_N | Internal | Summer | B6 | 300 | 1023 | 505.06 | 55.61 | 55.62 | 0.01 | 0
2030 | SPP_S_2_SPP_N | SPP_S | SPP_N | Internal | Summer | B7 | 400 | 1023 | 0 | 45.21 | 45.2 | 0.01 | 0
2030 | SPP_S_2_SPP_N | SPP_S | SPP_N | Internal | Summer | B8 | 500 | 1023 | 0 | 43.68 | 43.67 | 0.01 | 0
2030 | SPP_S_2_SPP_N | SPP_S | SPP_N | Internal | Summer | B9 | 800 | 1023 | 0 | 43.29 | 43.28 | 0.01 | 0
2030 | SPP_S_2_SPP_N | SPP_S | SPP_N | Internal | Summer | B10 | 1262 | 1023 | 0 | 39.2 | 38.63 | 0.01 | 0
2030 | SPP_S_2_SPP_N | SPP_S | SPP_N | Internal | Winter | B16 | 25 | 1023 | 0 | 47.5 | 47.48 | 0.01 | 0
2030 | SPP_S_2_SPP_N | SPP_S | SPP_N | Internal | Winter | B17 | 100 | 1023 | 0 | 44.61 | 44.6 | 0.01 | 0
2030 | SPP_S_2_SPP_N | SPP_S | SPP_N | Internal | Winter | B18 | 400 | 1023 | 58.45 | 45.27 | 45.28 | 0.01 | 0
2030 | SPP_S_2_SPP_N | SPP_S | SPP_N | Internal | Winter | B19 | 700 | 1023 | 0 | 41.92 | 41.91 | 0.01 | 0
2030 | SPP_S_2_SPP_N | SPP_S | SPP_N | Internal | Winter | B20 | 935 | 1023 | 0 | 36.04 | 36.03 | 0.01 | 0
2030 | TVA_2_ENT | TVA | ENT | Internal | Shoulder | B11 | 25 | 500 | 348.33 | 48.87 | 57.87 | 9 | 0
2030 | TVA_2_ENT | TVA | ENT | Internal | Shoulder | B12 | 200 | 500 | 0 | 46.32 | 47.35 | 9 | 0
2030 | TVA_2_ENT | TVA | ENT | Internal | Shoulder | B13 | 600 | 500 | 0 | 43.19 | 47.35 | 9 | 0
2030 | TVA_2_ENT | TVA | ENT | Internal | Shoulder | B14 | 900 | 500 | 0 | 43.19 | 45.46 | 9 | 0
2030 | TVA_2_ENT | TVA | ENT | Internal | Shoulder | B15 | 1203 | 500 | 0 | 37.08 | 45.46 | 9 | 0
2030 | TVA_2_ENT | TVA | ENT | Internal | Summer | B1 | 10 | 500 | 0 | 80.4 | 77.5 | 9 | 0
2030 | TVA_2_ENT | TVA | ENT | Internal | Summer | B2 | 25 | 500 | 0 | 79.86 | 76.19 | 9 | 0
2030 | TVA_2_ENT | TVA | ENT | Internal | Summer | B3 | 75 | 500 | 0 | 72.6 | 69.81 | 9 | 0
2030 | TVA_2_ENT | TVA | ENT | Internal | Summer | B4 | 100 | 500 | 0 | 66.64 | 67.94 | 9 | 0
2030 | TVA_2_ENT | TVA | ENT | Internal | Summer | B5 | 200 | 500 | 500 | 51.21 | 64.44 | 9 | 4.23
2030 | TVA_2_ENT | TVA | ENT | Internal | Summer | B6 | 300 | 500 | 500 | 47.37 | 56.63 | 9 | 0.26
2030 | TVA_2_ENT | TVA | ENT | Internal | Summer | B7 | 400 | 500 | 0 | 41.91 | 45.68 | 9 | 0
2030 | TVA_2_ENT | TVA | ENT | Internal | Summer | B8 | 500 | 500 | 0 | 36.97 | 45.68 | 9 | 0
2030 | TVA_2_ENT | TVA | ENT | Internal | Summer | B9 | 800 | 500 | 0 | 36.88 | 45.36 | 9 | 0
2030 | TVA_2_ENT | TVA | ENT | Internal | Summer | B10 | 1262 | 500 | 0 | 36.63 | 43.87 | 9 | 0
2030 | TVA_2_ENT | TVA | ENT | Internal | Winter | B16 | 25 | 500 | 0 | 52.6 | 52.48 | 9 | 0
2030 | TVA_2_ENT | TVA | ENT | Internal | Winter | B17 | 100 | 500 | 0 | 49.9 | 50.28 | 9 | 0
2030 | TVA_2_ENT | TVA | ENT | Internal | Winter | B18 | 400 | 500 | 0 | 41.37 | 50.28 | 9 | 0
2030 | TVA_2_ENT | TVA | ENT | Internal | Winter | B19 | 700 | 500 | 0 | 41.37 | 48.62 | 9 | 0
2030 | TVA_2_ENT | TVA | ENT | Internal | Winter | B20 | 935 | 500 | 0 | 39.17 | 44.08 | 9 | 0
2030 | TVA_2_MISO_MO-IL | TVA | MISO_MO-IL | Internal | Shoulder | B11 | 25 | 50 | 0 | 48.87 | 52.32 | 9 | 0
2030 | TVA_2_MISO_MO-IL | TVA | MISO_MO-IL | Internal | Shoulder | B12 | 200 | 50 | 0 | 46.32 | 45.53 | 9 | 0
2030 | TVA_2_MISO_MO-IL | TVA | MISO_MO-IL | Internal | Shoulder | B13 | 600 | 50 | 0 | 43.19 | 44.93 | 9 | 0
2030 | TVA_2_MISO_MO-IL | TVA | MISO_MO-IL | Internal | Shoulder | B14 | 900 | 50 | 0 | 43.19 | 40.48 | 9 | 0
2030 | TVA_2_MISO_MO-IL | TVA | MISO_MO-IL | Internal | Shoulder | B15 | 1203 | 50 | 0 | 37.08 | 36.76 | 9 | 0
2030 | TVA_2_MISO_MO-IL | TVA | MISO_MO-IL | Internal | Summer | B1 | 10 | 50 | 0 | 80.4 | 72.38 | 9 | 0
2030 | TVA_2_MISO_MO-IL | TVA | MISO_MO-IL | Internal | Summer | B2 | 25 | 50 | 0 | 79.86 | 71.85 | 9 | 0
2030 | TVA_2_MISO_MO-IL | TVA | MISO_MO-IL | Internal | Summer | B3 | 75 | 50 | 0 | 72.6 | 70.66 | 9 | 0
2030 | TVA_2_MISO_MO-IL | TVA | MISO_MO-IL | Internal | Summer | B4 | 100 | 50 | 0 | 66.64 | 70.66 | 9 | 0
2030 | TVA_2_MISO_MO-IL | TVA | MISO_MO-IL | Internal | Summer | B5 | 200 | 50 | 50 | 51.21 | 66.97 | 9 | 6.76
2030 | TVA_2_MISO_MO-IL | TVA | MISO_MO-IL | Internal | Summer | B6 | 300 | 50 | 0 | 47.37 | 48.63 | 9 | 0
2030 | TVA_2_MISO_MO-IL | TVA | MISO_MO-IL | Internal | Summer | B7 | 400 | 50 | 0 | 41.91 | 43.32 | 9 | 0
2030 | TVA_2_MISO_MO-IL | TVA | MISO_MO-IL | Internal | Summer | B8 | 500 | 50 | 0 | 36.97 | 41.16 | 9 | 0
2030 | TVA_2_MISO_MO-IL | TVA | MISO_MO-IL | Internal | Summer | B9 | 800 | 50 | 0 | 36.88 | 39.62 | 9 | 0
2030 | TVA_2_MISO_MO-IL | TVA | MISO_MO-IL | Internal | Summer | B10 | 1262 | 50 | 0 | 36.63 | 35.19 | 9 | 0
2030 | TVA_2_MISO_MO-IL | TVA | MISO_MO-IL | Internal | Winter | B16 | 25 | 50 | 0 | 52.6 | 48.59 | 9 | 0
2030 | TVA_2_MISO_MO-IL | TVA | MISO_MO-IL | Internal | Winter | B17 | 100 | 50 | 0 | 49.9 | 46.67 | 9 | 0
2030 | TVA_2_MISO_MO-IL | TVA | MISO_MO-IL | Internal | Winter | B18 | 400 | 50 | 0 | 41.37 | 45.28 | 9 | 0
2030 | TVA_2_MISO_MO-IL | TVA | MISO_MO-IL | Internal | Winter | B19 | 700 | 50 | 0 | 41.37 | 41.98 | 9 | 0
2030 | TVA_2_MISO_MO-IL | TVA | MISO_MO-IL | Internal | Winter | B20 | 935 | 50 | 0 | 39.17 | 36.03 | 9 | 0
2030 | TVA_2_NonRTO_Midwest | TVA | NonRTO_Midwest | Internal | Shoulder | B11 | 25 | 100 | 100 | 48.87 | 60.33 | 9 | 2.46
2030 | TVA_2_NonRTO_Midwest | TVA | NonRTO_Midwest | Internal | Shoulder | B12 | 200 | 100 | 0 | 46.32 | 54.67 | 9 | 0
2030 | TVA_2_NonRTO_Midwest | TVA | NonRTO_Midwest | Internal | Shoulder | B13 | 600 | 100 | 100 | 43.19 | 52.94 | 9 | 0.75
2030 | TVA_2_NonRTO_Midwest | TVA | NonRTO_Midwest | Internal | Shoulder | B14 | 900 | 100 | 0 | 43.19 | 44.59 | 9 | 0
2030 | TVA_2_NonRTO_Midwest | TVA | NonRTO_Midwest | Internal | Shoulder | B15 | 1203 | 100 | 0 | 37.08 | 37.74 | 9 | 0
2030 | TVA_2_NonRTO_Midwest | TVA | NonRTO_Midwest | Internal | Summer | B1 | 10 | 100 | 0 | 80.4 | 76.13 | 9 | 0
2030 | TVA_2_NonRTO_Midwest | TVA | NonRTO_Midwest | Internal | Summer | B2 | 25 | 100 | 0 | 79.86 | 76.13 | 9 | 0
2030 | TVA_2_NonRTO_Midwest | TVA | NonRTO_Midwest | Internal | Summer | B3 | 75 | 100 | 0 | 72.6 | 76.13 | 9 | 0
2030 | TVA_2_NonRTO_Midwest | TVA | NonRTO_Midwest | Internal | Summer | B4 | 100 | 100 | 100 | 66.64 | 76.13 | 9 | 0.49
2030 | TVA_2_NonRTO_Midwest | TVA | NonRTO_Midwest | Internal | Summer | B5 | 200 | 100 | 100 | 51.21 | 74.96 | 9 | 14.75
2030 | TVA_2_NonRTO_Midwest | TVA | NonRTO_Midwest | Internal | Summer | B6 | 300 | 100 | 100 | 47.37 | 56.65 | 9 | 0.27
2030 | TVA_2_NonRTO_Midwest | TVA | NonRTO_Midwest | Internal | Summer | B7 | 400 | 100 | 23.21 | 41.91 | 50.91 | 9 | 0
2030 | TVA_2_NonRTO_Midwest | TVA | NonRTO_Midwest | Internal | Summer | B8 | 500 | 100 | 0 | 36.97 | 43.19 | 9 | 0
2030 | TVA_2_NonRTO_Midwest | TVA | NonRTO_Midwest | Internal | Summer | B9 | 800 | 100 | 0 | 36.88 | 37.74 | 9 | 0
2030 | TVA_2_NonRTO_Midwest | TVA | NonRTO_Midwest | Internal | Summer | B10 | 1262 | 100 | 0 | 36.63 | 33.74 | 9 | 0
2030 | TVA_2_NonRTO_Midwest | TVA | NonRTO_Midwest | Internal | Winter | B16 | 25 | 100 | 0 | 52.6 | 58.44 | 9 | 0
2030 | TVA_2_NonRTO_Midwest | TVA | NonRTO_Midwest | Internal | Winter | B17 | 100 | 100 | 0 | 49.9 | 56.59 | 9 | 0
2030 | TVA_2_NonRTO_Midwest | TVA | NonRTO_Midwest | Internal | Winter | B18 | 400 | 100 | 100 | 41.37 | 53.59 | 9 | 3.23
2030 | TVA_2_NonRTO_Midwest | TVA | NonRTO_Midwest | Internal | Winter | B19 | 700 | 100 | 0 | 41.37 | 45.52 | 9 | 0
2030 | TVA_2_NonRTO_Midwest | TVA | NonRTO_Midwest | Internal | Winter | B20 | 935 | 100 | 0 | 39.17 | 37.74 | 9 | 0
2030 | TVA_2_SOCO | TVA | SOCO | Internal | Shoulder | B11 | 25 | 500 | 500 | 48.87 | 59.97 | 9 | 2.11
2030 | TVA_2_SOCO | TVA | SOCO | Internal | Shoulder | B12 | 200 | 500 | 0 | 46.32 | 47.47 | 9 | 0
2030 | TVA_2_SOCO | TVA | SOCO | Internal | Shoulder | B13 | 600 | 500 | 0 | 43.19 | 47.47 | 9 | 0
2030 | TVA_2_SOCO | TVA | SOCO | Internal | Shoulder | B14 | 900 | 500 | 0 | 43.19 | 47.47 | 9 | 0
2030 | TVA_2_SOCO | TVA | SOCO | Internal | Shoulder | B15 | 1203 | 500 | 0 | 37.08 | 43.77 | 9 | 0
2030 | TVA_2_SOCO | TVA | SOCO | Internal | Summer | B1 | 10 | 500 | 0 | 80.4 | 86.19 | 9 | 0
2030 | TVA_2_SOCO | TVA | SOCO | Internal | Summer | B2 | 25 | 500 | 0 | 79.86 | 77.81 | 9 | 0
2030 | TVA_2_SOCO | TVA | SOCO | Internal | Summer | B3 | 75 | 500 | 0 | 72.6 | 77.81 | 9 | 0
2030 | TVA_2_SOCO | TVA | SOCO | Internal | Summer | B4 | 100 | 500 | 0 | 66.64 | 75.63 | 9 | 0
2030 | TVA_2_SOCO | TVA | SOCO | Internal | Summer | B5 | 200 | 500 | 500 | 51.21 | 72.44 | 9 | 12.23
2030 | TVA_2_SOCO | TVA | SOCO | Internal | Summer | B6 | 300 | 500 | 500 | 47.37 | 58.29 | 9 | 1.92
2030 | TVA_2_SOCO | TVA | SOCO | Internal | Summer | B7 | 400 | 500 | 500 | 41.91 | 53.27 | 9 | 2.36
2030 | TVA_2_SOCO | TVA | SOCO | Internal | Summer | B8 | 500 | 500 | 51.67 | 36.97 | 45.97 | 9 | 0
2030 | TVA_2_SOCO | TVA | SOCO | Internal | Summer | B9 | 800 | 500 | 500 | 36.88 | 45.97 | 9 | 0.09
2030 | TVA_2_SOCO | TVA | SOCO | Internal | Summer | B10 | 1262 | 500 | 0 | 36.63 | 43.77 | 9 | 0
2030 | TVA_2_SOCO | TVA | SOCO | Internal | Winter | B16 | 25 | 500 | 0 | 52.6 | 59.86 | 9 | 0
2030 | TVA_2_SOCO | TVA | SOCO | Internal | Winter | B17 | 100 | 500 | 0 | 49.9 | 50.64 | 9 | 0
2030 | TVA_2_SOCO | TVA | SOCO | Internal | Winter | B18 | 400 | 500 | 0 | 41.37 | 48.9 | 9 | 0
2030 | TVA_2_SOCO | TVA | SOCO | Internal | Winter | B19 | 700 | 500 | 0 | 41.37 | 47.51 | 9 | 0
2030 | TVA_2_SOCO | TVA | SOCO | Internal | Winter | B20 | 935 | 500 | 0 | 39.17 | 45.37 | 9 | 0
2030 | TVA_2_VACAR | TVA | VACAR | Internal | Shoulder | B11 | 25 | 150 | 0 | 48.87 | 50.97 | 9 | 0
2030 | TVA_2_VACAR | TVA | VACAR | Internal | Shoulder | B12 | 200 | 150 | 0 | 46.32 | 43.99 | 9 | 0
2030 | TVA_2_VACAR | TVA | VACAR | Internal | Shoulder | B13 | 600 | 150 | 0 | 43.19 | 41.61 | 9 | 0
2030 | TVA_2_VACAR | TVA | VACAR | Internal | Shoulder | B14 | 900 | 150 | 0 | 43.19 | 40.47 | 9 | 0
2030 | TVA_2_VACAR | TVA | VACAR | Internal | Shoulder | B15 | 1203 | 150 | 0 | 37.08 | 36.45 | 9 | 0
2030 | TVA_2_VACAR | TVA | VACAR | Internal | Summer | B1 | 10 | 150 | 0 | 80.4 | 79.19 | 9 | 0
2030 | TVA_2_VACAR | TVA | VACAR | Internal | Summer | B2 | 25 | 150 | 0 | 79.86 | 80.82 | 9 | 0
2030 | TVA_2_VACAR | TVA | VACAR | Internal | Summer | B3 | 75 | 150 | 0 | 72.6 | 70.81 | 9 | 0
2030 | TVA_2_VACAR | TVA | VACAR | Internal | Summer | B4 | 100 | 150 | 0 | 66.64 | 53.63 | 9 | 0
2030 | TVA_2_VACAR | TVA | VACAR | Internal | Summer | B5 | 200 | 150 | 0 | 51.21 | 57.42 | 9 | 0
2030 | TVA_2_VACAR | TVA | VACAR | Internal | Summer | B6 | 300 | 150 | 0 | 47.37 | 51.29 | 9 | 0
2030 | TVA_2_VACAR | TVA | VACAR | Internal | Summer | B7 | 400 | 150 | 0 | 41.91 | 46.27 | 9 | 0
2030 | TVA_2_VACAR | TVA | VACAR | Internal | Summer | B8 | 500 | 150 | 0 | 36.97 | 43.99 | 9 | 0
2030 | TVA_2_VACAR | TVA | VACAR | Internal | Summer | B9 | 800 | 150 | 0 | 36.88 | 40.82 | 9 | 0
2030 | TVA_2_VACAR | TVA | VACAR | Internal | Summer | B10 | 1262 | 150 | 0 | 36.63 | 36.77 | 9 | 0
2030 | TVA_2_VACAR | TVA | VACAR | Internal | Winter | B16 | 25 | 150 | 0 | 52.6 | 52.59 | 9 | 0
2030 | TVA_2_VACAR | TVA | VACAR | Internal | Winter | B17 | 100 | 150 | 0 | 49.9 | 43.99 | 9 | 0
2030 | TVA_2_VACAR | TVA | VACAR | Internal | Winter | B18 | 400 | 150 | 0 | 41.37 | 41.9 | 9 | 0
2030 | TVA_2_VACAR | TVA | VACAR | Internal | Winter | B19 | 700 | 150 | 0 | 41.37 | 40.51 | 9 | 0
2030 | TVA_2_VACAR | TVA | VACAR | Internal | Winter | B20 | 935 | 150 | 0 | 39.17 | 36.62 | 9 | 0
2030 | TVA_Transmission_2_ENT | TVA_Transmission | ENT | Internal | Shoulder | B11 | 25 | 3000 | 0 | 50.97 | 57.87 | 9 | 0
2030 | TVA_Transmission_2_ENT | TVA_Transmission | ENT | Internal | Shoulder | B12 | 200 | 3000 | 0 | 48.27 | 47.35 | 9 | 0
2030 | TVA_Transmission_2_ENT | TVA_Transmission | ENT | Internal | Shoulder | B13 | 600 | 3000 | 0 | 46.11 | 47.35 | 9 | 0
2030 | TVA_Transmission_2_ENT | TVA_Transmission | ENT | Internal | Shoulder | B14 | 900 | 3000 | 0 | 44.52 | 45.46 | 9 | 0
2030 | TVA_Transmission_2_ENT | TVA_Transmission | ENT | Internal | Shoulder | B15 | 1203 | 3000 | 0 | 38.77 | 45.46 | 9 | 0
2030 | TVA_Transmission_2_ENT | TVA_Transmission | ENT | Internal | Summer | B1 | 10 | 3000 | 0 | 80.38 | 77.5 | 9 | 0
2030 | TVA_Transmission_2_ENT | TVA_Transmission | ENT | Internal | Summer | B2 | 25 | 3000 | 0 | 79.85 | 76.19 | 9 | 0
2030 | TVA_Transmission_2_ENT | TVA_Transmission | ENT | Internal | Summer | B3 | 75 | 3000 | 0 | 72.59 | 69.81 | 9 | 0
2030 | TVA_Transmission_2_ENT | TVA_Transmission | ENT | Internal | Summer | B4 | 100 | 3000 | 0 | 66.63 | 67.94 | 9 | 0
2030 | TVA_Transmission_2_ENT | TVA_Transmission | ENT | Internal | Summer | B5 | 200 | 3000 | 0 | 64.42 | 64.44 | 9 | 0
2030 | TVA_Transmission_2_ENT | TVA_Transmission | ENT | Internal | Summer | B6 | 300 | 3000 | 0 | 51.54 | 56.63 | 9 | 0
2030 | TVA_Transmission_2_ENT | TVA_Transmission | ENT | Internal | Summer | B7 | 400 | 3000 | 0 | 46.1 | 45.68 | 9 | 0
2030 | TVA_Transmission_2_ENT | TVA_Transmission | ENT | Internal | Summer | B8 | 500 | 3000 | 0 | 43.2 | 45.68 | 9 | 0
2030 | TVA_Transmission_2_ENT | TVA_Transmission | ENT | Internal | Summer | B9 | 800 | 3000 | 0 | 41.02 | 45.36 | 9 | 0
2030 | TVA_Transmission_2_ENT | TVA_Transmission | ENT | Internal | Summer | B10 | 1262 | 3000 | 0 | 37.98 | 43.87 | 9 | 0
2030 | TVA_Transmission_2_ENT | TVA_Transmission | ENT | Internal | Winter | B16 | 25 | 3000 | 0 | 52.59 | 52.48 | 9 | 0
2030 | TVA_Transmission_2_ENT | TVA_Transmission | ENT | Internal | Winter | B17 | 100 | 3000 | 0 | 50.39 | 50.28 | 9 | 0
2030 | TVA_Transmission_2_ENT | TVA_Transmission | ENT | Internal | Winter | B18 | 400 | 3000 | 0 | 47 | 50.28 | 9 | 0
2030 | TVA_Transmission_2_ENT | TVA_Transmission | ENT | Internal | Winter | B19 | 700 | 3000 | 0 | 44.19 | 48.62 | 9 | 0
2030 | TVA_Transmission_2_ENT | TVA_Transmission | ENT | Internal | Winter | B20 | 935 | 3000 | 0 | 39.16 | 44.08 | 9 | 0
2030 | TVA_Transmission_2_MISO_MO-IL | TVA_Transmission | MISO_MO-IL | Internal | Shoulder | B11 | 25 | 4000 | 0 | 50.97 | 52.32 | 9 | 0
2030 | TVA_Transmission_2_MISO_MO-IL | TVA_Transmission | MISO_MO-IL | Internal | Shoulder | B12 | 200 | 4000 | 0 | 48.27 | 45.53 | 9 | 0
2030 | TVA_Transmission_2_MISO_MO-IL | TVA_Transmission | MISO_MO-IL | Internal | Shoulder | B13 | 600 | 4000 | 0 | 46.11 | 44.93 | 9 | 0
2030 | TVA_Transmission_2_MISO_MO-IL | TVA_Transmission | MISO_MO-IL | Internal | Shoulder | B14 | 900 | 4000 | 0 | 44.52 | 40.48 | 9 | 0
2030 | TVA_Transmission_2_MISO_MO-IL | TVA_Transmission | MISO_MO-IL | Internal | Shoulder | B15 | 1203 | 4000 | 0 | 38.77 | 36.76 | 9 | 0
2030 | TVA_Transmission_2_MISO_MO-IL | TVA_Transmission | MISO_MO-IL | Internal | Summer | B1 | 10 | 4000 | 0 | 80.38 | 72.38 | 9 | 0
2030 | TVA_Transmission_2_MISO_MO-IL | TVA_Transmission | MISO_MO-IL | Internal | Summer | B2 | 25 | 4000 | 0 | 79.85 | 71.85 | 9 | 0
2030 | TVA_Transmission_2_MISO_MO-IL | TVA_Transmission | MISO_MO-IL | Internal | Summer | B3 | 75 | 4000 | 0 | 72.59 | 70.66 | 9 | 0
2030 | TVA_Transmission_2_MISO_MO-IL | TVA_Transmission | MISO_MO-IL | Internal | Summer | B4 | 100 | 4000 | 0 | 66.63 | 70.66 | 9 | 0
2030 | TVA_Transmission_2_MISO_MO-IL | TVA_Transmission | MISO_MO-IL | Internal | Summer | B5 | 200 | 4000 | 0 | 64.42 | 66.97 | 9 | 0
2030 | TVA_Transmission_2_MISO_MO-IL | TVA_Transmission | MISO_MO-IL | Internal | Summer | B6 | 300 | 4000 | 0 | 51.54 | 48.63 | 9 | 0
2030 | TVA_Transmission_2_MISO_MO-IL | TVA_Transmission | MISO_MO-IL | Internal | Summer | B7 | 400 | 4000 | 0 | 46.1 | 43.32 | 9 | 0
2030 | TVA_Transmission_2_MISO_MO-IL | TVA_Transmission | MISO_MO-IL | Internal | Summer | B8 | 500 | 4000 | 0 | 43.2 | 41.16 | 9 | 0
2030 | TVA_Transmission_2_MISO_MO-IL | TVA_Transmission | MISO_MO-IL | Internal | Summer | B9 | 800 | 4000 | 0 | 41.02 | 39.62 | 9 | 0
2030 | TVA_Transmission_2_MISO_MO-IL | TVA_Transmission | MISO_MO-IL | Internal | Summer | B10 | 1262 | 4000 | 0 | 37.98 | 35.19 | 9 | 0
2030 | TVA_Transmission_2_MISO_MO-IL | TVA_Transmission | MISO_MO-IL | Internal | Winter | B16 | 25 | 4000 | 0 | 52.59 | 48.59 | 9 | 0
2030 | TVA_Transmission_2_MISO_MO-IL | TVA_Transmission | MISO_MO-IL | Internal | Winter | B17 | 100 | 4000 | 0 | 50.39 | 46.67 | 9 | 0
2030 | TVA_Transmission_2_MISO_MO-IL | TVA_Transmission | MISO_MO-IL | Internal | Winter | B18 | 400 | 4000 | 0 | 47 | 45.28 | 9 | 0
2030 | TVA_Transmission_2_MISO_MO-IL | TVA_Transmission | MISO_MO-IL | Internal | Winter | B19 | 700 | 4000 | 0 | 44.19 | 41.98 | 9 | 0
2030 | TVA_Transmission_2_MISO_MO-IL | TVA_Transmission | MISO_MO-IL | Internal | Winter | B20 | 935 | 4000 | 0 | 39.16 | 36.03 | 9 | 0
2030 | TVA_Transmission_2_NonRTO_Midwest | TVA_Transmission | NonRTO_Midwest | Internal | Shoulder | B11 | 25 | 700 | 700 | 50.97 | 60.33 | 9 | 0.36
2030 | TVA_Transmission_2_NonRTO_Midwest | TVA_Transmission | NonRTO_Midwest | Internal | Shoulder | B12 | 200 | 700 | 0 | 48.27 | 54.67 | 9 | 0
2030 | TVA_Transmission_2_NonRTO_Midwest | TVA_Transmission | NonRTO_Midwest | Internal | Shoulder | B13 | 600 | 700 | 0 | 46.11 | 52.94 | 9 | 0
2030 | TVA_Transmission_2_NonRTO_Midwest | TVA_Transmission | NonRTO_Midwest | Internal | Shoulder | B14 | 900 | 700 | 0 | 44.52 | 44.59 | 9 | 0
2030 | TVA_Transmission_2_NonRTO_Midwest | TVA_Transmission | NonRTO_Midwest | Internal | Shoulder | B15 | 1203 | 700 | 0 | 38.77 | 37.74 | 9 | 0
2030 | TVA_Transmission_2_NonRTO_Midwest | TVA_Transmission | NonRTO_Midwest | Internal | Summer | B1 | 10 | 700 | 0 | 80.38 | 76.13 | 9 | 0
2030 | TVA_Transmission_2_NonRTO_Midwest | TVA_Transmission | NonRTO_Midwest | Internal | Summer | B2 | 25 | 700 | 0 | 79.85 | 76.13 | 9 | 0
2030 | TVA_Transmission_2_NonRTO_Midwest | TVA_Transmission | NonRTO_Midwest | Internal | Summer | B3 | 75 | 700 | 0 | 72.59 | 76.13 | 9 | 0
2030 | TVA_Transmission_2_NonRTO_Midwest | TVA_Transmission | NonRTO_Midwest | Internal | Summer | B4 | 100 | 700 | 700 | 66.63 | 76.13 | 9 | 0.5
2030 | TVA_Transmission_2_NonRTO_Midwest | TVA_Transmission | NonRTO_Midwest | Internal | Summer | B5 | 200 | 700 | 700 | 64.42 | 74.96 | 9 | 1.54
2030 | TVA_Transmission_2_NonRTO_Midwest | TVA_Transmission | NonRTO_Midwest | Internal | Summer | B6 | 300 | 700 | 0 | 51.54 | 56.65 | 9 | 0
2030 | TVA_Transmission_2_NonRTO_Midwest | TVA_Transmission | NonRTO_Midwest | Internal | Summer | B7 | 400 | 700 | 0 | 46.1 | 50.91 | 9 | 0
2030 | TVA_Transmission_2_NonRTO_Midwest | TVA_Transmission | NonRTO_Midwest | Internal | Summer | B8 | 500 | 700 | 0 | 43.2 | 43.19 | 9 | 0
2030 | TVA_Transmission_2_NonRTO_Midwest | TVA_Transmission | NonRTO_Midwest | Internal | Summer | B9 | 800 | 700 | 0 | 41.02 | 37.74 | 9 | 0
2030 | TVA_Transmission_2_NonRTO_Midwest | TVA_Transmission | NonRTO_Midwest | Internal | Summer | B10 | 1262 | 700 | 0 | 37.98 | 33.74 | 9 | 0
2030 | TVA_Transmission_2_NonRTO_Midwest | TVA_Transmission | NonRTO_Midwest | Internal | Winter | B16 | 25 | 700 | 0 | 52.59 | 58.44 | 9 | 0
2030 | TVA_Transmission_2_NonRTO_Midwest | TVA_Transmission | NonRTO_Midwest | Internal | Winter | B17 | 100 | 700 | 0 | 50.39 | 56.59 | 9 | 0
2030 | TVA_Transmission_2_NonRTO_Midwest | TVA_Transmission | NonRTO_Midwest | Internal | Winter | B18 | 400 | 700 | 0 | 47 | 53.59 | 9 | 0
2030 | TVA_Transmission_2_NonRTO_Midwest | TVA_Transmission | NonRTO_Midwest | Internal | Winter | B19 | 700 | 700 | 0 | 44.19 | 45.52 | 9 | 0
2030 | TVA_Transmission_2_NonRTO_Midwest | TVA_Transmission | NonRTO_Midwest | Internal | Winter | B20 | 935 | 700 | 0 | 39.16 | 37.74 | 9 | 0
2030 | TVA_Transmission_2_SOCO | TVA_Transmission | SOCO | Internal | Shoulder | B11 | 25 | 3200 | 1122.08 | 50.97 | 59.97 | 9 | 0
2030 | TVA_Transmission_2_SOCO | TVA_Transmission | SOCO | Internal | Shoulder | B12 | 200 | 3200 | 0 | 48.27 | 47.47 | 9 | 0
2030 | TVA_Transmission_2_SOCO | TVA_Transmission | SOCO | Internal | Shoulder | B13 | 600 | 3200 | 0 | 46.11 | 47.47 | 9 | 0
2030 | TVA_Transmission_2_SOCO | TVA_Transmission | SOCO | Internal | Shoulder | B14 | 900 | 3200 | 0 | 44.52 | 47.47 | 9 | 0
2030 | TVA_Transmission_2_SOCO | TVA_Transmission | SOCO | Internal | Shoulder | B15 | 1203 | 3200 | 0 | 38.77 | 43.77 | 9 | 0
2030 | TVA_Transmission_2_SOCO | TVA_Transmission | SOCO | Internal | Summer | B1 | 10 | 3200 | 0 | 80.38 | 86.19 | 9 | 0
2030 | TVA_Transmission_2_SOCO | TVA_Transmission | SOCO | Internal | Summer | B2 | 25 | 3200 | 0 | 79.85 | 77.81 | 9 | 0
2030 | TVA_Transmission_2_SOCO | TVA_Transmission | SOCO | Internal | Summer | B3 | 75 | 3200 | 0 | 72.59 | 77.81 | 9 | 0
2030 | TVA_Transmission_2_SOCO | TVA_Transmission | SOCO | Internal | Summer | B4 | 100 | 3200 | 0.1 | 66.63 | 75.63 | 9 | 0
2030 | TVA_Transmission_2_SOCO | TVA_Transmission | SOCO | Internal | Summer | B5 | 200 | 3200 | 0 | 64.42 | 72.44 | 9 | 0
2030 | TVA_Transmission_2_SOCO | TVA_Transmission | SOCO | Internal | Summer | B6 | 300 | 3200 | 0 | 51.54 | 58.29 | 9 | 0
2030 | TVA_Transmission_2_SOCO | TVA_Transmission | SOCO | Internal | Summer | B7 | 400 | 3200 | 0 | 46.1 | 53.27 | 9 | 0
2030 | TVA_Transmission_2_SOCO | TVA_Transmission | SOCO | Internal | Summer | B8 | 500 | 3200 | 0 | 43.2 | 45.97 | 9 | 0
2030 | TVA_Transmission_2_SOCO | TVA_Transmission | SOCO | Internal | Summer | B9 | 800 | 3200 | 0 | 41.02 | 45.97 | 9 | 0
2030 | TVA_Transmission_2_SOCO | TVA_Transmission | SOCO | Internal | Summer | B10 | 1262 | 3200 | 0 | 37.98 | 43.77 | 9 | 0
2030 | TVA_Transmission_2_SOCO | TVA_Transmission | SOCO | Internal | Winter | B16 | 25 | 3200 | 0 | 52.59 | 59.86 | 9 | 0
2030 | TVA_Transmission_2_SOCO | TVA_Transmission | SOCO | Internal | Winter | B17 | 100 | 3200 | 0 | 50.39 | 50.64 | 9 | 0
2030 | TVA_Transmission_2_SOCO | TVA_Transmission | SOCO | Internal | Winter | B18 | 400 | 3200 | 0 | 47 | 48.9 | 9 | 0
2030 | TVA_Transmission_2_SOCO | TVA_Transmission | SOCO | Internal | Winter | B19 | 700 | 3200 | 0 | 44.19 | 47.51 | 9 | 0
2030 | TVA_Transmission_2_SOCO | TVA_Transmission | SOCO | Internal | Winter | B20 | 935 | 3200 | 0 | 39.16 | 45.37 | 9 | 0
2030 | TVA_Transmission_2_TVA | TVA_Transmission | TVA | Internal | Shoulder | B11 | 25 | 99999 | 0 | 50.97 | 48.87 | 0.01 | 0
2030 | TVA_Transmission_2_TVA | TVA_Transmission | TVA | Internal | Shoulder | B12 | 200 | 99999 | 0 | 48.27 | 46.32 | 0.01 | 0
2030 | TVA_Transmission_2_TVA | TVA_Transmission | TVA | Internal | Shoulder | B13 | 600 | 99999 | 0 | 46.11 | 43.19 | 0.01 | 0
2030 | TVA_Transmission_2_TVA | TVA_Transmission | TVA | Internal | Shoulder | B14 | 900 | 99999 | 0 | 44.52 | 43.19 | 0.01 | 0
2030 | TVA_Transmission_2_TVA | TVA_Transmission | TVA | Internal | Shoulder | B15 | 1203 | 99999 | 0 | 38.77 | 37.08 | 0.01 | 0
2030 | TVA_Transmission_2_TVA | TVA_Transmission | TVA | Internal | Summer | B1 | 10 | 99999 | 3689.04 | 80.38 | 80.4 | 0.01 | 0
2030 | TVA_Transmission_2_TVA | TVA_Transmission | TVA | Internal | Summer | B2 | 25 | 99999 | 2799.17 | 79.85 | 79.86 | 0.01 | 0
2030 | TVA_Transmission_2_TVA | TVA_Transmission | TVA | Internal | Summer | B3 | 75 | 99999 | 1046.21 | 72.59 | 72.6 | 0.01 | 0
2030 | TVA_Transmission_2_TVA | TVA_Transmission | TVA | Internal | Summer | B4 | 100 | 99999 | 337.53 | 66.63 | 66.64 | 0.01 | 0
2030 | TVA_Transmission_2_TVA | TVA_Transmission | TVA | Internal | Summer | B5 | 200 | 99999 | 0 | 64.42 | 51.21 | 0.01 | 0
2030 | TVA_Transmission_2_TVA | TVA_Transmission | TVA | Internal | Summer | B6 | 300 | 99999 | 0 | 51.54 | 47.37 | 0.01 | 0
2030 | TVA_Transmission_2_TVA | TVA_Transmission | TVA | Internal | Summer | B7 | 400 | 99999 | 0 | 46.1 | 41.91 | 0.01 | 0
2030 | TVA_Transmission_2_TVA | TVA_Transmission | TVA | Internal | Summer | B8 | 500 | 99999 | 0 | 43.2 | 36.97 | 0.01 | 0
2030 | TVA_Transmission_2_TVA | TVA_Transmission | TVA | Internal | Summer | B9 | 800 | 99999 | 0 | 41.02 | 36.88 | 0.01 | 0
2030 | TVA_Transmission_2_TVA | TVA_Transmission | TVA | Internal | Summer | B10 | 1262 | 99999 | 0 | 37.98 | 36.63 | 0.01 | 0
2030 | TVA_Transmission_2_TVA | TVA_Transmission | TVA | Internal | Winter | B16 | 25 | 99999 | 315.43 | 52.59 | 52.6 | 0.01 | 0
2030 | TVA_Transmission_2_TVA | TVA_Transmission | TVA | Internal | Winter | B17 | 100 | 99999 | 0 | 50.39 | 49.9 | 0.01 | 0
2030 | TVA_Transmission_2_TVA | TVA_Transmission | TVA | Internal | Winter | B18 | 400 | 99999 | 0 | 47 | 41.37 | 0.01 | 0
2030 | TVA_Transmission_2_TVA | TVA_Transmission | TVA | Internal | Winter | B19 | 700 | 99999 | 0 | 44.19 | 41.37 | 0.01 | 0
2030 | TVA_Transmission_2_TVA | TVA_Transmission | TVA | Internal | Winter | B20 | 935 | 99999 | 35.68 | 39.16 | 39.17 | 0.01 | 0
2030 | TVA_Transmission_2_VACAR | TVA_Transmission | VACAR | Internal | Shoulder | B11 | 25 | 900 | 0 | 50.97 | 50.97 | 9 | 0
2030 | TVA_Transmission_2_VACAR | TVA_Transmission | VACAR | Internal | Shoulder | B12 | 200 | 900 | 0 | 48.27 | 43.99 | 9 | 0
2030 | TVA_Transmission_2_VACAR | TVA_Transmission | VACAR | Internal | Shoulder | B13 | 600 | 900 | 0 | 46.11 | 41.61 | 9 | 0
2030 | TVA_Transmission_2_VACAR | TVA_Transmission | VACAR | Internal | Shoulder | B14 | 900 | 900 | 0 | 44.52 | 40.47 | 9 | 0
2030 | TVA_Transmission_2_VACAR | TVA_Transmission | VACAR | Internal | Shoulder | B15 | 1203 | 900 | 0 | 38.77 | 36.45 | 9 | 0
2030 | TVA_Transmission_2_VACAR | TVA_Transmission | VACAR | Internal | Summer | B1 | 10 | 900 | 0 | 80.38 | 79.19 | 9 | 0
2030 | TVA_Transmission_2_VACAR | TVA_Transmission | VACAR | Internal | Summer | B2 | 25 | 900 | 0 | 79.85 | 80.82 | 9 | 0
2030 | TVA_Transmission_2_VACAR | TVA_Transmission | VACAR | Internal | Summer | B3 | 75 | 900 | 0 | 72.59 | 70.81 | 9 | 0
2030 | TVA_Transmission_2_VACAR | TVA_Transmission | VACAR | Internal | Summer | B4 | 100 | 900 | 0 | 66.63 | 53.63 | 9 | 0
2030 | TVA_Transmission_2_VACAR | TVA_Transmission | VACAR | Internal | Summer | B5 | 200 | 900 | 0 | 64.42 | 57.42 | 9 | 0
2030 | TVA_Transmission_2_VACAR | TVA_Transmission | VACAR | Internal | Summer | B6 | 300 | 900 | 0 | 51.54 | 51.29 | 9 | 0
2030 | TVA_Transmission_2_VACAR | TVA_Transmission | VACAR | Internal | Summer | B7 | 400 | 900 | 0 | 46.1 | 46.27 | 9 | 0
2030 | TVA_Transmission_2_VACAR | TVA_Transmission | VACAR | Internal | Summer | B8 | 500 | 900 | 0 | 43.2 | 43.99 | 9 | 0
2030 | TVA_Transmission_2_VACAR | TVA_Transmission | VACAR | Internal | Summer | B9 | 800 | 900 | 0 | 41.02 | 40.82 | 9 | 0
2030 | TVA_Transmission_2_VACAR | TVA_Transmission | VACAR | Internal | Summer | B10 | 1262 | 900 | 0 | 37.98 | 36.77 | 9 | 0
2030 | TVA_Transmission_2_VACAR | TVA_Transmission | VACAR | Internal | Winter | B16 | 25 | 900 | 0 | 52.59 | 52.59 | 9 | 0
2030 | TVA_Transmission_2_VACAR | TVA_Transmission | VACAR | Internal | Winter | B17 | 100 | 900 | 0 | 50.39 | 43.99 | 9 | 0
2030 | TVA_Transmission_2_VACAR | TVA_Transmission | VACAR | Internal | Winter | B18 | 400 | 900 | 0 | 47 | 41.9 | 9 | 0
2030 | TVA_Transmission_2_VACAR | TVA_Transmission | VACAR | Internal | Winter | B19 | 700 | 900 | 0 | 44.19 | 40.51 | 9 | 0
2030 | TVA_Transmission_2_VACAR | TVA_Transmission | VACAR | Internal | Winter | B20 | 935 | 900 | 0 | 39.16 | 36.62 | 9 | 0
2030 | VACAR_2_PJM_ROR | VACAR | PJM_ROR | Internal | Shoulder | B11 | 25 | 2000 | 0 | 50.97 | 44.97 | 7 | 0
2030 | VACAR_2_PJM_ROR | VACAR | PJM_ROR | Internal | Shoulder | B12 | 200 | 2000 | 0 | 43.99 | 44.65 | 7 | 0
2030 | VACAR_2_PJM_ROR | VACAR | PJM_ROR | Internal | Shoulder | B13 | 600 | 2000 | 0 | 41.61 | 42.93 | 7 | 0
2030 | VACAR_2_PJM_ROR | VACAR | PJM_ROR | Internal | Shoulder | B14 | 900 | 2000 | 0 | 40.47 | 41.8 | 7 | 0
2030 | VACAR_2_PJM_ROR | VACAR | PJM_ROR | Internal | Shoulder | B15 | 1203 | 2000 | 0 | 36.45 | 34.76 | 7 | 0
2030 | VACAR_2_PJM_ROR | VACAR | PJM_ROR | Internal | Summer | B1 | 10 | 2000 | 0 | 79.19 | 69.28 | 7 | 0
2030 | VACAR_2_PJM_ROR | VACAR | PJM_ROR | Internal | Summer | B2 | 25 | 2000 | 0 | 80.82 | 69.28 | 7 | 0
2030 | VACAR_2_PJM_ROR | VACAR | PJM_ROR | Internal | Summer | B3 | 75 | 2000 | 0 | 70.81 | 66.59 | 7 | 0
2030 | VACAR_2_PJM_ROR | VACAR | PJM_ROR | Internal | Summer | B4 | 100 | 2000 | 521.27 | 53.63 | 60.63 | 7 | 0
2030 | VACAR_2_PJM_ROR | VACAR | PJM_ROR | Internal | Summer | B5 | 200 | 2000 | 0 | 57.42 | 58.42 | 7 | 0
2030 | VACAR_2_PJM_ROR | VACAR | PJM_ROR | Internal | Summer | B6 | 300 | 2000 | 0 | 51.29 | 46.62 | 7 | 0
2030 | VACAR_2_PJM_ROR | VACAR | PJM_ROR | Internal | Summer | B7 | 400 | 2000 | 0 | 46.27 | 41.33 | 7 | 0
2030 | VACAR_2_PJM_ROR | VACAR | PJM_ROR | Internal | Summer | B8 | 500 | 2000 | 0 | 43.99 | 40.88 | 7 | 0
2030 | VACAR_2_PJM_ROR | VACAR | PJM_ROR | Internal | Summer | B9 | 800 | 2000 | 0 | 40.82 | 37.84 | 7 | 0
2030 | VACAR_2_PJM_ROR | VACAR | PJM_ROR | Internal | Summer | B10 | 1262 | 2000 | 0 | 36.77 | 33.19 | 7 | 0
2030 | VACAR_2_PJM_ROR | VACAR | PJM_ROR | Internal | Winter | B16 | 25 | 2000 | 0 | 52.59 | 46.59 | 7 | 0
2030 | VACAR_2_PJM_ROR | VACAR | PJM_ROR | Internal | Winter | B17 | 100 | 2000 | 0 | 43.99 | 46.59 | 7 | 0
2030 | VACAR_2_PJM_ROR | VACAR | PJM_ROR | Internal | Winter | B18 | 400 | 2000 | 0 | 41.9 | 45.85 | 7 | 0
2030 | VACAR_2_PJM_ROR | VACAR | PJM_ROR | Internal | Winter | B19 | 700 | 2000 | 0 | 40.51 | 42.64 | 7 | 0
2030 | VACAR_2_PJM_ROR | VACAR | PJM_ROR | Internal | Winter | B20 | 935 | 2000 | 0 | 36.62 | 33.16 | 7 | 0
2030 | VACAR_2_SOCO | VACAR | SOCO | Internal | Shoulder | B11 | 25 | 3000 | 3000 | 50.97 | 59.97 | 7 | 2
2030 | VACAR_2_SOCO | VACAR | SOCO | Internal | Shoulder | B12 | 200 | 3000 | 0 | 43.99 | 47.47 | 7 | 0
2030 | VACAR_2_SOCO | VACAR | SOCO | Internal | Shoulder | B13 | 600 | 3000 | 0 | 41.61 | 47.47 | 7 | 0
2030 | VACAR_2_SOCO | VACAR | SOCO | Internal | Shoulder | B14 | 900 | 3000 | 634.69 | 40.47 | 47.47 | 7 | 0
2030 | VACAR_2_SOCO | VACAR | SOCO | Internal | Shoulder | B15 | 1203 | 3000 | 3000 | 36.45 | 43.77 | 7 | 0.32
2030 | VACAR_2_SOCO | VACAR | SOCO | Internal | Summer | B1 | 10 | 3000 | 395.22 | 79.19 | 86.19 | 7 | 0
2030 | VACAR_2_SOCO | VACAR | SOCO | Internal | Summer | B2 | 25 | 3000 | 0 | 80.82 | 77.81 | 7 | 0
2030 | VACAR_2_SOCO | VACAR | SOCO | Internal | Summer | B3 | 75 | 3000 | 441.41 | 70.81 | 77.81 | 7 | 0
2030 | VACAR_2_SOCO | VACAR | SOCO | Internal | Summer | B4 | 100 | 3000 | 3000 | 53.63 | 75.63 | 7 | 15
2030 | VACAR_2_SOCO | VACAR | SOCO | Internal | Summer | B5 | 200 | 3000 | 3000 | 57.42 | 72.44 | 7 | 8.02
2030 | VACAR_2_SOCO | VACAR | SOCO | Internal | Summer | B6 | 300 | 3000 | 2712.49 | 51.29 | 58.29 | 7 | 0
2030 | VACAR_2_SOCO | VACAR | SOCO | Internal | Summer | B7 | 400 | 3000 | 1458.05 | 46.27 | 53.27 | 7 | 0
2030 | VACAR_2_SOCO | VACAR | SOCO | Internal | Summer | B8 | 500 | 3000 | 0 | 43.99 | 45.97 | 7 | 0
2030 | VACAR_2_SOCO | VACAR | SOCO | Internal | Summer | B9 | 800 | 3000 | 0 | 40.82 | 45.97 | 7 | 0
2030 | VACAR_2_SOCO | VACAR | SOCO | Internal | Summer | B10 | 1262 | 3000 | 956.98 | 36.77 | 43.77 | 7 | 0
2030 | VACAR_2_SOCO | VACAR | SOCO | Internal | Winter | B16 | 25 | 3000 | 3000 | 52.59 | 59.86 | 7 | 0.27
2030 | VACAR_2_SOCO | VACAR | SOCO | Internal | Winter | B17 | 100 | 3000 | 0 | 43.99 | 50.64 | 7 | 0
2030 | VACAR_2_SOCO | VACAR | SOCO | Internal | Winter | B18 | 400 | 3000 | 822.47 | 41.9 | 48.9 | 7 | 0
2030 | VACAR_2_SOCO | VACAR | SOCO | Internal | Winter | B19 | 700 | 3000 | 1569.78 | 40.51 | 47.51 | 7 | 0
2030 | VACAR_2_SOCO | VACAR | SOCO | Internal | Winter | B20 | 935 | 3000 | 3000 | 36.62 | 45.37 | 7 | 1.75
2030 | VACAR_2_TVA_Transmission | VACAR | TVA_Transmission | Internal | Shoulder | B11 | 25 | 900 | 0 | 50.97 | 50.97 | 7 | 0
2030 | VACAR_2_TVA_Transmission | VACAR | TVA_Transmission | Internal | Shoulder | B12 | 200 | 900 | 0 | 43.99 | 48.27 | 7 | 0
2030 | VACAR_2_TVA_Transmission | VACAR | TVA_Transmission | Internal | Shoulder | B13 | 600 | 900 | 0 | 41.61 | 46.11 | 7 | 0
2030 | VACAR_2_TVA_Transmission | VACAR | TVA_Transmission | Internal | Shoulder | B14 | 900 | 900 | 0 | 40.47 | 44.52 | 7 | 0
2030 | VACAR_2_TVA_Transmission | VACAR | TVA_Transmission | Internal | Shoulder | B15 | 1203 | 900 | 0 | 36.45 | 38.77 | 7 | 0
2030 | VACAR_2_TVA_Transmission | VACAR | TVA_Transmission | Internal | Summer | B1 | 10 | 900 | 0 | 79.19 | 80.38 | 7 | 0
2030 | VACAR_2_TVA_Transmission | VACAR | TVA_Transmission | Internal | Summer | B2 | 25 | 900 | 0 | 80.82 | 79.85 | 7 | 0
2030 | VACAR_2_TVA_Transmission | VACAR | TVA_Transmission | Internal | Summer | B3 | 75 | 900 | 0 | 70.81 | 72.59 | 7 | 0
2030 | VACAR_2_TVA_Transmission | VACAR | TVA_Transmission | Internal | Summer | B4 | 100 | 900 | 900 | 53.63 | 66.63 | 7 | 6
2030 | VACAR_2_TVA_Transmission | VACAR | TVA_Transmission | Internal | Summer | B5 | 200 | 900 | 311.78 | 57.42 | 64.42 | 7 | 0
2030 | VACAR_2_TVA_Transmission | VACAR | TVA_Transmission | Internal | Summer | B6 | 300 | 900 | 0 | 51.29 | 51.54 | 7 | 0
2030 | VACAR_2_TVA_Transmission | VACAR | TVA_Transmission | Internal | Summer | B7 | 400 | 900 | 0 | 46.27 | 46.1 | 7 | 0
2030 | VACAR_2_TVA_Transmission | VACAR | TVA_Transmission | Internal | Summer | B8 | 500 | 900 | 0 | 43.99 | 43.2 | 7 | 0
2030 | VACAR_2_TVA_Transmission | VACAR | TVA_Transmission | Internal | Summer | B9 | 800 | 900 | 0 | 40.82 | 41.02 | 7 | 0
2030 | VACAR_2_TVA_Transmission | VACAR | TVA_Transmission | Internal | Summer | B10 | 1262 | 900 | 0 | 36.77 | 37.98 | 7 | 0
2030 | VACAR_2_TVA_Transmission | VACAR | TVA_Transmission | Internal | Winter | B16 | 25 | 900 | 0 | 52.59 | 52.59 | 7 | 0
2030 | VACAR_2_TVA_Transmission | VACAR | TVA_Transmission | Internal | Winter | B17 | 100 | 900 | 0 | 43.99 | 50.39 | 7 | 0
2030 | VACAR_2_TVA_Transmission | VACAR | TVA_Transmission | Internal | Winter | B18 | 400 | 900 | 0 | 41.9 | 47 | 7 | 0
2030 | VACAR_2_TVA_Transmission | VACAR | TVA_Transmission | Internal | Winter | B19 | 700 | 900 | 0 | 40.51 | 44.19 | 7 | 0
2030 | VACAR_2_TVA_Transmission | VACAR | TVA_Transmission | Internal | Winter | B20 | 935 | 900 | 0 | 36.62 | 39.16 | 7 | 0
2035 | ENT_2_SOCO | ENT | SOCO | Internal | Shoulder | B11 | 25 | 2000 | 0 | 74.88 | 72.54 | 8 | 0
2035 | ENT_2_SOCO | ENT | SOCO | Internal | Shoulder | B12 | 200 | 2000 | 0 | 52.97 | 53.05 | 8 | 0
2035 | ENT_2_SOCO | ENT | SOCO | Internal | Shoulder | B13 | 600 | 2000 | 0 | 52.97 | 53.05 | 8 | 0
2035 | ENT_2_SOCO | ENT | SOCO | Internal | Shoulder | B14 | 900 | 2000 | 0 | 52.58 | 53.05 | 8 | 0
2035 | ENT_2_SOCO | ENT | SOCO | Internal | Shoulder | B15 | 1203 | 2000 | 0 | 50.84 | 48.71 | 8 | 0
2035 | ENT_2_SOCO | ENT | SOCO | Internal | Summer | B1 | 10 | 2000 | 2000 | 86.3 | 94.37 | 8 | 0.07
2035 | ENT_2_SOCO | ENT | SOCO | Internal | Summer | B2 | 25 | 2000 | 0 | 84.7 | 86.6 | 8 | 0
2035 | ENT_2_SOCO | ENT | SOCO | Internal | Summer | B3 | 75 | 2000 | 461.56 | 78.6 | 86.6 | 8 | 0
2035 | ENT_2_SOCO | ENT | SOCO | Internal | Summer | B4 | 100 | 2000 | 488.91 | 78.6 | 86.6 | 8 | 0
2035 | ENT_2_SOCO | ENT | SOCO | Internal | Summer | B5 | 200 | 2000 | 840.96 | 75.59 | 83.59 | 8 | 0
2035 | ENT_2_SOCO | ENT | SOCO | Internal | Summer | B6 | 300 | 2000 | 0 | 72.22 | 71.01 | 8 | 0
2035 | ENT_2_SOCO | ENT | SOCO | Internal | Summer | B7 | 400 | 2000 | 73.48 | 51.78 | 59.78 | 8 | 0
2035 | ENT_2_SOCO | ENT | SOCO | Internal | Summer | B8 | 500 | 2000 | 0 | 51.11 | 51.48 | 8 | 0
2035 | ENT_2_SOCO | ENT | SOCO | Internal | Summer | B9 | 800 | 2000 | 0 | 50.74 | 51.48 | 8 | 0
2035 | ENT_2_SOCO | ENT | SOCO | Internal | Summer | B10 | 1262 | 2000 | 0 | 49.07 | 47.31 | 8 | 0
2035 | ENT_2_SOCO | ENT | SOCO | Internal | Winter | B16 | 25 | 2000 | 1399.57 | 62.59 | 70.59 | 8 | 0
2035 | ENT_2_SOCO | ENT | SOCO | Internal | Winter | B17 | 100 | 2000 | 0 | 56.74 | 56.53 | 8 | 0
2035 | ENT_2_SOCO | ENT | SOCO | Internal | Winter | B18 | 400 | 2000 | 0 | 56.74 | 56.53 | 8 | 0
2035 | ENT_2_SOCO | ENT | SOCO | Internal | Winter | B19 | 700 | 2000 | 0 | 55.71 | 51.82 | 8 | 0
2035 | ENT_2_SOCO | ENT | SOCO | Internal | Winter | B20 | 935 | 2000 | 0 | 49.98 | 51.16 | 8 | 0
2035 | ENT_2_TVA_Transmission | ENT | TVA_Transmission | Internal | Shoulder | B11 | 25 | 2100 | 0 | 74.88 | 65.88 | 8 | 0
2035 | ENT_2_TVA_Transmission | ENT | TVA_Transmission | Internal | Shoulder | B12 | 200 | 2100 | 0 | 52.97 | 57.84 | 8 | 0
2035 | ENT_2_TVA_Transmission | ENT | TVA_Transmission | Internal | Shoulder | B13 | 600 | 2100 | 0 | 52.97 | 52.28 | 8 | 0
2035 | ENT_2_TVA_Transmission | ENT | TVA_Transmission | Internal | Shoulder | B14 | 900 | 2100 | 0 | 52.58 | 50.1 | 8 | 0
2035 | ENT_2_TVA_Transmission | ENT | TVA_Transmission | Internal | Shoulder | B15 | 1203 | 2100 | 0 | 50.84 | 48 | 8 | 0
2035 | ENT_2_TVA_Transmission | ENT | TVA_Transmission | Internal | Summer | B1 | 10 | 2100 | 0 | 86.3 | 91.04 | 8 | 0
2035 | ENT_2_TVA_Transmission | ENT | TVA_Transmission | Internal | Summer | B2 | 25 | 2100 | 0 | 84.7 | 88.74 | 8 | 0
2035 | ENT_2_TVA_Transmission | ENT | TVA_Transmission | Internal | Summer | B3 | 75 | 2100 | 0 | 78.6 | 83.18 | 8 | 0
2035 | ENT_2_TVA_Transmission | ENT | TVA_Transmission | Internal | Summer | B4 | 100 | 2100 | 0 | 78.6 | 81.22 | 8 | 0
2035 | ENT_2_TVA_Transmission | ENT | TVA_Transmission | Internal | Summer | B5 | 200 | 2100 | 0 | 75.59 | 78.08 | 8 | 0
2035 | ENT_2_TVA_Transmission | ENT | TVA_Transmission | Internal | Summer | B6 | 300 | 2100 | 0 | 72.22 | 66.19 | 8 | 0
2035 | ENT_2_TVA_Transmission | ENT | TVA_Transmission | Internal | Summer | B7 | 400 | 2100 | 0 | 51.78 | 53.82 | 8 | 0
2035 | ENT_2_TVA_Transmission | ENT | TVA_Transmission | Internal | Summer | B8 | 500 | 2100 | 0 | 51.11 | 51.34 | 8 | 0
2035 | ENT_2_TVA_Transmission | ENT | TVA_Transmission | Internal | Summer | B9 | 800 | 2100 | 0 | 50.74 | 47.09 | 8 | 0
2035 | ENT_2_TVA_Transmission | ENT | TVA_Transmission | Internal | Summer | B10 | 1262 | 2100 | 0 | 49.07 | 41.44 | 8 | 0
2035 | ENT_2_TVA_Transmission | ENT | TVA_Transmission | Internal | Winter | B16 | 25 | 2100 | 0 | 62.59 | 61.91 | 8 | 0
2035 | ENT_2_TVA_Transmission | ENT | TVA_Transmission | Internal | Winter | B17 | 100 | 2100 | 0 | 56.74 | 58.57 | 8 | 0
2035 | ENT_2_TVA_Transmission | ENT | TVA_Transmission | Internal | Winter | B18 | 400 | 2100 | 0 | 56.74 | 55.06 | 8 | 0
2035 | ENT_2_TVA_Transmission | ENT | TVA_Transmission | Internal | Winter | B19 | 700 | 2100 | 0 | 55.71 | 51.05 | 8 | 0
2035 | ENT_2_TVA_Transmission | ENT | TVA_Transmission | Internal | Winter | B20 | 935 | 2100 | 0 | 49.98 | 45.23 | 8 | 0
2035 | HQ_NEISO_2_NEISO | HQ_NEISO | NEISO | Internal | Shoulder | B11 | 25 | 99999 | 2920 | 42.32 | 42.33 | 0.01 | 0
2035 | HQ_NEISO_2_NEISO | HQ_NEISO | NEISO | Internal | Shoulder | B12 | 200 | 99999 | 2920 | 42.32 | 42.33 | 0.01 | 0
2035 | HQ_NEISO_2_NEISO | HQ_NEISO | NEISO | Internal | Shoulder | B13 | 600 | 99999 | 2920 | 42.32 | 42.33 | 0.01 | 0
2035 | HQ_NEISO_2_NEISO | HQ_NEISO | NEISO | Internal | Shoulder | B14 | 900 | 99999 | 2920 | 42.32 | 42.33 | 0.01 | 0
2035 | HQ_NEISO_2_NEISO | HQ_NEISO | NEISO | Internal | Shoulder | B15 | 1203 | 99999 | 2564.65 | 42.32 | 42.33 | 0.01 | 0
2035 | HQ_NEISO_2_NEISO | HQ_NEISO | NEISO | Internal | Summer | B1 | 10 | 99999 | 2920 | 86.94 | 86.95 | 0.01 | 0
2035 | HQ_NEISO_2_NEISO | HQ_NEISO | NEISO | Internal | Summer | B2 | 25 | 99999 | 2920 | 67.74 | 67.75 | 0.01 | 0
2035 | HQ_NEISO_2_NEISO | HQ_NEISO | NEISO | Internal | Summer | B3 | 75 | 99999 | 2920 | 61.1 | 61.11 | 0.01 | 0
2035 | HQ_NEISO_2_NEISO | HQ_NEISO | NEISO | Internal | Summer | B4 | 100 | 99999 | 2920 | 53.96 | 53.98 | 0.01 | 0
2035 | HQ_NEISO_2_NEISO | HQ_NEISO | NEISO | Internal | Summer | B5 | 200 | 99999 | 2920 | 42.32 | 42.33 | 0.01 | 0
2035 | HQ_NEISO_2_NEISO | HQ_NEISO | NEISO | Internal | Summer | B6 | 300 | 99999 | 2920 | 38.69 | 38.7 | 0.01 | 0
2035 | HQ_NEISO_2_NEISO | HQ_NEISO | NEISO | Internal | Summer | B7 | 400 | 99999 | 2920 | 38.69 | 38.7 | 0.01 | 0
2035 | HQ_NEISO_2_NEISO | HQ_NEISO | NEISO | Internal | Summer | B8 | 500 | 99999 | 2920 | 38.69 | 38.7 | 0.01 | 0
2035 | HQ_NEISO_2_NEISO | HQ_NEISO | NEISO | Internal | Summer | B9 | 800 | 99999 | 2920 | 38.69 | 38.7 | 0.01 | 0
2035 | HQ_NEISO_2_NEISO | HQ_NEISO | NEISO | Internal | Summer | B10 | 1262 | 99999 | 2495.19 | 38.69 | 38.7 | 0.01 | 0
2035 | HQ_NEISO_2_NEISO | HQ_NEISO | NEISO | Internal | Winter | B16 | 25 | 99999 | 2920 | 53.5 | 53.51 | 0.01 | 0
2035 | HQ_NEISO_2_NEISO | HQ_NEISO | NEISO | Internal | Winter | B17 | 100 | 99999 | 2920 | 53.5 | 53.51 | 0.01 | 0
2035 | HQ_NEISO_2_NEISO | HQ_NEISO | NEISO | Internal | Winter | B18 | 400 | 99999 | 2920 | 53.5 | 53.51 | 0.01 | 0
2035 | HQ_NEISO_2_NEISO | HQ_NEISO | NEISO | Internal | Winter | B19 | 700 | 99999 | 2920 | 53.5 | 53.51 | 0.01 | 0
2035 | HQ_NEISO_2_NEISO | HQ_NEISO | NEISO | Internal | Winter | B20 | 935 | 99999 | 2582.72 | 51.49 | 51.51 | 0.01 | 0
2035 | HQ_NY_2_NYISO_A-F | HQ_NY | NYISO_A-F | Internal | Shoulder | B11 | 25 | 99999 | 1500 | 52.66 | 52.67 | 0.01 | 0
2035 | HQ_NY_2_NYISO_A-F | HQ_NY | NYISO_A-F | Internal | Shoulder | B12 | 200 | 99999 | 1500 | 52.66 | 52.67 | 0.01 | 0
2035 | HQ_NY_2_NYISO_A-F | HQ_NY | NYISO_A-F | Internal | Shoulder | B13 | 600 | 99999 | 1500 | 45.79 | 45.81 | 0.01 | 0
2035 | HQ_NY_2_NYISO_A-F | HQ_NY | NYISO_A-F | Internal | Shoulder | B14 | 900 | 99999 | 1500 | 45.32 | 45.33 | 0.01 | 0
2035 | HQ_NY_2_NYISO_A-F | HQ_NY | NYISO_A-F | Internal | Shoulder | B15 | 1203 | 99999 | 1317.46 | 45.3 | 45.31 | 0.01 | 0
2035 | HQ_NY_2_NYISO_A-F | HQ_NY | NYISO_A-F | Internal | Summer | B1 | 10 | 99999 | 1500 | 83.94 | 83.95 | 0.01 | 0
2035 | HQ_NY_2_NYISO_A-F | HQ_NY | NYISO_A-F | Internal | Summer | B2 | 25 | 99999 | 1500 | 70.71 | 70.73 | 0.01 | 0
2035 | HQ_NY_2_NYISO_A-F | HQ_NY | NYISO_A-F | Internal | Summer | B3 | 75 | 99999 | 1500 | 64.1 | 64.11 | 0.01 | 0
2035 | HQ_NY_2_NYISO_A-F | HQ_NY | NYISO_A-F | Internal | Summer | B4 | 100 | 99999 | 1500 | 58.07 | 58.08 | 0.01 | 0
2035 | HQ_NY_2_NYISO_A-F | HQ_NY | NYISO_A-F | Internal | Summer | B5 | 200 | 99999 | 1500 | 58.07 | 58.08 | 0.01 | 0
2035 | HQ_NY_2_NYISO_A-F | HQ_NY | NYISO_A-F | Internal | Summer | B6 | 300 | 99999 | 1500 | 53.69 | 53.7 | 0.01 | 0
2035 | HQ_NY_2_NYISO_A-F | HQ_NY | NYISO_A-F | Internal | Summer | B7 | 400 | 99999 | 1500 | 48.77 | 48.78 | 0.01 | 0
2035 | HQ_NY_2_NYISO_A-F | HQ_NY | NYISO_A-F | Internal | Summer | B8 | 500 | 99999 | 1500 | 44.46 | 44.48 | 0.01 | 0
2035 | HQ_NY_2_NYISO_A-F | HQ_NY | NYISO_A-F | Internal | Summer | B9 | 800 | 99999 | 1500 | 41.77 | 41.78 | 0.01 | 0
2035 | HQ_NY_2_NYISO_A-F | HQ_NY | NYISO_A-F | Internal | Summer | B10 | 1262 | 99999 | 1281.77 | 41.77 | 41.78 | 0.01 | 0
2035 | HQ_NY_2_NYISO_A-F | HQ_NY | NYISO_A-F | Internal | Winter | B16 | 25 | 99999 | 1500 | 56.5 | 56.51 | 0.01 | 0
2035 | HQ_NY_2_NYISO_A-F | HQ_NY | NYISO_A-F | Internal | Winter | B17 | 100 | 99999 | 1500 | 54.78 | 54.79 | 0.01 | 0
2035 | HQ_NY_2_NYISO_A-F | HQ_NY | NYISO_A-F | Internal | Winter | B18 | 400 | 99999 | 1500 | 54.29 | 54.3 | 0.01 | 0
2035 | HQ_NY_2_NYISO_A-F | HQ_NY | NYISO_A-F | Internal | Winter | B19 | 700 | 99999 | 1500 | 50.5 | 50.51 | 0.01 | 0
2035 | HQ_NY_2_NYISO_A-F | HQ_NY | NYISO_A-F | Internal | Winter | B20 | 935 | 99999 | 1326.74 | 48.49 | 48.51 | 0.01 | 0
2035 | HQ_IESO_2_IESO | HQ_IESO | IESO | Internal | Shoulder | B11 | 25 | 99999 | 3000 | 45.66 | 45.67 | 0.01 | 0
2035 | HQ_IESO_2_IESO | HQ_IESO | IESO | Internal | Shoulder | B12 | 200 | 99999 | 3000 | 45.66 | 45.67 | 0.01 | 0
2035 | HQ_IESO_2_IESO | HQ_IESO | IESO | Internal | Shoulder | B13 | 600 | 99999 | 3000 | 38.79 | 38.81 | 0.01 | 0
2035 | HQ_IESO_2_IESO | HQ_IESO | IESO | Internal | Shoulder | B14 | 900 | 99999 | 3000 | 37.08 | 37.09 | 0.01 | 0
2035 | HQ_IESO_2_IESO | HQ_IESO | IESO | Internal | Shoulder | B15 | 1203 | 99999 | 2634.91 | 37.08 | 37.09 | 0.01 | 0
2035 | HQ_IESO_2_IESO | HQ_IESO | IESO | Internal | Summer | B1 | 10 | 99999 | 3000 | 76.36 | 76.37 | 0.01 | 0
2035 | HQ_IESO_2_IESO | HQ_IESO | IESO | Internal | Summer | B2 | 25 | 99999 | 3000 | 63.71 | 63.73 | 0.01 | 0
2035 | HQ_IESO_2_IESO | HQ_IESO | IESO | Internal | Summer | B3 | 75 | 99999 | 3000 | 48.84 | 48.85 | 0.01 | 0
2035 | HQ_IESO_2_IESO | HQ_IESO | IESO | Internal | Summer | B4 | 100 | 99999 | 3000 | 48.84 | 48.85 | 0.01 | 0
2035 | HQ_IESO_2_IESO | HQ_IESO | IESO | Internal | Summer | B5 | 200 | 99999 | 3000 | 48.76 | 48.77 | 0.01 | 0
2035 | HQ_IESO_2_IESO | HQ_IESO | IESO | Internal | Summer | B6 | 300 | 99999 | 3000 | 44.95 | 44.96 | 0.01 | 0
2035 | HQ_IESO_2_IESO | HQ_IESO | IESO | Internal | Summer | B7 | 400 | 99999 | 3000 | 41.61 | 41.62 | 0.01 | 0
2035 | HQ_IESO_2_IESO | HQ_IESO | IESO | Internal | Summer | B8 | 500 | 99999 | 3000 | 34.77 | 34.78 | 0.01 | 0
2035 | HQ_IESO_2_IESO | HQ_IESO | IESO | Internal | Summer | B9 | 800 | 99999 | 3000 | 34.77 | 34.78 | 0.01 | 0
2035 | HQ_IESO_2_IESO | HQ_IESO | IESO | Internal | Summer | B10 | 1262 | 99999 | 2563.55 | 34.77 | 34.78 | 0.01 | 0
2035 | HQ_IESO_2_IESO | HQ_IESO | IESO | Internal | Winter | B16 | 25 | 99999 | 3000 | 49.5 | 49.51 | 0.01 | 0
2035 | HQ_IESO_2_IESO | HQ_IESO | IESO | Internal | Winter | B17 | 100 | 99999 | 3000 | 47.78 | 47.79 | 0.01 | 0
2035 | HQ_IESO_2_IESO | HQ_IESO | IESO | Internal | Winter | B18 | 400 | 99999 | 3000 | 47.29 | 47.3 | 0.01 | 0
2035 | HQ_IESO_2_IESO | HQ_IESO | IESO | Internal | Winter | B19 | 700 | 99999 | 3000 | 36.18 | 36.2 | 0.01 | 0
2035 | HQ_IESO_2_IESO | HQ_IESO | IESO | Internal | Winter | B20 | 935 | 99999 | 2653.48 | 34.23 | 34.25 | 0.01 | 0
2035 | IESO_2_MAPP_CA | IESO | MAPP_CA | Internal | Shoulder | B11 | 25 | 262 | 0 | 45.67 | 43.57 | 7 | 0
2035 | IESO_2_MAPP_CA | IESO | MAPP_CA | Internal | Shoulder | B12 | 200 | 262 | 0 | 45.67 | 43.57 | 7 | 0
2035 | IESO_2_MAPP_CA | IESO | MAPP_CA | Internal | Shoulder | B13 | 600 | 262 | 0 | 38.81 | 43.57 | 7 | 0
2035 | IESO_2_MAPP_CA | IESO | MAPP_CA | Internal | Shoulder | B14 | 900 | 262 | 0 | 37.09 | 43.57 | 7 | 0
2035 | IESO_2_MAPP_CA | IESO | MAPP_CA | Internal | Shoulder | B15 | 1203 | 262 | 0 | 37.09 | 43.57 | 7 | 0
2035 | IESO_2_MAPP_CA | IESO | MAPP_CA | Internal | Summer | B1 | 10 | 262 | 0 | 76.37 | 40.77 | 7 | 0
2035 | IESO_2_MAPP_CA | IESO | MAPP_CA | Internal | Summer | B2 | 25 | 262 | 0 | 63.73 | 40.77 | 7 | 0
2035 | IESO_2_MAPP_CA | IESO | MAPP_CA | Internal | Summer | B3 | 75 | 262 | 0 | 48.85 | 40.77 | 7 | 0
2035 | IESO_2_MAPP_CA | IESO | MAPP_CA | Internal | Summer | B4 | 100 | 262 | 0 | 48.85 | 40.77 | 7 | 0
2035 | IESO_2_MAPP_CA | IESO | MAPP_CA | Internal | Summer | B5 | 200 | 262 | 0 | 48.77 | 40.77 | 7 | 0
2035 | IESO_2_MAPP_CA | IESO | MAPP_CA | Internal | Summer | B6 | 300 | 262 | 0 | 44.96 | 40.77 | 7 | 0
2035 | IESO_2_MAPP_CA | IESO | MAPP_CA | Internal | Summer | B7 | 400 | 262 | 0 | 41.62 | 40.77 | 7 | 0
2035 | IESO_2_MAPP_CA | IESO | MAPP_CA | Internal | Summer | B8 | 500 | 262 | 0 | 34.78 | 40.77 | 7 | 0
2035 | IESO_2_MAPP_CA | IESO | MAPP_CA | Internal | Summer | B9 | 800 | 262 | 0 | 34.78 | 40.77 | 7 | 0
2035 | IESO_2_MAPP_CA | IESO | MAPP_CA | Internal | Summer | B10 | 1262 | 262 | 0 | 34.78 | 40.77 | 7 | 0
2035 | IESO_2_MAPP_CA | IESO | MAPP_CA | Internal | Winter | B16 | 25 | 262 | 0 | 49.51 | 51.23 | 7 | 0
2035 | IESO_2_MAPP_CA | IESO | MAPP_CA | Internal | Winter | B17 | 100 | 262 | 0 | 47.79 | 51.23 | 7 | 0
2035 | IESO_2_MAPP_CA | IESO | MAPP_CA | Internal | Winter | B18 | 400 | 262 | 0 | 47.3 | 51.23 | 7 | 0
2035 | IESO_2_MAPP_CA | IESO | MAPP_CA | Internal | Winter | B19 | 700 | 262 | 262 | 36.2 | 51.23 | 7 | 8.03
2035 | IESO_2_MAPP_CA | IESO | MAPP_CA | Internal | Winter | B20 | 935 | 262 | 262 | 34.25 | 51.23 | 7 | 9.98
2035 | IESO_2_MISO_MI | IESO | MISO_MI | Internal | Shoulder | B11 | 25 | 1840 | 1840 | 45.67 | 61.16 | 7 | 8.48
2035 | IESO_2_MISO_MI | IESO | MISO_MI | Internal | Shoulder | B12 | 200 | 1840 | 1840 | 45.67 | 58.14 | 7 | 5.47
2035 | IESO_2_MISO_MI | IESO | MISO_MI | Internal | Shoulder | B13 | 600 | 1840 | 1840 | 38.81 | 51.08 | 7 | 5.27
2035 | IESO_2_MISO_MI | IESO | MISO_MI | Internal | Shoulder | B14 | 900 | 1840 | 1840 | 37.09 | 47.87 | 7 | 3.79
2035 | IESO_2_MISO_MI | IESO | MISO_MI | Internal | Shoulder | B15 | 1203 | 1840 | 1000.19 | 37.09 | 44.09 | 7 | 0
2035 | IESO_2_MISO_MI | IESO | MISO_MI | Internal | Summer | B1 | 10 | 1840 | 876.36 | 76.37 | 83.37 | 7 | 0
2035 | IESO_2_MISO_MI | IESO | MISO_MI | Internal | Summer | B2 | 25 | 1840 | 1840 | 63.73 | 80.71 | 7 | 9.99
2035 | IESO_2_MISO_MI | IESO | MISO_MI | Internal | Summer | B3 | 75 | 1840 | 1840 | 48.85 | 79.18 | 7 | 23.33
2035 | IESO_2_MISO_MI | IESO | MISO_MI | Internal | Summer | B4 | 100 | 1840 | 1840 | 48.85 | 77.22 | 7 | 21.37
2035 | IESO_2_MISO_MI | IESO | MISO_MI | Internal | Summer | B5 | 200 | 1840 | 1840 | 48.77 | 75.52 | 7 | 19.75
2035 | IESO_2_MISO_MI | IESO | MISO_MI | Internal | Summer | B6 | 300 | 1840 | 1840 | 44.96 | 63.72 | 7 | 11.76
2035 | IESO_2_MISO_MI | IESO | MISO_MI | Internal | Summer | B7 | 400 | 1840 | 1840 | 41.62 | 51.13 | 7 | 2.51
2035 | IESO_2_MISO_MI | IESO | MISO_MI | Internal | Summer | B8 | 500 | 1840 | 1840 | 34.78 | 46.17 | 7 | 4.39
2035 | IESO_2_MISO_MI | IESO | MISO_MI | Internal | Summer | B9 | 800 | 1840 | 1840 | 34.78 | 42.76 | 7 | 0.98
2035 | IESO_2_MISO_MI | IESO | MISO_MI | Internal | Summer | B10 | 1262 | 1840 | 1840 | 34.78 | 41.93 | 7 | 0.15
2035 | IESO_2_MISO_MI | IESO | MISO_MI | Internal | Winter | B16 | 25 | 1840 | 1840 | 49.51 | 62.9 | 7 | 6.39
2035 | IESO_2_MISO_MI | IESO | MISO_MI | Internal | Winter | B17 | 100 | 1840 | 1840 | 47.79 | 57.1 | 7 | 2.31
2035 | IESO_2_MISO_MI | IESO | MISO_MI | Internal | Winter | B18 | 400 | 1840 | 1840 | 47.3 | 54.34 | 7 | 0.04
2035 | IESO_2_MISO_MI | IESO | MISO_MI | Internal | Winter | B19 | 700 | 1840 | 1840 | 36.2 | 51.28 | 7 | 8.08
2035 | IESO_2_MISO_MI | IESO | MISO_MI | Internal | Winter | B20 | 935 | 1840 | 1319.96 | 34.25 | 41.25 | 7 | 0
2035 | IESO_2_MISO_W | IESO | MISO_W | Internal | Shoulder | B11 | 25 | 140 | 140 | 45.67 | 74.87 | 7 | 22.19
2035 | IESO_2_MISO_W | IESO | MISO_W | Internal | Shoulder | B12 | 200 | 140 | 140 | 45.67 | 58.11 | 7 | 5.44
2035 | IESO_2_MISO_W | IESO | MISO_W | Internal | Shoulder | B13 | 600 | 140 | 140 | 38.81 | 51.05 | 7 | 5.25
2035 | IESO_2_MISO_W | IESO | MISO_W | Internal | Shoulder | B14 | 900 | 140 | 140 | 37.09 | 47.84 | 7 | 3.75
2035 | IESO_2_MISO_W | IESO | MISO_W | Internal | Shoulder | B15 | 1203 | 140 | 0 | 37.09 | 43.58 | 7 | 0
2035 | IESO_2_MISO_W | IESO | MISO_W | Internal | Summer | B1 | 10 | 140 | 100.17 | 76.37 | 83.37 | 7 | 0
2035 | IESO_2_MISO_W | IESO | MISO_W | Internal | Summer | B2 | 25 | 140 | 140 | 63.73 | 81.31 | 7 | 10.59
2035 | IESO_2_MISO_W | IESO | MISO_W | Internal | Summer | B3 | 75 | 140 | 140 | 48.85 | 81.4 | 7 | 25.55
2035 | IESO_2_MISO_W | IESO | MISO_W | Internal | Summer | B4 | 100 | 140 | 140 | 48.85 | 80.22 | 7 | 24.37
2035 | IESO_2_MISO_W | IESO | MISO_W | Internal | Summer | B5 | 200 | 140 | 140 | 48.77 | 80.22 | 7 | 24.45
2035 | IESO_2_MISO_W | IESO | MISO_W | Internal | Summer | B6 | 300 | 140 | 140 | 44.96 | 65.22 | 7 | 13.26
2035 | IESO_2_MISO_W | IESO | MISO_W | Internal | Summer | B7 | 400 | 140 | 140 | 41.62 | 51.13 | 7 | 2.51
2035 | IESO_2_MISO_W | IESO | MISO_W | Internal | Summer | B8 | 500 | 140 | 140 | 34.78 | 46.13 | 7 | 4.35
2035 | IESO_2_MISO_W | IESO | MISO_W | Internal | Summer | B9 | 800 | 140 | 140 | 34.78 | 42.73 | 7 | 0.95
2035 | IESO_2_MISO_W | IESO | MISO_W | Internal | Summer | B10 | 1262 | 140 | 0 | 34.78 | 40.79 | 7 | 0
2035 | IESO_2_MISO_W | IESO | MISO_W | Internal | Winter | B16 | 25 | 140 | 0 | 49.51 | 55.43 | 7 | 0
2035 | IESO_2_MISO_W | IESO | MISO_W | Internal | Winter | B17 | 100 | 140 | 80.87 | 47.79 | 54.79 | 7 | 0
2035 | IESO_2_MISO_W | IESO | MISO_W | Internal | Winter | B18 | 400 | 140 | 84.13 | 47.3 | 54.3 | 7 | 0
2035 | IESO_2_MISO_W | IESO | MISO_W | Internal | Winter | B19 | 700 | 140 | 140 | 36.2 | 51.24 | 7 | 8.05
2035 | IESO_2_MISO_W | IESO | MISO_W | Internal | Winter | B20 | 935 | 140 | 0 | 34.25 | 41.21 | 7 | 0
2035 | IESO_2_NYISO_A-F | IESO | NYISO_A-F | Internal | Shoulder | B11 | 25 | 1725 | 743.35 | 45.67 | 52.67 | 7 | 0
2035 | IESO_2_NYISO_A-F | IESO | NYISO_A-F | Internal | Shoulder | B12 | 200 | 1725 | 339.22 | 45.67 | 52.67 | 7 | 0
2035 | IESO_2_NYISO_A-F | IESO | NYISO_A-F | Internal | Shoulder | B13 | 600 | 1725 | 824.77 | 38.81 | 45.81 | 7 | 0
2035 | IESO_2_NYISO_A-F | IESO | NYISO_A-F | Internal | Shoulder | B14 | 900 | 1725 | 1725 | 37.09 | 45.33 | 7 | 1.24
2035 | IESO_2_NYISO_A-F | IESO | NYISO_A-F | Internal | Shoulder | B15 | 1203 | 1725 | 1725 | 37.09 | 45.31 | 7 | 1.22
2035 | IESO_2_NYISO_A-F | IESO | NYISO_A-F | Internal | Summer | B1 | 10 | 1725 | 1725 | 76.37 | 83.95 | 7 | 0.58
2035 | IESO_2_NYISO_A-F | IESO | NYISO_A-F | Internal | Summer | B2 | 25 | 1725 | 1612.79 | 63.73 | 70.73 | 7 | 0
2035 | IESO_2_NYISO_A-F | IESO | NYISO_A-F | Internal | Summer | B3 | 75 | 1725 | 1725 | 48.85 | 64.11 | 7 | 8.26
2035 | IESO_2_NYISO_A-F | IESO | NYISO_A-F | Internal | Summer | B4 | 100 | 1725 | 1725 | 48.85 | 58.08 | 7 | 2.23
2035 | IESO_2_NYISO_A-F | IESO | NYISO_A-F | Internal | Summer | B5 | 200 | 1725 | 1725 | 48.77 | 58.08 | 7 | 2.31
2035 | IESO_2_NYISO_A-F | IESO | NYISO_A-F | Internal | Summer | B6 | 300 | 1725 | 1725 | 44.96 | 53.7 | 7 | 1.74
2035 | IESO_2_NYISO_A-F | IESO | NYISO_A-F | Internal | Summer | B7 | 400 | 1725 | 1725 | 41.62 | 48.78 | 7 | 0.16
2035 | IESO_2_NYISO_A-F | IESO | NYISO_A-F | Internal | Summer | B8 | 500 | 1725 | 1725 | 34.78 | 44.48 | 7 | 2.7
2035 | IESO_2_NYISO_A-F | IESO | NYISO_A-F | Internal | Summer | B9 | 800 | 1725 | 1649.34 | 34.78 | 41.78 | 7 | 0
2035 | IESO_2_NYISO_A-F | IESO | NYISO_A-F | Internal | Summer | B10 | 1262 | 1725 | 1648.45 | 34.78 | 41.78 | 7 | 0
2035 | IESO_2_NYISO_A-F | IESO | NYISO_A-F | Internal | Winter | B16 | 25 | 1725 | 984.1 | 49.51 | 56.51 | 7 | 0
2035 | IESO_2_NYISO_A-F | IESO | NYISO_A-F | Internal | Winter | B17 | 100 | 1725 | 1136.52 | 47.79 | 54.79 | 7 | 0
2035 | IESO_2_NYISO_A-F | IESO | NYISO_A-F | Internal | Winter | B18 | 400 | 1725 | 853.21 | 47.3 | 54.3 | 7 | 0
2035 | IESO_2_NYISO_A-F | IESO | NYISO_A-F | Internal | Winter | B19 | 700 | 1725 | 1725 | 36.2 | 50.51 | 7 | 7.31
2035 | IESO_2_NYISO_A-F | IESO | NYISO_A-F | Internal | Winter | B20 | 935 | 1725 | 1725 | 34.25 | 48.51 | 7 | 7.26
2035 | MAPP_CA_2_IESO | MAPP_CA | IESO | Internal | Shoulder | B11 | 25 | 330 | 0 | 43.57 | 45.67 | 8 | 0
2035 | MAPP_CA_2_IESO | MAPP_CA | IESO | Internal | Shoulder | B12 | 200 | 330 | 0 | 43.57 | 45.67 | 8 | 0
2035 | MAPP_CA_2_IESO | MAPP_CA | IESO | Internal | Shoulder | B13 | 600 | 330 | 0 | 43.57 | 38.81 | 8 | 0
2035 | MAPP_CA_2_IESO | MAPP_CA | IESO | Internal | Shoulder | B14 | 900 | 330 | 0 | 43.57 | 37.09 | 8 | 0
2035 | MAPP_CA_2_IESO | MAPP_CA | IESO | Internal | Shoulder | B15 | 1203 | 330 | 0 | 43.57 | 37.09 | 8 | 0
2035 | MAPP_CA_2_IESO | MAPP_CA | IESO | Internal | Summer | B1 | 10 | 330 | 330 | 40.77 | 76.37 | 8 | 27.6
2035 | MAPP_CA_2_IESO | MAPP_CA | IESO | Internal | Summer | B2 | 25 | 330 | 330 | 40.77 | 63.73 | 8 | 14.95
2035 | MAPP_CA_2_IESO | MAPP_CA | IESO | Internal | Summer | B3 | 75 | 330 | 330 | 40.77 | 48.85 | 8 | 0.08
2035 | MAPP_CA_2_IESO | MAPP_CA | IESO | Internal | Summer | B4 | 100 | 330 | 330 | 40.77 | 48.85 | 8 | 0.08
2035 | MAPP_CA_2_IESO | MAPP_CA | IESO | Internal | Summer | B5 | 200 | 330 | 41.49 | 40.77 | 48.77 | 8 | 0
2035 | MAPP_CA_2_IESO | MAPP_CA | IESO | Internal | Summer | B6 | 300 | 330 | 0 | 40.77 | 44.96 | 8 | 0
2035 | MAPP_CA_2_IESO | MAPP_CA | IESO | Internal | Summer | B7 | 400 | 330 | 0 | 40.77 | 41.62 | 8 | 0
2035 | MAPP_CA_2_IESO | MAPP_CA | IESO | Internal | Summer | B8 | 500 | 330 | 0 | 40.77 | 34.78 | 8 | 0
2035 | MAPP_CA_2_IESO | MAPP_CA | IESO | Internal | Summer | B9 | 800 | 330 | 0 | 40.77 | 34.78 | 8 | 0
2035 | MAPP_CA_2_IESO | MAPP_CA | IESO | Internal | Summer | B10 | 1262 | 330 | 0 | 40.77 | 34.78 | 8 | 0
2035 | MAPP_CA_2_IESO | MAPP_CA | IESO | Internal | Winter | B16 | 25 | 330 | 0 | 51.23 | 49.51 | 8 | 0
2035 | MAPP_CA_2_IESO | MAPP_CA | IESO | Internal | Winter | B17 | 100 | 330 | 0 | 51.23 | 47.79 | 8 | 0
2035 | MAPP_CA_2_IESO | MAPP_CA | IESO | Internal | Winter | B18 | 400 | 330 | 0 | 51.23 | 47.3 | 8 | 0
2035 | MAPP_CA_2_IESO | MAPP_CA | IESO | Internal | Winter | B19 | 700 | 330 | 0 | 51.23 | 36.2 | 8 | 0
2035 | MAPP_CA_2_IESO | MAPP_CA | IESO | Internal | Winter | B20 | 935 | 330 | 0 | 51.23 | 34.25 | 8 | 0
2035 | MAPP_CA_2_MAPP_US | MAPP_CA | MAPP_US | Internal | Shoulder | B11 | 25 | 372 | 372 | 43.57 | 67.87 | 7 | 17.3
2035 | MAPP_CA_2_MAPP_US | MAPP_CA | MAPP_US | Internal | Shoulder | B12 | 200 | 372 | 0 | 43.57 | 46.25 | 7 | 0
2035 | MAPP_CA_2_MAPP_US | MAPP_CA | MAPP_US | Internal | Shoulder | B13 | 600 | 372 | 0 | 43.57 | 44.04 | 7 | 0
2035 | MAPP_CA_2_MAPP_US | MAPP_CA | MAPP_US | Internal | Shoulder | B14 | 900 | 372 | 0 | 43.57 | 40.84 | 7 | 0
2035 | MAPP_CA_2_MAPP_US | MAPP_CA | MAPP_US | Internal | Shoulder | B15 | 1203 | 372 | 0 | 43.57 | 34.68 | 7 | 0
2035 | MAPP_CA_2_MAPP_US | MAPP_CA | MAPP_US | Internal | Summer | B1 | 10 | 372 | 372 | 40.77 | 76.37 | 7 | 28.6
2035 | MAPP_CA_2_MAPP_US | MAPP_CA | MAPP_US | Internal | Summer | B2 | 25 | 372 | 372 | 40.77 | 74.31 | 7 | 26.54
2035 | MAPP_CA_2_MAPP_US | MAPP_CA | MAPP_US | Internal | Summer | B3 | 75 | 372 | 372 | 40.77 | 74.4 | 7 | 26.63
2035 | MAPP_CA_2_MAPP_US | MAPP_CA | MAPP_US | Internal | Summer | B4 | 100 | 372 | 372 | 40.77 | 73.22 | 7 | 25.45
2035 | MAPP_CA_2_MAPP_US | MAPP_CA | MAPP_US | Internal | Summer | B5 | 200 | 372 | 372 | 40.77 | 73.22 | 7 | 25.45
2035 | MAPP_CA_2_MAPP_US | MAPP_CA | MAPP_US | Internal | Summer | B6 | 300 | 372 | 372 | 40.77 | 58.22 | 7 | 10.45
2035 | MAPP_CA_2_MAPP_US | MAPP_CA | MAPP_US | Internal | Summer | B7 | 400 | 372 | 0 | 40.77 | 44.13 | 7 | 0
2035 | MAPP_CA_2_MAPP_US | MAPP_CA | MAPP_US | Internal | Summer | B8 | 500 | 372 | 0 | 40.77 | 39.13 | 7 | 0
2035 | MAPP_CA_2_MAPP_US | MAPP_CA | MAPP_US | Internal | Summer | B9 | 800 | 372 | 0 | 40.77 | 35.73 | 7 | 0
2035 | MAPP_CA_2_MAPP_US | MAPP_CA | MAPP_US | Internal | Summer | B10 | 1262 | 372 | 0 | 40.77 | 33.79 | 7 | 0
2035 | MAPP_CA_2_MAPP_US | MAPP_CA | MAPP_US | Internal | Winter | B16 | 25 | 372 | 0 | 51.23 | 44.24 | 7 | 0
2035 | MAPP_CA_2_MAPP_US | MAPP_CA | MAPP_US | Internal | Winter | B17 | 100 | 372 | 0 | 51.23 | 44.73 | 7 | 0
2035 | MAPP_CA_2_MAPP_US | MAPP_CA | MAPP_US | Internal | Winter | B18 | 400 | 372 | 0 | 51.23 | 44.73 | 7 | 0
2035 | MAPP_CA_2_MAPP_US | MAPP_CA | MAPP_US | Internal | Winter | B19 | 700 | 372 | 0 | 51.23 | 44.24 | 7 | 0
2035 | MAPP_CA_2_MAPP_US | MAPP_CA | MAPP_US | Internal | Winter | B20 | 935 | 372 | 0 | 51.23 | 33.17 | 7 | 0
2035 | MAPP_CA_2_MISO_W | MAPP_CA | MISO_W | Internal | Shoulder | B11 | 25 | 1988 | 1988 | 43.57 | 74.87 | 0.01 | 31.29
2035 | MAPP_CA_2_MISO_W | MAPP_CA | MISO_W | Internal | Shoulder | B12 | 200 | 1988 | 1988 | 43.57 | 58.11 | 0.01 | 14.53
2035 | MAPP_CA_2_MISO_W | MAPP_CA | MISO_W | Internal | Shoulder | B13 | 600 | 1988 | 1988 | 43.57 | 51.05 | 0.01 | 7.48
2035 | MAPP_CA_2_MISO_W | MAPP_CA | MISO_W | Internal | Shoulder | B14 | 900 | 1988 | 1988 | 43.57 | 47.84 | 0.01 | 4.26
2035 | MAPP_CA_2_MISO_W | MAPP_CA | MISO_W | Internal | Shoulder | B15 | 1203 | 1988 | 762.97 | 43.57 | 43.58 | 0.01 | 0
2035 | MAPP_CA_2_MISO_W | MAPP_CA | MISO_W | Internal | Summer | B1 | 10 | 1988 | 1988 | 40.77 | 83.37 | 0.01 | 42.59
2035 | MAPP_CA_2_MISO_W | MAPP_CA | MISO_W | Internal | Summer | B2 | 25 | 1988 | 1988 | 40.77 | 81.31 | 0.01 | 40.53
2035 | MAPP_CA_2_MISO_W | MAPP_CA | MISO_W | Internal | Summer | B3 | 75 | 1988 | 1988 | 40.77 | 81.4 | 0.01 | 40.62
2035 | MAPP_CA_2_MISO_W | MAPP_CA | MISO_W | Internal | Summer | B4 | 100 | 1988 | 1988 | 40.77 | 80.22 | 0.01 | 39.44
2035 | MAPP_CA_2_MISO_W | MAPP_CA | MISO_W | Internal | Summer | B5 | 200 | 1988 | 1988 | 40.77 | 80.22 | 0.01 | 39.44
2035 | MAPP_CA_2_MISO_W | MAPP_CA | MISO_W | Internal | Summer | B6 | 300 | 1988 | 1988 | 40.77 | 65.22 | 0.01 | 24.44
2035 | MAPP_CA_2_MISO_W | MAPP_CA | MISO_W | Internal | Summer | B7 | 400 | 1988 | 1988 | 40.77 | 51.13 | 0.01 | 10.34
2035 | MAPP_CA_2_MISO_W | MAPP_CA | MISO_W | Internal | Summer | B8 | 500 | 1988 | 1988 | 40.77 | 46.13 | 0.01 | 5.35
2035 | MAPP_CA_2_MISO_W | MAPP_CA | MISO_W | Internal | Summer | B9 | 800 | 1988 | 1988 | 40.77 | 42.73 | 0.01 | 1.95
2035 | MAPP_CA_2_MISO_W | MAPP_CA | MISO_W | Internal | Summer | B10 | 1262 | 1988 | 431.23 | 40.77 | 40.79 | 0.01 | 0
2035 | MAPP_CA_2_MISO_W | MAPP_CA | MISO_W | Internal | Winter | B16 | 25 | 1988 | 1988 | 51.23 | 55.43 | 0.01 | 4.19
2035 | MAPP_CA_2_MISO_W | MAPP_CA | MISO_W | Internal | Winter | B17 | 100 | 1988 | 1988 | 51.23 | 54.79 | 0.01 | 3.55
2035 | MAPP_CA_2_MISO_W | MAPP_CA | MISO_W | Internal | Winter | B18 | 400 | 1988 | 1988 | 51.23 | 54.3 | 0.01 | 3.06
2035 | MAPP_CA_2_MISO_W | MAPP_CA | MISO_W | Internal | Winter | B19 | 700 | 1988 | 1694.74 | 51.23 | 51.24 | 0.01 | 0
2035 | MAPP_CA_2_MISO_W | MAPP_CA | MISO_W | Internal | Winter | B20 | 935 | 1988 | 0 | 51.23 | 41.21 | 0.01 | 0
2035 | MAPP_US_2_MAPP_CA | MAPP_US | MAPP_CA | Internal | Shoulder | B11 | 25 | 165 | 0 | 67.87 | 43.57 | 7 | 0
2035 | MAPP_US_2_MAPP_CA | MAPP_US | MAPP_CA | Internal | Shoulder | B12 | 200 | 165 | 0 | 46.25 | 43.57 | 7 | 0
2035 | MAPP_US_2_MAPP_CA | MAPP_US | MAPP_CA | Internal | Shoulder | B13 | 600 | 165 | 0 | 44.04 | 43.57 | 7 | 0
2035 | MAPP_US_2_MAPP_CA | MAPP_US | MAPP_CA | Internal | Shoulder | B14 | 900 | 165 | 0 | 40.84 | 43.57 | 7 | 0
2035 | MAPP_US_2_MAPP_CA | MAPP_US | MAPP_CA | Internal | Shoulder | B15 | 1203 | 165 | 165 | 34.68 | 43.57 | 7 | 1.89
2035 | MAPP_US_2_MAPP_CA | MAPP_US | MAPP_CA | Internal | Summer | B1 | 10 | 165 | 0 | 76.37 | 40.77 | 7 | 0
2035 | MAPP_US_2_MAPP_CA | MAPP_US | MAPP_CA | Internal | Summer | B2 | 25 | 165 | 0 | 74.31 | 40.77 | 7 | 0
2035 | MAPP_US_2_MAPP_CA | MAPP_US | MAPP_CA | Internal | Summer | B3 | 75 | 165 | 0 | 74.4 | 40.77 | 7 | 0
2035 | MAPP_US_2_MAPP_CA | MAPP_US | MAPP_CA | Internal | Summer | B4 | 100 | 165 | 0 | 73.22 | 40.77 | 7 | 0
2035 | MAPP_US_2_MAPP_CA | MAPP_US | MAPP_CA | Internal | Summer | B5 | 200 | 165 | 0 | 73.22 | 40.77 | 7 | 0
2035 | MAPP_US_2_MAPP_CA | MAPP_US | MAPP_CA | Internal | Summer | B6 | 300 | 165 | 0 | 58.22 | 40.77 | 7 | 0
2035 | MAPP_US_2_MAPP_CA | MAPP_US | MAPP_CA | Internal | Summer | B7 | 400 | 165 | 0 | 44.13 | 40.77 | 7 | 0
2035 | MAPP_US_2_MAPP_CA | MAPP_US | MAPP_CA | Internal | Summer | B8 | 500 | 165 | 0 | 39.13 | 40.77 | 7 | 0
2035 | MAPP_US_2_MAPP_CA | MAPP_US | MAPP_CA | Internal | Summer | B9 | 800 | 165 | 0 | 35.73 | 40.77 | 7 | 0
2035 | MAPP_US_2_MAPP_CA | MAPP_US | MAPP_CA | Internal | Summer | B10 | 1262 | 165 | 0 | 33.79 | 40.77 | 7 | 0
2035 | MAPP_US_2_MAPP_CA | MAPP_US | MAPP_CA | Internal | Winter | B16 | 25 | 165 | 0 | 44.24 | 51.23 | 7 | 0
2035 | MAPP_US_2_MAPP_CA | MAPP_US | MAPP_CA | Internal | Winter | B17 | 100 | 165 | 0 | 44.73 | 51.23 | 7 | 0
2035 | MAPP_US_2_MAPP_CA | MAPP_US | MAPP_CA | Internal | Winter | B18 | 400 | 165 | 0 | 44.73 | 51.23 | 7 | 0
2035 | MAPP_US_2_MAPP_CA | MAPP_US | MAPP_CA | Internal | Winter | B19 | 700 | 165 | 0 | 44.24 | 51.23 | 7 | 0
2035 | MAPP_US_2_MAPP_CA | MAPP_US | MAPP_CA | Internal | Winter | B20 | 935 | 165 | 165 | 33.17 | 51.23 | 7 | 11.06
2035 | MAPP_US_2_MISO_W | MAPP_US | MISO_W | Internal | Shoulder | B11 | 25 | 2635 | 1649.18 | 67.87 | 74.87 | 7 | 0
2035 | MAPP_US_2_MISO_W | MAPP_US | MISO_W | Internal | Shoulder | B12 | 200 | 2635 | 2635 | 46.25 | 58.11 | 7 | 4.86
2035 | MAPP_US_2_MISO_W | MAPP_US | MISO_W | Internal | Shoulder | B13 | 600 | 2635 | 2635 | 44.04 | 51.05 | 7 | 0.02
2035 | MAPP_US_2_MISO_W | MAPP_US | MISO_W | Internal | Shoulder | B14 | 900 | 2635 | 2314.36 | 40.84 | 47.84 | 7 | 0
2035 | MAPP_US_2_MISO_W | MAPP_US | MISO_W | Internal | Shoulder | B15 | 1203 | 2635 | 2635 | 34.68 | 43.58 | 7 | 1.9
2035 | MAPP_US_2_MISO_W | MAPP_US | MISO_W | Internal | Summer | B1 | 10 | 2635 | 1910.46 | 76.37 | 83.37 | 7 | 0
2035 | MAPP_US_2_MISO_W | MAPP_US | MISO_W | Internal | Summer | B2 | 25 | 2635 | 1065.56 | 74.31 | 81.31 | 7 | 0
2035 | MAPP_US_2_MISO_W | MAPP_US | MISO_W | Internal | Summer | B3 | 75 | 2635 | 1961.6 | 74.4 | 81.4 | 7 | 0
2035 | MAPP_US_2_MISO_W | MAPP_US | MISO_W | Internal | Summer | B4 | 100 | 2635 | 1081.24 | 73.22 | 80.22 | 7 | 0
2035 | MAPP_US_2_MISO_W | MAPP_US | MISO_W | Internal | Summer | B5 | 200 | 2635 | 1201.93 | 73.22 | 80.22 | 7 | 0
2035 | MAPP_US_2_MISO_W | MAPP_US | MISO_W | Internal | Summer | B6 | 300 | 2635 | 735.46 | 58.22 | 65.22 | 7 | 0
2035 | MAPP_US_2_MISO_W | MAPP_US | MISO_W | Internal | Summer | B7 | 400 | 2635 | 819 | 44.13 | 51.13 | 7 | 0
2035 | MAPP_US_2_MISO_W | MAPP_US | MISO_W | Internal | Summer | B8 | 500 | 2635 | 1524.88 | 39.13 | 46.13 | 7 | 0
2035 | MAPP_US_2_MISO_W | MAPP_US | MISO_W | Internal | Summer | B9 | 800 | 2635 | 1040.73 | 35.73 | 42.73 | 7 | 0
2035 | MAPP_US_2_MISO_W | MAPP_US | MISO_W | Internal | Summer | B10 | 1262 | 2635 | 1310.26 | 33.79 | 40.79 | 7 | 0
2035 | MAPP_US_2_MISO_W | MAPP_US | MISO_W | Internal | Winter | B16 | 25 | 2635 | 2635 | 44.24 | 55.43 | 7 | 4.19
2035 | MAPP_US_2_MISO_W | MAPP_US | MISO_W | Internal | Winter | B17 | 100 | 2635 | 2635 | 44.73 | 54.79 | 7 | 3.06
2035 | MAPP_US_2_MISO_W | MAPP_US | MISO_W | Internal | Winter | B18 | 400 | 2635 | 2635 | 44.73 | 54.3 | 7 | 2.57
2035 | MAPP_US_2_MISO_W | MAPP_US | MISO_W | Internal | Winter | B19 | 700 | 2635 | 2169.87 | 44.24 | 51.24 | 7 | 0
2035 | MAPP_US_2_MISO_W | MAPP_US | MISO_W | Internal | Winter | B20 | 935 | 2635 | 2635 | 33.17 | 41.21 | 7 | 1.04
2035 | MAPP_US_2_NE | MAPP_US | NE | Internal | Shoulder | B11 | 25 | 2000 | 2000 | 67.87 | 80.8 | 7 | 5.94
2035 | MAPP_US_2_NE | MAPP_US | NE | Internal | Shoulder | B12 | 200 | 2000 | 392.67 | 46.25 | 53.25 | 7 | 0
2035 | MAPP_US_2_NE | MAPP_US | NE | Internal | Shoulder | B13 | 600 | 2000 | 679.89 | 44.04 | 51.04 | 7 | 0
2035 | MAPP_US_2_NE | MAPP_US | NE | Internal | Shoulder | B14 | 900 | 2000 | 0 | 40.84 | 47.59 | 7 | 0
2035 | MAPP_US_2_NE | MAPP_US | NE | Internal | Shoulder | B15 | 1203 | 2000 | 0 | 34.68 | 41.46 | 7 | 0
2035 | MAPP_US_2_NE | MAPP_US | NE | Internal | Summer | B1 | 10 | 2000 | 0 | 76.37 | 83.18 | 7 | 0
2035 | MAPP_US_2_NE | MAPP_US | NE | Internal | Summer | B2 | 25 | 2000 | 1580.98 | 74.31 | 81.31 | 7 | 0
2035 | MAPP_US_2_NE | MAPP_US | NE | Internal | Summer | B3 | 75 | 2000 | 710.63 | 74.4 | 81.4 | 7 | 0
2035 | MAPP_US_2_NE | MAPP_US | NE | Internal | Summer | B4 | 100 | 2000 | 2000 | 73.22 | 81.29 | 7 | 1.06
2035 | MAPP_US_2_NE | MAPP_US | NE | Internal | Summer | B5 | 200 | 2000 | 2000 | 73.22 | 81.29 | 7 | 1.06
2035 | MAPP_US_2_NE | MAPP_US | NE | Internal | Summer | B6 | 300 | 2000 | 2000 | 58.22 | 72.21 | 7 | 6.99
2035 | MAPP_US_2_NE | MAPP_US | NE | Internal | Summer | B7 | 400 | 2000 | 2000 | 44.13 | 58.12 | 7 | 6.99
2035 | MAPP_US_2_NE | MAPP_US | NE | Internal | Summer | B8 | 500 | 2000 | 2000 | 39.13 | 50.59 | 7 | 4.46
2035 | MAPP_US_2_NE | MAPP_US | NE | Internal | Summer | B9 | 800 | 2000 | 2000 | 35.73 | 48.76 | 7 | 6.03
2035 | MAPP_US_2_NE | MAPP_US | NE | Internal | Summer | B10 | 1262 | 2000 | 2000 | 33.79 | 41.64 | 7 | 0.86
2035 | MAPP_US_2_NE | MAPP_US | NE | Internal | Winter | B16 | 25 | 2000 | 2000 | 44.24 | 57.58 | 7 | 6.34
2035 | MAPP_US_2_NE | MAPP_US | NE | Internal | Winter | B17 | 100 | 2000 | 1460.24 | 44.73 | 51.73 | 7 | 0
2035 | MAPP_US_2_NE | MAPP_US | NE | Internal | Winter | B18 | 400 | 2000 | 1156.58 | 44.73 | 51.73 | 7 | 0
2035 | MAPP_US_2_NE | MAPP_US | NE | Internal | Winter | B19 | 700 | 2000 | 0 | 44.24 | 50.73 | 7 | 0
2035 | MAPP_US_2_NE | MAPP_US | NE | Internal | Winter | B20 | 935 | 2000 | 0 | 33.17 | 40.13 | 7 | 0
2035 | MARITIMES_2_NEISO | MARITIMES | NEISO | Internal | Shoulder | B11 | 25 | 99999 | 1900 | 42.32 | 42.33 | 0.01 | 0
2035 | MARITIMES_2_NEISO | MARITIMES | NEISO | Internal | Shoulder | B12 | 200 | 99999 | 1900 | 42.32 | 42.33 | 0.01 | 0
2035 | MARITIMES_2_NEISO | MARITIMES | NEISO | Internal | Shoulder | B13 | 600 | 99999 | 1900 | 42.32 | 42.33 | 0.01 | 0
2035 | MARITIMES_2_NEISO | MARITIMES | NEISO | Internal | Shoulder | B14 | 900 | 99999 | 1900 | 42.32 | 42.33 | 0.01 | 0
2035 | MARITIMES_2_NEISO | MARITIMES | NEISO | Internal | Shoulder | B15 | 1203 | 99999 | 1425.39 | 42.32 | 42.33 | 0.01 | 0
2035 | MARITIMES_2_NEISO | MARITIMES | NEISO | Internal | Summer | B1 | 10 | 99999 | 1900 | 86.94 | 86.95 | 0.01 | 0
2035 | MARITIMES_2_NEISO | MARITIMES | NEISO | Internal | Summer | B2 | 25 | 99999 | 1900 | 67.74 | 67.75 | 0.01 | 0
2035 | MARITIMES_2_NEISO | MARITIMES | NEISO | Internal | Summer | B3 | 75 | 99999 | 1900 | 61.1 | 61.11 | 0.01 | 0
2035 | MARITIMES_2_NEISO | MARITIMES | NEISO | Internal | Summer | B4 | 100 | 99999 | 1900 | 53.96 | 53.98 | 0.01 | 0
2035 | MARITIMES_2_NEISO | MARITIMES | NEISO | Internal | Summer | B5 | 200 | 99999 | 1900 | 42.32 | 42.33 | 0.01 | 0
2035 | MARITIMES_2_NEISO | MARITIMES | NEISO | Internal | Summer | B6 | 300 | 99999 | 1900 | 38.69 | 38.7 | 0.01 | 0
2035 | MARITIMES_2_NEISO | MARITIMES | NEISO | Internal | Summer | B7 | 400 | 99999 | 1900 | 38.69 | 38.7 | 0.01 | 0
2035 | MARITIMES_2_NEISO | MARITIMES | NEISO | Internal | Summer | B8 | 500 | 99999 | 1900 | 38.69 | 38.7 | 0.01 | 0
2035 | MARITIMES_2_NEISO | MARITIMES | NEISO | Internal | Summer | B9 | 800 | 99999 | 1900 | 38.69 | 38.7 | 0.01 | 0
2035 | MARITIMES_2_NEISO | MARITIMES | NEISO | Internal | Summer | B10 | 1262 | 99999 | 1332.61 | 38.69 | 38.7 | 0.01 | 0
2035 | MARITIMES_2_NEISO | MARITIMES | NEISO | Internal | Winter | B16 | 25 | 99999 | 1900 | 53.5 | 53.51 | 0.01 | 0
2035 | MARITIMES_2_NEISO | MARITIMES | NEISO | Internal | Winter | B17 | 100 | 99999 | 1900 | 53.5 | 53.51 | 0.01 | 0
2035 | MARITIMES_2_NEISO | MARITIMES | NEISO | Internal | Winter | B18 | 400 | 99999 | 1900 | 53.5 | 53.51 | 0.01 | 0
2035 | MARITIMES_2_NEISO | MARITIMES | NEISO | Internal | Winter | B19 | 700 | 99999 | 1900 | 53.5 | 53.51 | 0.01 | 0
2035 | MARITIMES_2_NEISO | MARITIMES | NEISO | Internal | Winter | B20 | 935 | 99999 | 1449.52 | 51.49 | 51.51 | 0.01 | 0
2035 | MISO_IN_2_MISO_MI | MISO_IN | MISO_MI | Internal | Shoulder | B11 | 25 | 5000 | 0 | 74.87 | 61.16 | 0.01 | 0
2035 | MISO_IN_2_MISO_MI | MISO_IN | MISO_MI | Internal | Shoulder | B12 | 200 | 5000 | 792.36 | 58.13 | 58.14 | 0.01 | 0
2035 | MISO_IN_2_MISO_MI | MISO_IN | MISO_MI | Internal | Shoulder | B13 | 600 | 5000 | 691.81 | 51.07 | 51.08 | 0.01 | 0
2035 | MISO_IN_2_MISO_MI | MISO_IN | MISO_MI | Internal | Shoulder | B14 | 900 | 5000 | 1715.02 | 47.86 | 47.87 | 0.01 | 0
2035 | MISO_IN_2_MISO_MI | MISO_IN | MISO_MI | Internal | Shoulder | B15 | 1203 | 5000 | 2004.1 | 44.08 | 44.09 | 0.01 | 0
2035 | MISO_IN_2_MISO_MI | MISO_IN | MISO_MI | Internal | Summer | B1 | 10 | 5000 | 0 | 83.38 | 83.37 | 0.01 | 0
2035 | MISO_IN_2_MISO_MI | MISO_IN | MISO_MI | Internal | Summer | B2 | 25 | 5000 | 0 | 80.73 | 80.71 | 0.01 | 0
2035 | MISO_IN_2_MISO_MI | MISO_IN | MISO_MI | Internal | Summer | B3 | 75 | 5000 | 0 | 79.2 | 79.18 | 0.01 | 0
2035 | MISO_IN_2_MISO_MI | MISO_IN | MISO_MI | Internal | Summer | B4 | 100 | 5000 | 0 | 78.74 | 77.22 | 0.01 | 0
2035 | MISO_IN_2_MISO_MI | MISO_IN | MISO_MI | Internal | Summer | B5 | 200 | 5000 | 0 | 76.43 | 75.52 | 0.01 | 0
2035 | MISO_IN_2_MISO_MI | MISO_IN | MISO_MI | Internal | Summer | B6 | 300 | 5000 | 0 | 64.21 | 63.72 | 0.01 | 0
2035 | MISO_IN_2_MISO_MI | MISO_IN | MISO_MI | Internal | Summer | B7 | 400 | 5000 | 865.66 | 51.12 | 51.13 | 0.01 | 0
2035 | MISO_IN_2_MISO_MI | MISO_IN | MISO_MI | Internal | Summer | B8 | 500 | 5000 | 2861.55 | 46.16 | 46.17 | 0.01 | 0
2035 | MISO_IN_2_MISO_MI | MISO_IN | MISO_MI | Internal | Summer | B9 | 800 | 5000 | 1952.76 | 42.74 | 42.76 | 0.01 | 0
2035 | MISO_IN_2_MISO_MI | MISO_IN | MISO_MI | Internal | Summer | B10 | 1262 | 5000 | 2655.17 | 41.92 | 41.93 | 0.01 | 0
2035 | MISO_IN_2_MISO_MI | MISO_IN | MISO_MI | Internal | Winter | B16 | 25 | 5000 | 0 | 62.91 | 62.9 | 0.01 | 0
2035 | MISO_IN_2_MISO_MI | MISO_IN | MISO_MI | Internal | Winter | B17 | 100 | 5000 | 120.33 | 57.09 | 57.1 | 0.01 | 0
2035 | MISO_IN_2_MISO_MI | MISO_IN | MISO_MI | Internal | Winter | B18 | 400 | 5000 | 609.14 | 54.33 | 54.34 | 0.01 | 0
2035 | MISO_IN_2_MISO_MI | MISO_IN | MISO_MI | Internal | Winter | B19 | 700 | 5000 | 979.59 | 51.27 | 51.28 | 0.01 | 0
2035 | MISO_IN_2_MISO_MI | MISO_IN | MISO_MI | Internal | Winter | B20 | 935 | 5000 | 524.8 | 41.23 | 41.25 | 0.01 | 0
2035 | MISO_IN_2_MISO_MO-IL | MISO_IN | MISO_MO-IL | Internal | Shoulder | B11 | 25 | 5000 | 1774.14 | 74.87 | 74.88 | 0.01 | 0
2035 | MISO_IN_2_MISO_MO-IL | MISO_IN | MISO_MO-IL | Internal | Shoulder | B12 | 200 | 5000 | 0 | 58.13 | 58.12 | 0.01 | 0
2035 | MISO_IN_2_MISO_MO-IL | MISO_IN | MISO_MO-IL | Internal | Shoulder | B13 | 600 | 5000 | 0 | 51.07 | 51.07 | 0.01 | 0
2035 | MISO_IN_2_MISO_MO-IL | MISO_IN | MISO_MO-IL | Internal | Shoulder | B14 | 900 | 5000 | 0 | 47.86 | 47.85 | 0.01 | 0
2035 | MISO_IN_2_MISO_MO-IL | MISO_IN | MISO_MO-IL | Internal | Shoulder | B15 | 1203 | 5000 | 0 | 44.08 | 43.59 | 0.01 | 0
2035 | MISO_IN_2_MISO_MO-IL | MISO_IN | MISO_MO-IL | Internal | Summer | B1 | 10 | 5000 | 0.02 | 83.38 | 83.38 | 0.01 | 0
2035 | MISO_IN_2_MISO_MO-IL | MISO_IN | MISO_MO-IL | Internal | Summer | B2 | 25 | 5000 | 1719.65 | 80.73 | 80.74 | 0.01 | 0
2035 | MISO_IN_2_MISO_MO-IL | MISO_IN | MISO_MO-IL | Internal | Summer | B3 | 75 | 5000 | 0 | 79.2 | 79.18 | 0.01 | 0
2035 | MISO_IN_2_MISO_MO-IL | MISO_IN | MISO_MO-IL | Internal | Summer | B4 | 100 | 5000 | 1680.66 | 78.74 | 78.76 | 0.01 | 0
2035 | MISO_IN_2_MISO_MO-IL | MISO_IN | MISO_MO-IL | Internal | Summer | B5 | 200 | 5000 | 1905.33 | 76.43 | 76.45 | 0.01 | 0
2035 | MISO_IN_2_MISO_MO-IL | MISO_IN | MISO_MO-IL | Internal | Summer | B6 | 300 | 5000 | 2298.99 | 64.21 | 64.22 | 0.01 | 0
2035 | MISO_IN_2_MISO_MO-IL | MISO_IN | MISO_MO-IL | Internal | Summer | B7 | 400 | 5000 | 325.64 | 51.12 | 51.13 | 0.01 | 0
2035 | MISO_IN_2_MISO_MO-IL | MISO_IN | MISO_MO-IL | Internal | Summer | B8 | 500 | 5000 | 0 | 46.16 | 46.15 | 0.01 | 0
2035 | MISO_IN_2_MISO_MO-IL | MISO_IN | MISO_MO-IL | Internal | Summer | B9 | 800 | 5000 | 0 | 42.74 | 42.74 | 0.01 | 0
2035 | MISO_IN_2_MISO_MO-IL | MISO_IN | MISO_MO-IL | Internal | Summer | B10 | 1262 | 5000 | 0 | 41.92 | 40.8 | 0.01 | 0
2035 | MISO_IN_2_MISO_MO-IL | MISO_IN | MISO_MO-IL | Internal | Winter | B16 | 25 | 5000 | 0 | 62.91 | 55.44 | 0.01 | 0
2035 | MISO_IN_2_MISO_MO-IL | MISO_IN | MISO_MO-IL | Internal | Winter | B17 | 100 | 5000 | 0 | 57.09 | 54.8 | 0.01 | 0
2035 | MISO_IN_2_MISO_MO-IL | MISO_IN | MISO_MO-IL | Internal | Winter | B18 | 400 | 5000 | 0 | 54.33 | 54.31 | 0.01 | 0
2035 | MISO_IN_2_MISO_MO-IL | MISO_IN | MISO_MO-IL | Internal | Winter | B19 | 700 | 5000 | 0 | 51.27 | 51.25 | 0.01 | 0
2035 | MISO_IN_2_MISO_MO-IL | MISO_IN | MISO_MO-IL | Internal | Winter | B20 | 935 | 5000 | 0 | 41.23 | 41.22 | 0.01 | 0
2035 | MISO_IN_2_NonRTO_Midwest | MISO_IN | NonRTO_Midwest | Internal | Shoulder | B11 | 25 | 4800 | 623.77 | 74.87 | 82.87 | 8 | 0
2035 | MISO_IN_2_NonRTO_Midwest | MISO_IN | NonRTO_Midwest | Internal | Shoulder | B12 | 200 | 4800 | 692.41 | 58.13 | 66.13 | 8 | 0
2035 | MISO_IN_2_NonRTO_Midwest | MISO_IN | NonRTO_Midwest | Internal | Shoulder | B13 | 600 | 4800 | 87.15 | 51.07 | 59.07 | 8 | 0
2035 | MISO_IN_2_NonRTO_Midwest | MISO_IN | NonRTO_Midwest | Internal | Shoulder | B14 | 900 | 4800 | 0 | 47.86 | 47.95 | 8 | 0
2035 | MISO_IN_2_NonRTO_Midwest | MISO_IN | NonRTO_Midwest | Internal | Shoulder | B15 | 1203 | 4800 | 0 | 44.08 | 40 | 8 | 0
2035 | MISO_IN_2_NonRTO_Midwest | MISO_IN | NonRTO_Midwest | Internal | Summer | B1 | 10 | 4800 | 45.54 | 83.38 | 91.38 | 8 | 0
2035 | MISO_IN_2_NonRTO_Midwest | MISO_IN | NonRTO_Midwest | Internal | Summer | B2 | 25 | 4800 | 0 | 80.73 | 84.43 | 8 | 0
2035 | MISO_IN_2_NonRTO_Midwest | MISO_IN | NonRTO_Midwest | Internal | Summer | B3 | 75 | 4800 | 0 | 79.2 | 84.43 | 8 | 0
2035 | MISO_IN_2_NonRTO_Midwest | MISO_IN | NonRTO_Midwest | Internal | Summer | B4 | 100 | 4800 | 0 | 78.74 | 84.43 | 8 | 0
2035 | MISO_IN_2_NonRTO_Midwest | MISO_IN | NonRTO_Midwest | Internal | Summer | B5 | 200 | 4800 | 401.92 | 76.43 | 84.43 | 8 | 0
2035 | MISO_IN_2_NonRTO_Midwest | MISO_IN | NonRTO_Midwest | Internal | Summer | B6 | 300 | 4800 | 829.85 | 64.21 | 72.21 | 8 | 0
2035 | MISO_IN_2_NonRTO_Midwest | MISO_IN | NonRTO_Midwest | Internal | Summer | B7 | 400 | 4800 | 281.24 | 51.12 | 59.12 | 8 | 0
2035 | MISO_IN_2_NonRTO_Midwest | MISO_IN | NonRTO_Midwest | Internal | Summer | B8 | 500 | 4800 | 0 | 46.16 | 46.36 | 8 | 0
2035 | MISO_IN_2_NonRTO_Midwest | MISO_IN | NonRTO_Midwest | Internal | Summer | B9 | 800 | 4800 | 0 | 42.74 | 39.48 | 8 | 0
2035 | MISO_IN_2_NonRTO_Midwest | MISO_IN | NonRTO_Midwest | Internal | Summer | B10 | 1262 | 4800 | 0 | 41.92 | 34.34 | 8 | 0
2035 | MISO_IN_2_NonRTO_Midwest | MISO_IN | NonRTO_Midwest | Internal | Winter | B16 | 25 | 4800 | 2319.17 | 62.91 | 70.91 | 8 | 0
2035 | MISO_IN_2_NonRTO_Midwest | MISO_IN | NonRTO_Midwest | Internal | Winter | B17 | 100 | 4800 | 1307.47 | 57.09 | 65.09 | 8 | 0
2035 | MISO_IN_2_NonRTO_Midwest | MISO_IN | NonRTO_Midwest | Internal | Winter | B18 | 400 | 4800 | 373.05 | 54.33 | 62.33 | 8 | 0
2035 | MISO_IN_2_NonRTO_Midwest | MISO_IN | NonRTO_Midwest | Internal | Winter | B19 | 700 | 4800 | 0 | 51.27 | 51.28 | 8 | 0
2035 | MISO_IN_2_NonRTO_Midwest | MISO_IN | NonRTO_Midwest | Internal | Winter | B20 | 935 | 4800 | 0 | 41.23 | 38.14 | 8 | 0
2035 | MISO_IN_2_PJM_ROR | MISO_IN | PJM_ROR | Internal | Shoulder | B11 | 25 | 992 | 0 | 74.87 | 58.9 | 2 | 0
2035 | MISO_IN_2_PJM_ROR | MISO_IN | PJM_ROR | Internal | Shoulder | B12 | 200 | 992 | 0 | 58.13 | 56.12 | 2 | 0
2035 | MISO_IN_2_PJM_ROR | MISO_IN | PJM_ROR | Internal | Shoulder | B13 | 600 | 992 | 0 | 51.07 | 49.07 | 2 | 0
2035 | MISO_IN_2_PJM_ROR | MISO_IN | PJM_ROR | Internal | Shoulder | B14 | 900 | 992 | 0 | 47.86 | 47.79 | 2 | 0
2035 | MISO_IN_2_PJM_ROR | MISO_IN | PJM_ROR | Internal | Shoulder | B15 | 1203 | 992 | 0 | 44.08 | 42.35 | 2 | 0
2035 | MISO_IN_2_PJM_ROR | MISO_IN | PJM_ROR | Internal | Summer | B1 | 10 | 992 | 0 | 83.38 | 81.37 | 2 | 0
2035 | MISO_IN_2_PJM_ROR | MISO_IN | PJM_ROR | Internal | Summer | B2 | 25 | 992 | 0 | 80.73 | 78.71 | 2 | 0
2035 | MISO_IN_2_PJM_ROR | MISO_IN | PJM_ROR | Internal | Summer | B3 | 75 | 992 | 0 | 79.2 | 77.18 | 2 | 0
2035 | MISO_IN_2_PJM_ROR | MISO_IN | PJM_ROR | Internal | Summer | B4 | 100 | 992 | 0 | 78.74 | 75.22 | 2 | 0
2035 | MISO_IN_2_PJM_ROR | MISO_IN | PJM_ROR | Internal | Summer | B5 | 200 | 992 | 0 | 76.43 | 73.52 | 2 | 0
2035 | MISO_IN_2_PJM_ROR | MISO_IN | PJM_ROR | Internal | Summer | B6 | 300 | 992 | 0 | 64.21 | 61.71 | 2 | 0
2035 | MISO_IN_2_PJM_ROR | MISO_IN | PJM_ROR | Internal | Summer | B7 | 400 | 992 | 0 | 51.12 | 49.13 | 2 | 0
2035 | MISO_IN_2_PJM_ROR | MISO_IN | PJM_ROR | Internal | Summer | B8 | 500 | 992 | 0 | 46.16 | 46.15 | 2 | 0
2035 | MISO_IN_2_PJM_ROR | MISO_IN | PJM_ROR | Internal | Summer | B9 | 800 | 992 | 0 | 42.74 | 43.03 | 2 | 0
2035 | MISO_IN_2_PJM_ROR | MISO_IN | PJM_ROR | Internal | Summer | B10 | 1262 | 992 | 0 | 41.92 | 39.93 | 2 | 0
2035 | MISO_IN_2_PJM_ROR | MISO_IN | PJM_ROR | Internal | Winter | B16 | 25 | 992 | 0 | 62.91 | 55.91 | 2 | 0
2035 | MISO_IN_2_PJM_ROR | MISO_IN | PJM_ROR | Internal | Winter | B17 | 100 | 992 | 0 | 57.09 | 54.69 | 2 | 0
2035 | MISO_IN_2_PJM_ROR | MISO_IN | PJM_ROR | Internal | Winter | B18 | 400 | 992 | 0 | 54.33 | 52.5 | 2 | 0
2035 | MISO_IN_2_PJM_ROR | MISO_IN | PJM_ROR | Internal | Winter | B19 | 700 | 992 | 0 | 51.27 | 51.22 | 2 | 0
2035 | MISO_IN_2_PJM_ROR | MISO_IN | PJM_ROR | Internal | Winter | B20 | 935 | 992 | 0 | 41.23 | 39.23 | 2 | 0
2035 | MISO_MI_2_MISO_IN | MISO_MI | MISO_IN | Internal | Shoulder | B11 | 25 | 2045 | 2045 | 61.16 | 74.87 | 0.01 | 13.7
2035 | MISO_MI_2_MISO_IN | MISO_MI | MISO_IN | Internal | Shoulder | B12 | 200 | 2045 | 0 | 58.14 | 58.13 | 0.01 | 0
2035 | MISO_MI_2_MISO_IN | MISO_MI | MISO_IN | Internal | Shoulder | B13 | 600 | 2045 | 0 | 51.08 | 51.07 | 0.01 | 0
2035 | MISO_MI_2_MISO_IN | MISO_MI | MISO_IN | Internal | Shoulder | B14 | 900 | 2045 | 0 | 47.87 | 47.86 | 0.01 | 0
2035 | MISO_MI_2_MISO_IN | MISO_MI | MISO_IN | Internal | Shoulder | B15 | 1203 | 2045 | 0 | 44.09 | 44.08 | 0.01 | 0
2035 | MISO_MI_2_MISO_IN | MISO_MI | MISO_IN | Internal | Summer | B1 | 10 | 2045 | 126.1 | 83.37 | 83.38 | 0.01 | 0
2035 | MISO_MI_2_MISO_IN | MISO_MI | MISO_IN | Internal | Summer | B2 | 25 | 2045 | 1477.45 | 80.71 | 80.73 | 0.01 | 0
2035 | MISO_MI_2_MISO_IN | MISO_MI | MISO_IN | Internal | Summer | B3 | 75 | 2045 | 949.02 | 79.18 | 79.2 | 0.01 | 0
2035 | MISO_MI_2_MISO_IN | MISO_MI | MISO_IN | Internal | Summer | B4 | 100 | 2045 | 2045 | 77.22 | 78.74 | 0.01 | 1.51
2035 | MISO_MI_2_MISO_IN | MISO_MI | MISO_IN | Internal | Summer | B5 | 200 | 2045 | 2045 | 75.52 | 76.43 | 0.01 | 0.9
2035 | MISO_MI_2_MISO_IN | MISO_MI | MISO_IN | Internal | Summer | B6 | 300 | 2045 | 2045 | 63.72 | 64.21 | 0.01 | 0.47
2035 | MISO_MI_2_MISO_IN | MISO_MI | MISO_IN | Internal | Summer | B7 | 400 | 2045 | 0 | 51.13 | 51.12 | 0.01 | 0
2035 | MISO_MI_2_MISO_IN | MISO_MI | MISO_IN | Internal | Summer | B8 | 500 | 2045 | 0 | 46.17 | 46.16 | 0.01 | 0
2035 | MISO_MI_2_MISO_IN | MISO_MI | MISO_IN | Internal | Summer | B9 | 800 | 2045 | 0 | 42.76 | 42.74 | 0.01 | 0
2035 | MISO_MI_2_MISO_IN | MISO_MI | MISO_IN | Internal | Summer | B10 | 1262 | 2045 | 0 | 41.93 | 41.92 | 0.01 | 0
2035 | MISO_MI_2_MISO_IN | MISO_MI | MISO_IN | Internal | Winter | B16 | 25 | 2045 | 1864.16 | 62.9 | 62.91 | 0.01 | 0
2035 | MISO_MI_2_MISO_IN | MISO_MI | MISO_IN | Internal | Winter | B17 | 100 | 2045 | 0 | 57.1 | 57.09 | 0.01 | 0
2035 | MISO_MI_2_MISO_IN | MISO_MI | MISO_IN | Internal | Winter | B18 | 400 | 2045 | 0 | 54.34 | 54.33 | 0.01 | 0
2035 | MISO_MI_2_MISO_IN | MISO_MI | MISO_IN | Internal | Winter | B19 | 700 | 2045 | 0 | 51.28 | 51.27 | 0.01 | 0
2035 | MISO_MI_2_MISO_IN | MISO_MI | MISO_IN | Internal | Winter | B20 | 935 | 2045 | 0 | 41.25 | 41.23 | 0.01 | 0
2035 | MISO_MI_2_MISO_WUMS | MISO_MI | MISO_WUMS | Internal | Shoulder | B11 | 25 | 947 | 0 | 61.16 | 61.15 | 0.01 | 0
2035 | MISO_MI_2_MISO_WUMS | MISO_MI | MISO_WUMS | Internal | Shoulder | B12 | 200 | 947 | 0 | 58.14 | 58.12 | 0.01 | 0
2035 | MISO_MI_2_MISO_WUMS | MISO_MI | MISO_WUMS | Internal | Shoulder | B13 | 600 | 947 | 0 | 51.08 | 51.07 | 0.01 | 0
2035 | MISO_MI_2_MISO_WUMS | MISO_MI | MISO_WUMS | Internal | Shoulder | B14 | 900 | 947 | 0 | 47.87 | 47.83 | 0.01 | 0
2035 | MISO_MI_2_MISO_WUMS | MISO_MI | MISO_WUMS | Internal | Shoulder | B15 | 1203 | 947 | 0 | 44.09 | 44.01 | 0.01 | 0
2035 | MISO_MI_2_MISO_WUMS | MISO_MI | MISO_WUMS | Internal | Summer | B1 | 10 | 947 | 0 | 83.37 | 75.33 | 0.01 | 0
2035 | MISO_MI_2_MISO_WUMS | MISO_MI | MISO_WUMS | Internal | Summer | B2 | 25 | 947 | 0 | 80.71 | 75.33 | 0.01 | 0
2035 | MISO_MI_2_MISO_WUMS | MISO_MI | MISO_WUMS | Internal | Summer | B3 | 75 | 947 | 0 | 79.18 | 75.33 | 0.01 | 0
2035 | MISO_MI_2_MISO_WUMS | MISO_MI | MISO_WUMS | Internal | Summer | B4 | 100 | 947 | 0 | 77.22 | 75.33 | 0.01 | 0
2035 | MISO_MI_2_MISO_WUMS | MISO_MI | MISO_WUMS | Internal | Summer | B5 | 200 | 947 | 0 | 75.52 | 75.33 | 0.01 | 0
2035 | MISO_MI_2_MISO_WUMS | MISO_MI | MISO_WUMS | Internal | Summer | B6 | 300 | 947 | 0 | 63.72 | 63.71 | 0.01 | 0
2035 | MISO_MI_2_MISO_WUMS | MISO_MI | MISO_WUMS | Internal | Summer | B7 | 400 | 947 | 0 | 51.13 | 51.12 | 0.01 | 0
2035 | MISO_MI_2_MISO_WUMS | MISO_MI | MISO_WUMS | Internal | Summer | B8 | 500 | 947 | 0 | 46.17 | 46.12 | 0.01 | 0
2035 | MISO_MI_2_MISO_WUMS | MISO_MI | MISO_WUMS | Internal | Summer | B9 | 800 | 947 | 0 | 42.76 | 42.74 | 0.01 | 0
2035 | MISO_MI_2_MISO_WUMS | MISO_MI | MISO_WUMS | Internal | Summer | B10 | 1262 | 947 | 205.51 | 41.93 | 41.94 | 0.01 | 0
2035 | MISO_MI_2_MISO_WUMS | MISO_MI | MISO_WUMS | Internal | Winter | B16 | 25 | 947 | 0 | 62.9 | 57.91 | 0.01 | 0
2035 | MISO_MI_2_MISO_WUMS | MISO_MI | MISO_WUMS | Internal | Winter | B17 | 100 | 947 | 0 | 57.1 | 54.8 | 0.01 | 0
2035 | MISO_MI_2_MISO_WUMS | MISO_MI | MISO_WUMS | Internal | Winter | B18 | 400 | 947 | 0 | 54.34 | 54.31 | 0.01 | 0
2035 | MISO_MI_2_MISO_WUMS | MISO_MI | MISO_WUMS | Internal | Winter | B19 | 700 | 947 | 0 | 51.28 | 51.27 | 0.01 | 0
2035 | MISO_MI_2_MISO_WUMS | MISO_MI | MISO_WUMS | Internal | Winter | B20 | 935 | 947 | 800.86 | 41.25 | 41.26 | 0.01 | 0
2035 | MISO_MI_2_PJM_ROR | MISO_MI | PJM_ROR | Internal | Shoulder | B11 | 25 | 1424 | 0 | 61.16 | 58.9 | 2 | 0
2035 | MISO_MI_2_PJM_ROR | MISO_MI | PJM_ROR | Internal | Shoulder | B12 | 200 | 1424 | 0 | 58.14 | 56.12 | 2 | 0
2035 | MISO_MI_2_PJM_ROR | MISO_MI | PJM_ROR | Internal | Shoulder | B13 | 600 | 1424 | 0 | 51.08 | 49.07 | 2 | 0
2035 | MISO_MI_2_PJM_ROR | MISO_MI | PJM_ROR | Internal | Shoulder | B14 | 900 | 1424 | 0 | 47.87 | 47.79 | 2 | 0
2035 | MISO_MI_2_PJM_ROR | MISO_MI | PJM_ROR | Internal | Shoulder | B15 | 1203 | 1424 | 0 | 44.09 | 42.35 | 2 | 0
2035 | MISO_MI_2_PJM_ROR | MISO_MI | PJM_ROR | Internal | Summer | B1 | 10 | 1424 | 0 | 83.37 | 81.37 | 2 | 0
2035 | MISO_MI_2_PJM_ROR | MISO_MI | PJM_ROR | Internal | Summer | B2 | 25 | 1424 | 0 | 80.71 | 78.71 | 2 | 0
2035 | MISO_MI_2_PJM_ROR | MISO_MI | PJM_ROR | Internal | Summer | B3 | 75 | 1424 | 0 | 79.18 | 77.18 | 2 | 0
2035 | MISO_MI_2_PJM_ROR | MISO_MI | PJM_ROR | Internal | Summer | B4 | 100 | 1424 | 0 | 77.22 | 75.22 | 2 | 0
2035 | MISO_MI_2_PJM_ROR | MISO_MI | PJM_ROR | Internal | Summer | B5 | 200 | 1424 | 0 | 75.52 | 73.52 | 2 | 0
2035 | MISO_MI_2_PJM_ROR | MISO_MI | PJM_ROR | Internal | Summer | B6 | 300 | 1424 | 0 | 63.72 | 61.71 | 2 | 0
2035 | MISO_MI_2_PJM_ROR | MISO_MI | PJM_ROR | Internal | Summer | B7 | 400 | 1424 | 0 | 51.13 | 49.13 | 2 | 0
2035 | MISO_MI_2_PJM_ROR | MISO_MI | PJM_ROR | Internal | Summer | B8 | 500 | 1424 | 0 | 46.17 | 46.15 | 2 | 0
2035 | MISO_MI_2_PJM_ROR | MISO_MI | PJM_ROR | Internal | Summer | B9 | 800 | 1424 | 0 | 42.76 | 43.03 | 2 | 0
2035 | MISO_MI_2_PJM_ROR | MISO_MI | PJM_ROR | Internal | Summer | B10 | 1262 | 1424 | 0 | 41.93 | 39.93 | 2 | 0
2035 | MISO_MI_2_PJM_ROR | MISO_MI | PJM_ROR | Internal | Winter | B16 | 25 | 1424 | 0 | 62.9 | 55.91 | 2 | 0
2035 | MISO_MI_2_PJM_ROR | MISO_MI | PJM_ROR | Internal | Winter | B17 | 100 | 1424 | 0 | 57.1 | 54.69 | 2 | 0
2035 | MISO_MI_2_PJM_ROR | MISO_MI | PJM_ROR | Internal | Winter | B18 | 400 | 1424 | 0 | 54.34 | 52.5 | 2 | 0
2035 | MISO_MI_2_PJM_ROR | MISO_MI | PJM_ROR | Internal | Winter | B19 | 700 | 1424 | 0 | 51.28 | 51.22 | 2 | 0
2035 | MISO_MI_2_PJM_ROR | MISO_MI | PJM_ROR | Internal | Winter | B20 | 935 | 1424 | 0 | 41.25 | 39.23 | 2 | 0
2035 | MISO_MO-IL_2_ENT | MISO_MO-IL | ENT | Internal | Shoulder | B11 | 25 | 2540 | 0 | 74.88 | 74.88 | 8 | 0
2035 | MISO_MO-IL_2_ENT | MISO_MO-IL | ENT | Internal | Shoulder | B12 | 200 | 2540 | 0 | 58.12 | 52.97 | 8 | 0
2035 | MISO_MO-IL_2_ENT | MISO_MO-IL | ENT | Internal | Shoulder | B13 | 600 | 2540 | 0 | 51.07 | 52.97 | 8 | 0
2035 | MISO_MO-IL_2_ENT | MISO_MO-IL | ENT | Internal | Shoulder | B14 | 900 | 2540 | 0 | 47.85 | 52.58 | 8 | 0
2035 | MISO_MO-IL_2_ENT | MISO_MO-IL | ENT | Internal | Shoulder | B15 | 1203 | 2540 | 0 | 43.59 | 50.84 | 8 | 0
2035 | MISO_MO-IL_2_ENT | MISO_MO-IL | ENT | Internal | Summer | B1 | 10 | 2540 | 0 | 83.38 | 86.3 | 8 | 0
2035 | MISO_MO-IL_2_ENT | MISO_MO-IL | ENT | Internal | Summer | B2 | 25 | 2540 | 0 | 80.74 | 84.7 | 8 | 0
2035 | MISO_MO-IL_2_ENT | MISO_MO-IL | ENT | Internal | Summer | B3 | 75 | 2540 | 0 | 79.18 | 78.6 | 8 | 0
2035 | MISO_MO-IL_2_ENT | MISO_MO-IL | ENT | Internal | Summer | B4 | 100 | 2540 | 0 | 78.76 | 78.6 | 8 | 0
2035 | MISO_MO-IL_2_ENT | MISO_MO-IL | ENT | Internal | Summer | B5 | 200 | 2540 | 0 | 76.45 | 75.59 | 8 | 0
2035 | MISO_MO-IL_2_ENT | MISO_MO-IL | ENT | Internal | Summer | B6 | 300 | 2540 | 109.46 | 64.22 | 72.22 | 8 | 0
2035 | MISO_MO-IL_2_ENT | MISO_MO-IL | ENT | Internal | Summer | B7 | 400 | 2540 | 0 | 51.13 | 51.78 | 8 | 0
2035 | MISO_MO-IL_2_ENT | MISO_MO-IL | ENT | Internal | Summer | B8 | 500 | 2540 | 0 | 46.15 | 51.11 | 8 | 0
2035 | MISO_MO-IL_2_ENT | MISO_MO-IL | ENT | Internal | Summer | B9 | 800 | 2540 | 1655.69 | 42.74 | 50.74 | 8 | 0
2035 | MISO_MO-IL_2_ENT | MISO_MO-IL | ENT | Internal | Summer | B10 | 1262 | 2540 | 2540 | 40.8 | 49.07 | 8 | 0.27
2035 | MISO_MO-IL_2_ENT | MISO_MO-IL | ENT | Internal | Winter | B16 | 25 | 2540 | 0 | 55.44 | 62.59 | 8 | 0
2035 | MISO_MO-IL_2_ENT | MISO_MO-IL | ENT | Internal | Winter | B17 | 100 | 2540 | 0 | 54.8 | 56.74 | 8 | 0
2035 | MISO_MO-IL_2_ENT | MISO_MO-IL | ENT | Internal | Winter | B18 | 400 | 2540 | 0 | 54.31 | 56.74 | 8 | 0
2035 | MISO_MO-IL_2_ENT | MISO_MO-IL | ENT | Internal | Winter | B19 | 700 | 2540 | 0 | 51.25 | 55.71 | 8 | 0
2035 | MISO_MO-IL_2_ENT | MISO_MO-IL | ENT | Internal | Winter | B20 | 935 | 2540 | 2540 | 41.22 | 49.98 | 8 | 0.75
2035 | MISO_MO-IL_2_MISO_IN | MISO_MO-IL | MISO_IN | Internal | Shoulder | B11 | 25 | 2100 | 0 | 74.88 | 74.87 | 0.01 | 0
2035 | MISO_MO-IL_2_MISO_IN | MISO_MO-IL | MISO_IN | Internal | Shoulder | B12 | 200 | 2100 | 326.53 | 58.12 | 58.13 | 0.01 | 0
2035 | MISO_MO-IL_2_MISO_IN | MISO_MO-IL | MISO_IN | Internal | Shoulder | B13 | 600 | 2100 | 0 | 51.07 | 51.07 | 0.01 | 0
2035 | MISO_MO-IL_2_MISO_IN | MISO_MO-IL | MISO_IN | Internal | Shoulder | B14 | 900 | 2100 | 425.99 | 47.85 | 47.86 | 0.01 | 0
2035 | MISO_MO-IL_2_MISO_IN | MISO_MO-IL | MISO_IN | Internal | Shoulder | B15 | 1203 | 2100 | 2100 | 43.59 | 44.08 | 0.01 | 0.47
2035 | MISO_MO-IL_2_MISO_IN | MISO_MO-IL | MISO_IN | Internal | Summer | B1 | 10 | 2100 | 0.02 | 83.38 | 83.38 | 0.01 | 0
2035 | MISO_MO-IL_2_MISO_IN | MISO_MO-IL | MISO_IN | Internal | Summer | B2 | 25 | 2100 | 0 | 80.74 | 80.73 | 0.01 | 0
2035 | MISO_MO-IL_2_MISO_IN | MISO_MO-IL | MISO_IN | Internal | Summer | B3 | 75 | 2100 | 367.27 | 79.18 | 79.2 | 0.01 | 0
2035 | MISO_MO-IL_2_MISO_IN | MISO_MO-IL | MISO_IN | Internal | Summer | B4 | 100 | 2100 | 0 | 78.76 | 78.74 | 0.01 | 0
2035 | MISO_MO-IL_2_MISO_IN | MISO_MO-IL | MISO_IN | Internal | Summer | B5 | 200 | 2100 | 0 | 76.45 | 76.43 | 0.01 | 0
2035 | MISO_MO-IL_2_MISO_IN | MISO_MO-IL | MISO_IN | Internal | Summer | B6 | 300 | 2100 | 0 | 64.22 | 64.21 | 0.01 | 0
2035 | MISO_MO-IL_2_MISO_IN | MISO_MO-IL | MISO_IN | Internal | Summer | B7 | 400 | 2100 | 0 | 51.13 | 51.12 | 0.01 | 0
2035 | MISO_MO-IL_2_MISO_IN | MISO_MO-IL | MISO_IN | Internal | Summer | B8 | 500 | 2100 | 1058.52 | 46.15 | 46.16 | 0.01 | 0
2035 | MISO_MO-IL_2_MISO_IN | MISO_MO-IL | MISO_IN | Internal | Summer | B9 | 800 | 2100 | 0 | 42.74 | 42.74 | 0.01 | 0
2035 | MISO_MO-IL_2_MISO_IN | MISO_MO-IL | MISO_IN | Internal | Summer | B10 | 1262 | 2100 | 2100 | 40.8 | 41.92 | 0.01 | 1.11
2035 | MISO_MO-IL_2_MISO_IN | MISO_MO-IL | MISO_IN | Internal | Winter | B16 | 25 | 2100 | 2100 | 55.44 | 62.91 | 0.01 | 7.46
2035 | MISO_MO-IL_2_MISO_IN | MISO_MO-IL | MISO_IN | Internal | Winter | B17 | 100 | 2100 | 2100 | 54.8 | 57.09 | 0.01 | 2.28
2035 | MISO_MO-IL_2_MISO_IN | MISO_MO-IL | MISO_IN | Internal | Winter | B18 | 400 | 2100 | 1866.88 | 54.31 | 54.33 | 0.01 | 0
2035 | MISO_MO-IL_2_MISO_IN | MISO_MO-IL | MISO_IN | Internal | Winter | B19 | 700 | 2100 | 1613.18 | 51.25 | 51.27 | 0.01 | 0
2035 | MISO_MO-IL_2_MISO_IN | MISO_MO-IL | MISO_IN | Internal | Winter | B20 | 935 | 2100 | 1786.83 | 41.22 | 41.23 | 0.01 | 0
2035 | MISO_MO-IL_2_MISO_W | MISO_MO-IL | MISO_W | Internal | Shoulder | B11 | 25 | 960 | 0 | 74.88 | 74.87 | 0.01 | 0
2035 | MISO_MO-IL_2_MISO_W | MISO_MO-IL | MISO_W | Internal | Shoulder | B12 | 200 | 960 | 0 | 58.12 | 58.11 | 0.01 | 0
2035 | MISO_MO-IL_2_MISO_W | MISO_MO-IL | MISO_W | Internal | Shoulder | B13 | 600 | 960 | 0 | 51.07 | 51.05 | 0.01 | 0
2035 | MISO_MO-IL_2_MISO_W | MISO_MO-IL | MISO_W | Internal | Shoulder | B14 | 900 | 960 | 0 | 47.85 | 47.84 | 0.01 | 0
2035 | MISO_MO-IL_2_MISO_W | MISO_MO-IL | MISO_W | Internal | Shoulder | B15 | 1203 | 960 | 0 | 43.59 | 43.58 | 0.01 | 0
2035 | MISO_MO-IL_2_MISO_W | MISO_MO-IL | MISO_W | Internal | Summer | B1 | 10 | 960 | 0 | 83.38 | 83.37 | 0.01 | 0
2035 | MISO_MO-IL_2_MISO_W | MISO_MO-IL | MISO_W | Internal | Summer | B2 | 25 | 960 | 960 | 80.74 | 81.31 | 0.01 | 0.56
2035 | MISO_MO-IL_2_MISO_W | MISO_MO-IL | MISO_W | Internal | Summer | B3 | 75 | 960 | 960 | 79.18 | 81.4 | 0.01 | 2.21
2035 | MISO_MO-IL_2_MISO_W | MISO_MO-IL | MISO_W | Internal | Summer | B4 | 100 | 960 | 960 | 78.76 | 80.22 | 0.01 | 1.46
2035 | MISO_MO-IL_2_MISO_W | MISO_MO-IL | MISO_W | Internal | Summer | B5 | 200 | 960 | 960 | 76.45 | 80.22 | 0.01 | 3.77
2035 | MISO_MO-IL_2_MISO_W | MISO_MO-IL | MISO_W | Internal | Summer | B6 | 300 | 960 | 960 | 64.22 | 65.22 | 0.01 | 0.99
2035 | MISO_MO-IL_2_MISO_W | MISO_MO-IL | MISO_W | Internal | Summer | B7 | 400 | 960 | 0 | 51.13 | 51.13 | 0.01 | 0
2035 | MISO_MO-IL_2_MISO_W | MISO_MO-IL | MISO_W | Internal | Summer | B8 | 500 | 960 | 0 | 46.15 | 46.13 | 0.01 | 0
2035 | MISO_MO-IL_2_MISO_W | MISO_MO-IL | MISO_W | Internal | Summer | B9 | 800 | 960 | 0 | 42.74 | 42.73 | 0.01 | 0
2035 | MISO_MO-IL_2_MISO_W | MISO_MO-IL | MISO_W | Internal | Summer | B10 | 1262 | 960 | 0 | 40.8 | 40.79 | 0.01 | 0
2035 | MISO_MO-IL_2_MISO_W | MISO_MO-IL | MISO_W | Internal | Winter | B16 | 25 | 960 | 0 | 55.44 | 55.43 | 0.01 | 0
2035 | MISO_MO-IL_2_MISO_W | MISO_MO-IL | MISO_W | Internal | Winter | B17 | 100 | 960 | 0 | 54.8 | 54.79 | 0.01 | 0
2035 | MISO_MO-IL_2_MISO_W | MISO_MO-IL | MISO_W | Internal | Winter | B18 | 400 | 960 | 0 | 54.31 | 54.3 | 0.01 | 0
2035 | MISO_MO-IL_2_MISO_W | MISO_MO-IL | MISO_W | Internal | Winter | B19 | 700 | 960 | 0 | 51.25 | 51.24 | 0.01 | 0
2035 | MISO_MO-IL_2_MISO_W | MISO_MO-IL | MISO_W | Internal | Winter | B20 | 935 | 960 | 0 | 41.22 | 41.21 | 0.01 | 0
2035 | MISO_MO-IL_2_PJM_ROR | MISO_MO-IL | PJM_ROR | Internal | Shoulder | B11 | 25 | 1212 | 0 | 74.88 | 58.9 | 2 | 0
2035 | MISO_MO-IL_2_PJM_ROR | MISO_MO-IL | PJM_ROR | Internal | Shoulder | B12 | 200 | 1212 | 0 | 58.12 | 56.12 | 2 | 0
2035 | MISO_MO-IL_2_PJM_ROR | MISO_MO-IL | PJM_ROR | Internal | Shoulder | B13 | 600 | 1212 | 0 | 51.07 | 49.07 | 2 | 0
2035 | MISO_MO-IL_2_PJM_ROR | MISO_MO-IL | PJM_ROR | Internal | Shoulder | B14 | 900 | 1212 | 0 | 47.85 | 47.79 | 2 | 0
2035 | MISO_MO-IL_2_PJM_ROR | MISO_MO-IL | PJM_ROR | Internal | Shoulder | B15 | 1203 | 1212 | 0 | 43.59 | 42.35 | 2 | 0
2035 | MISO_MO-IL_2_PJM_ROR | MISO_MO-IL | PJM_ROR | Internal | Summer | B1 | 10 | 1212 | 0 | 83.38 | 81.37 | 2 | 0
2035 | MISO_MO-IL_2_PJM_ROR | MISO_MO-IL | PJM_ROR | Internal | Summer | B2 | 25 | 1212 | 0 | 80.74 | 78.71 | 2 | 0
2035 | MISO_MO-IL_2_PJM_ROR | MISO_MO-IL | PJM_ROR | Internal | Summer | B3 | 75 | 1212 | 0 | 79.18 | 77.18 | 2 | 0
2035 | MISO_MO-IL_2_PJM_ROR | MISO_MO-IL | PJM_ROR | Internal | Summer | B4 | 100 | 1212 | 0 | 78.76 | 75.22 | 2 | 0
2035 | MISO_MO-IL_2_PJM_ROR | MISO_MO-IL | PJM_ROR | Internal | Summer | B5 | 200 | 1212 | 0 | 76.45 | 73.52 | 2 | 0
2035 | MISO_MO-IL_2_PJM_ROR | MISO_MO-IL | PJM_ROR | Internal | Summer | B6 | 300 | 1212 | 0 | 64.22 | 61.71 | 2 | 0
2035 | MISO_MO-IL_2_PJM_ROR | MISO_MO-IL | PJM_ROR | Internal | Summer | B7 | 400 | 1212 | 0 | 51.13 | 49.13 | 2 | 0
2035 | MISO_MO-IL_2_PJM_ROR | MISO_MO-IL | PJM_ROR | Internal | Summer | B8 | 500 | 1212 | 0 | 46.15 | 46.15 | 2 | 0
2035 | MISO_MO-IL_2_PJM_ROR | MISO_MO-IL | PJM_ROR | Internal | Summer | B9 | 800 | 1212 | 0 | 42.74 | 43.03 | 2 | 0
2035 | MISO_MO-IL_2_PJM_ROR | MISO_MO-IL | PJM_ROR | Internal | Summer | B10 | 1262 | 1212 | 0 | 40.8 | 39.93 | 2 | 0
2035 | MISO_MO-IL_2_PJM_ROR | MISO_MO-IL | PJM_ROR | Internal | Winter | B16 | 25 | 1212 | 0 | 55.44 | 55.91 | 2 | 0
2035 | MISO_MO-IL_2_PJM_ROR | MISO_MO-IL | PJM_ROR | Internal | Winter | B17 | 100 | 1212 | 0 | 54.8 | 54.69 | 2 | 0
2035 | MISO_MO-IL_2_PJM_ROR | MISO_MO-IL | PJM_ROR | Internal | Winter | B18 | 400 | 1212 | 0 | 54.31 | 52.5 | 2 | 0
2035 | MISO_MO-IL_2_PJM_ROR | MISO_MO-IL | PJM_ROR | Internal | Winter | B19 | 700 | 1212 | 0 | 51.25 | 51.22 | 2 | 0
2035 | MISO_MO-IL_2_PJM_ROR | MISO_MO-IL | PJM_ROR | Internal | Winter | B20 | 935 | 1212 | 0 | 41.22 | 39.23 | 2 | 0
2035 | MISO_MO-IL_2_SPP_N | MISO_MO-IL | SPP_N | Internal | Shoulder | B11 | 25 | 2000 | 0 | 74.88 | 80.81 | 8 | 0
2035 | MISO_MO-IL_2_SPP_N | MISO_MO-IL | SPP_N | Internal | Shoulder | B12 | 200 | 2000 | 0 | 58.12 | 53.24 | 8 | 0
2035 | MISO_MO-IL_2_SPP_N | MISO_MO-IL | SPP_N | Internal | Shoulder | B13 | 600 | 2000 | 0 | 51.07 | 51.02 | 8 | 0
2035 | MISO_MO-IL_2_SPP_N | MISO_MO-IL | SPP_N | Internal | Shoulder | B14 | 900 | 2000 | 0 | 47.85 | 47.58 | 8 | 0
2035 | MISO_MO-IL_2_SPP_N | MISO_MO-IL | SPP_N | Internal | Shoulder | B15 | 1203 | 2000 | 0 | 43.59 | 41.48 | 8 | 0
2035 | MISO_MO-IL_2_SPP_N | MISO_MO-IL | SPP_N | Internal | Summer | B1 | 10 | 2000 | 0 | 83.38 | 81.3 | 8 | 0
2035 | MISO_MO-IL_2_SPP_N | MISO_MO-IL | SPP_N | Internal | Summer | B2 | 25 | 2000 | 0 | 80.74 | 81.3 | 8 | 0
2035 | MISO_MO-IL_2_SPP_N | MISO_MO-IL | SPP_N | Internal | Summer | B3 | 75 | 2000 | 0 | 79.18 | 81.39 | 8 | 0
2035 | MISO_MO-IL_2_SPP_N | MISO_MO-IL | SPP_N | Internal | Summer | B4 | 100 | 2000 | 0 | 78.76 | 81.3 | 8 | 0
2035 | MISO_MO-IL_2_SPP_N | MISO_MO-IL | SPP_N | Internal | Summer | B5 | 200 | 2000 | 0 | 76.45 | 81.3 | 8 | 0
2035 | MISO_MO-IL_2_SPP_N | MISO_MO-IL | SPP_N | Internal | Summer | B6 | 300 | 2000 | 1575.78 | 64.22 | 72.22 | 8 | 0
2035 | MISO_MO-IL_2_SPP_N | MISO_MO-IL | SPP_N | Internal | Summer | B7 | 400 | 2000 | 0 | 51.13 | 58.13 | 8 | 0
2035 | MISO_MO-IL_2_SPP_N | MISO_MO-IL | SPP_N | Internal | Summer | B8 | 500 | 2000 | 0 | 46.15 | 50.6 | 8 | 0
2035 | MISO_MO-IL_2_SPP_N | MISO_MO-IL | SPP_N | Internal | Summer | B9 | 800 | 2000 | 0 | 42.74 | 48.77 | 8 | 0
2035 | MISO_MO-IL_2_SPP_N | MISO_MO-IL | SPP_N | Internal | Summer | B10 | 1262 | 2000 | 0 | 40.8 | 41.65 | 8 | 0
2035 | MISO_MO-IL_2_SPP_N | MISO_MO-IL | SPP_N | Internal | Winter | B16 | 25 | 2000 | 0 | 55.44 | 57.59 | 8 | 0
2035 | MISO_MO-IL_2_SPP_N | MISO_MO-IL | SPP_N | Internal | Winter | B17 | 100 | 2000 | 0 | 54.8 | 51.74 | 8 | 0
2035 | MISO_MO-IL_2_SPP_N | MISO_MO-IL | SPP_N | Internal | Winter | B18 | 400 | 2000 | 0 | 54.31 | 51.74 | 8 | 0
2035 | MISO_MO-IL_2_SPP_N | MISO_MO-IL | SPP_N | Internal | Winter | B19 | 700 | 2000 | 0 | 51.25 | 50.71 | 8 | 0
2035 | MISO_MO-IL_2_SPP_N | MISO_MO-IL | SPP_N | Internal | Winter | B20 | 935 | 2000 | 0 | 41.22 | 40.13 | 8 | 0
2035 | MISO_MO-IL_2_TVA_Transmission | MISO_MO-IL | TVA_Transmission | Internal | Shoulder | B11 | 25 | 4000 | 0 | 74.88 | 65.88 | 8 | 0
2035 | MISO_MO-IL_2_TVA_Transmission | MISO_MO-IL | TVA_Transmission | Internal | Shoulder | B12 | 200 | 4000 | 0 | 58.12 | 57.84 | 8 | 0
2035 | MISO_MO-IL_2_TVA_Transmission | MISO_MO-IL | TVA_Transmission | Internal | Shoulder | B13 | 600 | 4000 | 0 | 51.07 | 52.28 | 8 | 0
2035 | MISO_MO-IL_2_TVA_Transmission | MISO_MO-IL | TVA_Transmission | Internal | Shoulder | B14 | 900 | 4000 | 0 | 47.85 | 50.1 | 8 | 0
2035 | MISO_MO-IL_2_TVA_Transmission | MISO_MO-IL | TVA_Transmission | Internal | Shoulder | B15 | 1203 | 4000 | 0 | 43.59 | 48 | 8 | 0
2035 | MISO_MO-IL_2_TVA_Transmission | MISO_MO-IL | TVA_Transmission | Internal | Summer | B1 | 10 | 4000 | 0 | 83.38 | 91.04 | 8 | 0
2035 | MISO_MO-IL_2_TVA_Transmission | MISO_MO-IL | TVA_Transmission | Internal | Summer | B2 | 25 | 4000 | 1138.81 | 80.74 | 88.74 | 8 | 0
2035 | MISO_MO-IL_2_TVA_Transmission | MISO_MO-IL | TVA_Transmission | Internal | Summer | B3 | 75 | 4000 | 0 | 79.18 | 83.18 | 8 | 0
2035 | MISO_MO-IL_2_TVA_Transmission | MISO_MO-IL | TVA_Transmission | Internal | Summer | B4 | 100 | 4000 | 0 | 78.76 | 81.22 | 8 | 0
2035 | MISO_MO-IL_2_TVA_Transmission | MISO_MO-IL | TVA_Transmission | Internal | Summer | B5 | 200 | 4000 | 0 | 76.45 | 78.08 | 8 | 0
2035 | MISO_MO-IL_2_TVA_Transmission | MISO_MO-IL | TVA_Transmission | Internal | Summer | B6 | 300 | 4000 | 0 | 64.22 | 66.19 | 8 | 0
2035 | MISO_MO-IL_2_TVA_Transmission | MISO_MO-IL | TVA_Transmission | Internal | Summer | B7 | 400 | 4000 | 0 | 51.13 | 53.82 | 8 | 0
2035 | MISO_MO-IL_2_TVA_Transmission | MISO_MO-IL | TVA_Transmission | Internal | Summer | B8 | 500 | 4000 | 0 | 46.15 | 51.34 | 8 | 0
2035 | MISO_MO-IL_2_TVA_Transmission | MISO_MO-IL | TVA_Transmission | Internal | Summer | B9 | 800 | 4000 | 0 | 42.74 | 47.09 | 8 | 0
2035 | MISO_MO-IL_2_TVA_Transmission | MISO_MO-IL | TVA_Transmission | Internal | Summer | B10 | 1262 | 4000 | 0 | 40.8 | 41.44 | 8 | 0
2035 | MISO_MO-IL_2_TVA_Transmission | MISO_MO-IL | TVA_Transmission | Internal | Winter | B16 | 25 | 4000 | 0 | 55.44 | 61.91 | 8 | 0
2035 | MISO_MO-IL_2_TVA_Transmission | MISO_MO-IL | TVA_Transmission | Internal | Winter | B17 | 100 | 4000 | 0 | 54.8 | 58.57 | 8 | 0
2035 | MISO_MO-IL_2_TVA_Transmission | MISO_MO-IL | TVA_Transmission | Internal | Winter | B18 | 400 | 4000 | 0 | 54.31 | 55.06 | 8 | 0
2035 | MISO_MO-IL_2_TVA_Transmission | MISO_MO-IL | TVA_Transmission | Internal | Winter | B19 | 700 | 4000 | 0 | 51.25 | 51.05 | 8 | 0
2035 | MISO_MO-IL_2_TVA_Transmission | MISO_MO-IL | TVA_Transmission | Internal | Winter | B20 | 935 | 4000 | 0 | 41.22 | 45.23 | 8 | 0
2035 | MISO_W_2_MAPP_CA | MISO_W | MAPP_CA | Internal | Shoulder | B11 | 25 | 718 | 0 | 74.87 | 43.57 | 0.01 | 0
2035 | MISO_W_2_MAPP_CA | MISO_W | MAPP_CA | Internal | Shoulder | B12 | 200 | 718 | 0 | 58.11 | 43.57 | 0.01 | 0
2035 | MISO_W_2_MAPP_CA | MISO_W | MAPP_CA | Internal | Shoulder | B13 | 600 | 718 | 0 | 51.05 | 43.57 | 0.01 | 0
2035 | MISO_W_2_MAPP_CA | MISO_W | MAPP_CA | Internal | Shoulder | B14 | 900 | 718 | 0 | 47.84 | 43.57 | 0.01 | 0
2035 | MISO_W_2_MAPP_CA | MISO_W | MAPP_CA | Internal | Shoulder | B15 | 1203 | 718 | 0 | 43.58 | 43.57 | 0.01 | 0
2035 | MISO_W_2_MAPP_CA | MISO_W | MAPP_CA | Internal | Summer | B1 | 10 | 718 | 0 | 83.37 | 40.77 | 0.01 | 0
2035 | MISO_W_2_MAPP_CA | MISO_W | MAPP_CA | Internal | Summer | B2 | 25 | 718 | 0 | 81.31 | 40.77 | 0.01 | 0
2035 | MISO_W_2_MAPP_CA | MISO_W | MAPP_CA | Internal | Summer | B3 | 75 | 718 | 0 | 81.4 | 40.77 | 0.01 | 0
2035 | MISO_W_2_MAPP_CA | MISO_W | MAPP_CA | Internal | Summer | B4 | 100 | 718 | 0 | 80.22 | 40.77 | 0.01 | 0
2035 | MISO_W_2_MAPP_CA | MISO_W | MAPP_CA | Internal | Summer | B5 | 200 | 718 | 0 | 80.22 | 40.77 | 0.01 | 0
2035 | MISO_W_2_MAPP_CA | MISO_W | MAPP_CA | Internal | Summer | B6 | 300 | 718 | 0 | 65.22 | 40.77 | 0.01 | 0
2035 | MISO_W_2_MAPP_CA | MISO_W | MAPP_CA | Internal | Summer | B7 | 400 | 718 | 0 | 51.13 | 40.77 | 0.01 | 0
2035 | MISO_W_2_MAPP_CA | MISO_W | MAPP_CA | Internal | Summer | B8 | 500 | 718 | 0 | 46.13 | 40.77 | 0.01 | 0
2035 | MISO_W_2_MAPP_CA | MISO_W | MAPP_CA | Internal | Summer | B9 | 800 | 718 | 0 | 42.73 | 40.77 | 0.01 | 0
2035 | MISO_W_2_MAPP_CA | MISO_W | MAPP_CA | Internal | Summer | B10 | 1262 | 718 | 0 | 40.79 | 40.77 | 0.01 | 0
2035 | MISO_W_2_MAPP_CA | MISO_W | MAPP_CA | Internal | Winter | B16 | 25 | 718 | 0 | 55.43 | 51.23 | 0.01 | 0
2035 | MISO_W_2_MAPP_CA | MISO_W | MAPP_CA | Internal | Winter | B17 | 100 | 718 | 0 | 54.79 | 51.23 | 0.01 | 0
2035 | MISO_W_2_MAPP_CA | MISO_W | MAPP_CA | Internal | Winter | B18 | 400 | 718 | 0 | 54.3 | 51.23 | 0.01 | 0
2035 | MISO_W_2_MAPP_CA | MISO_W | MAPP_CA | Internal | Winter | B19 | 700 | 718 | 0 | 51.24 | 51.23 | 0.01 | 0
2035 | MISO_W_2_MAPP_CA | MISO_W | MAPP_CA | Internal | Winter | B20 | 935 | 718 | 718 | 41.21 | 51.23 | 0.01 | 10.01
2035 | MISO_W_2_MISO_MO-IL | MISO_W | MISO_MO-IL | Internal | Shoulder | B11 | 25 | 3800 | 468.69 | 74.87 | 74.88 | 0.01 | 0
2035 | MISO_W_2_MISO_MO-IL | MISO_W | MISO_MO-IL | Internal | Shoulder | B12 | 200 | 3800 | 1986.96 | 58.11 | 58.12 | 0.01 | 0
2035 | MISO_W_2_MISO_MO-IL | MISO_W | MISO_MO-IL | Internal | Shoulder | B13 | 600 | 3800 | 1227.65 | 51.05 | 51.07 | 0.01 | 0
2035 | MISO_W_2_MISO_MO-IL | MISO_W | MISO_MO-IL | Internal | Shoulder | B14 | 900 | 3800 | 1850.41 | 47.84 | 47.85 | 0.01 | 0
2035 | MISO_W_2_MISO_MO-IL | MISO_W | MISO_MO-IL | Internal | Shoulder | B15 | 1203 | 3800 | 1904.76 | 43.58 | 43.59 | 0.01 | 0
2035 | MISO_W_2_MISO_MO-IL | MISO_W | MISO_MO-IL | Internal | Summer | B1 | 10 | 3800 | 385.55 | 83.37 | 83.38 | 0.01 | 0
2035 | MISO_W_2_MISO_MO-IL | MISO_W | MISO_MO-IL | Internal | Summer | B2 | 25 | 3800 | 0 | 81.31 | 80.74 | 0.01 | 0
2035 | MISO_W_2_MISO_MO-IL | MISO_W | MISO_MO-IL | Internal | Summer | B3 | 75 | 3800 | 0 | 81.4 | 79.18 | 0.01 | 0
2035 | MISO_W_2_MISO_MO-IL | MISO_W | MISO_MO-IL | Internal | Summer | B4 | 100 | 3800 | 0 | 80.22 | 78.76 | 0.01 | 0
2035 | MISO_W_2_MISO_MO-IL | MISO_W | MISO_MO-IL | Internal | Summer | B5 | 200 | 3800 | 0 | 80.22 | 76.45 | 0.01 | 0
2035 | MISO_W_2_MISO_MO-IL | MISO_W | MISO_MO-IL | Internal | Summer | B6 | 300 | 3800 | 0 | 65.22 | 64.22 | 0.01 | 0
2035 | MISO_W_2_MISO_MO-IL | MISO_W | MISO_MO-IL | Internal | Summer | B7 | 400 | 3800 | 0 | 51.13 | 51.13 | 0.01 | 0
2035 | MISO_W_2_MISO_MO-IL | MISO_W | MISO_MO-IL | Internal | Summer | B8 | 500 | 3800 | 1071.71 | 46.13 | 46.15 | 0.01 | 0
2035 | MISO_W_2_MISO_MO-IL | MISO_W | MISO_MO-IL | Internal | Summer | B9 | 800 | 3800 | 258.23 | 42.73 | 42.74 | 0.01 | 0
2035 | MISO_W_2_MISO_MO-IL | MISO_W | MISO_MO-IL | Internal | Summer | B10 | 1262 | 3800 | 2146.14 | 40.79 | 40.8 | 0.01 | 0
2035 | MISO_W_2_MISO_MO-IL | MISO_W | MISO_MO-IL | Internal | Winter | B16 | 25 | 3800 | 3439 | 55.43 | 55.44 | 0.01 | 0
2035 | MISO_W_2_MISO_MO-IL | MISO_W | MISO_MO-IL | Internal | Winter | B17 | 100 | 3800 | 2153.8 | 54.79 | 54.8 | 0.01 | 0
2035 | MISO_W_2_MISO_MO-IL | MISO_W | MISO_MO-IL | Internal | Winter | B18 | 400 | 3800 | 1076.56 | 54.3 | 54.31 | 0.01 | 0
2035 | MISO_W_2_MISO_MO-IL | MISO_W | MISO_MO-IL | Internal | Winter | B19 | 700 | 3800 | 424.13 | 51.24 | 51.25 | 0.01 | 0
2035 | MISO_W_2_MISO_MO-IL | MISO_W | MISO_MO-IL | Internal | Winter | B20 | 935 | 3800 | 2120.67 | 41.21 | 41.22 | 0.01 | 0
2035 | MISO_W_2_MISO_WUMS | MISO_W | MISO_WUMS | Internal | Shoulder | B11 | 25 | 1629 | 0 | 74.87 | 61.15 | 0.01 | 0
2035 | MISO_W_2_MISO_WUMS | MISO_W | MISO_WUMS | Internal | Shoulder | B12 | 200 | 1629 | 236.55 | 58.11 | 58.12 | 0.01 | 0
2035 | MISO_W_2_MISO_WUMS | MISO_W | MISO_WUMS | Internal | Shoulder | B13 | 600 | 1629 | 1 | 51.05 | 51.07 | 0.01 | 0
2035 | MISO_W_2_MISO_WUMS | MISO_W | MISO_WUMS | Internal | Shoulder | B14 | 900 | 1629 | 0 | 47.84 | 47.83 | 0.01 | 0
2035 | MISO_W_2_MISO_WUMS | MISO_W | MISO_WUMS | Internal | Shoulder | B15 | 1203 | 1629 | 1629 | 43.58 | 44.01 | 0.01 | 0.42
2035 | MISO_W_2_MISO_WUMS | MISO_W | MISO_WUMS | Internal | Summer | B1 | 10 | 1629 | 0 | 83.37 | 75.33 | 0.01 | 0
2035 | MISO_W_2_MISO_WUMS | MISO_W | MISO_WUMS | Internal | Summer | B2 | 25 | 1629 | 0 | 81.31 | 75.33 | 0.01 | 0
2035 | MISO_W_2_MISO_WUMS | MISO_W | MISO_WUMS | Internal | Summer | B3 | 75 | 1629 | 0 | 81.4 | 75.33 | 0.01 | 0
2035 | MISO_W_2_MISO_WUMS | MISO_W | MISO_WUMS | Internal | Summer | B4 | 100 | 1629 | 0 | 80.22 | 75.33 | 0.01 | 0
2035 | MISO_W_2_MISO_WUMS | MISO_W | MISO_WUMS | Internal | Summer | B5 | 200 | 1629 | 0 | 80.22 | 75.33 | 0.01 | 0
2035 | MISO_W_2_MISO_WUMS | MISO_W | MISO_WUMS | Internal | Summer | B6 | 300 | 1629 | 0 | 65.22 | 63.71 | 0.01 | 0
2035 | MISO_W_2_MISO_WUMS | MISO_W | MISO_WUMS | Internal | Summer | B7 | 400 | 1629 | 0 | 51.13 | 51.12 | 0.01 | 0
2035 | MISO_W_2_MISO_WUMS | MISO_W | MISO_WUMS | Internal | Summer | B8 | 500 | 1629 | 0 | 46.13 | 46.12 | 0.01 | 0
2035 | MISO_W_2_MISO_WUMS | MISO_W | MISO_WUMS | Internal | Summer | B9 | 800 | 1629 | 1242.6 | 42.73 | 42.74 | 0.01 | 0
2035 | MISO_W_2_MISO_WUMS | MISO_W | MISO_WUMS | Internal | Summer | B10 | 1262 | 1629 | 1629 | 40.79 | 41.94 | 0.01 | 1.14
2035 | MISO_W_2_MISO_WUMS | MISO_W | MISO_WUMS | Internal | Winter | B16 | 25 | 1629 | 1629 | 55.43 | 57.91 | 0.01 | 2.47
2035 | MISO_W_2_MISO_WUMS | MISO_W | MISO_WUMS | Internal | Winter | B17 | 100 | 1629 | 1625.93 | 54.79 | 54.8 | 0.01 | 0
2035 | MISO_W_2_MISO_WUMS | MISO_W | MISO_WUMS | Internal | Winter | B18 | 400 | 1629 | 1321.91 | 54.3 | 54.31 | 0.01 | 0
2035 | MISO_W_2_MISO_WUMS | MISO_W | MISO_WUMS | Internal | Winter | B19 | 700 | 1629 | 1629 | 51.24 | 51.27 | 0.01 | 0.01
2035 | MISO_W_2_MISO_WUMS | MISO_W | MISO_WUMS | Internal | Winter | B20 | 935 | 1629 | 1629 | 41.21 | 41.26 | 0.01 | 0.04
2035 | MISO_W_2_NE | MISO_W | NE | Internal | Shoulder | B11 | 25 | 2800 | 0 | 74.87 | 80.8 | 7 | 0
2035 | MISO_W_2_NE | MISO_W | NE | Internal | Shoulder | B12 | 200 | 2800 | 0 | 58.11 | 53.25 | 7 | 0
2035 | MISO_W_2_NE | MISO_W | NE | Internal | Shoulder | B13 | 600 | 2800 | 0 | 51.05 | 51.04 | 7 | 0
2035 | MISO_W_2_NE | MISO_W | NE | Internal | Shoulder | B14 | 900 | 2800 | 0 | 47.84 | 47.59 | 7 | 0
2035 | MISO_W_2_NE | MISO_W | NE | Internal | Shoulder | B15 | 1203 | 2800 | 0 | 43.58 | 41.46 | 7 | 0
2035 | MISO_W_2_NE | MISO_W | NE | Internal | Summer | B1 | 10 | 2800 | 0 | 83.37 | 83.18 | 7 | 0
2035 | MISO_W_2_NE | MISO_W | NE | Internal | Summer | B2 | 25 | 2800 | 0 | 81.31 | 81.31 | 7 | 0
2035 | MISO_W_2_NE | MISO_W | NE | Internal | Summer | B3 | 75 | 2800 | 0 | 81.4 | 81.4 | 7 | 0
2035 | MISO_W_2_NE | MISO_W | NE | Internal | Summer | B4 | 100 | 2800 | 0 | 80.22 | 81.29 | 7 | 0
2035 | MISO_W_2_NE | MISO_W | NE | Internal | Summer | B5 | 200 | 2800 | 0 | 80.22 | 81.29 | 7 | 0
2035 | MISO_W_2_NE | MISO_W | NE | Internal | Summer | B6 | 300 | 2800 | 0 | 65.22 | 72.21 | 7 | 0
2035 | MISO_W_2_NE | MISO_W | NE | Internal | Summer | B7 | 400 | 2800 | 0 | 51.13 | 58.12 | 7 | 0
2035 | MISO_W_2_NE | MISO_W | NE | Internal | Summer | B8 | 500 | 2800 | 0 | 46.13 | 50.59 | 7 | 0
2035 | MISO_W_2_NE | MISO_W | NE | Internal | Summer | B9 | 800 | 2800 | 0 | 42.73 | 48.76 | 7 | 0
2035 | MISO_W_2_NE | MISO_W | NE | Internal | Summer | B10 | 1262 | 2800 | 0 | 40.79 | 41.64 | 7 | 0
2035 | MISO_W_2_NE | MISO_W | NE | Internal | Winter | B16 | 25 | 2800 | 0 | 55.43 | 57.58 | 7 | 0
2035 | MISO_W_2_NE | MISO_W | NE | Internal | Winter | B17 | 100 | 2800 | 0 | 54.79 | 51.73 | 7 | 0
2035 | MISO_W_2_NE | MISO_W | NE | Internal | Winter | B18 | 400 | 2800 | 0 | 54.3 | 51.73 | 7 | 0
2035 | MISO_W_2_NE | MISO_W | NE | Internal | Winter | B19 | 700 | 2800 | 0 | 51.24 | 50.73 | 7 | 0
2035 | MISO_W_2_NE | MISO_W | NE | Internal | Winter | B20 | 935 | 2800 | 0 | 41.21 | 40.13 | 7 | 0
2035 | MISO_W_2_PJM_ROR | MISO_W | PJM_ROR | Internal | Shoulder | B11 | 25 | 773 | 0 | 74.87 | 58.9 | 2 | 0
2035 | MISO_W_2_PJM_ROR | MISO_W | PJM_ROR | Internal | Shoulder | B12 | 200 | 773 | 0 | 58.11 | 56.12 | 2 | 0
2035 | MISO_W_2_PJM_ROR | MISO_W | PJM_ROR | Internal | Shoulder | B13 | 600 | 773 | 0 | 51.05 | 49.07 | 2 | 0
2035 | MISO_W_2_PJM_ROR | MISO_W | PJM_ROR | Internal | Shoulder | B14 | 900 | 773 | 0 | 47.84 | 47.79 | 2 | 0
2035 | MISO_W_2_PJM_ROR | MISO_W | PJM_ROR | Internal | Shoulder | B15 | 1203 | 773 | 0 | 43.58 | 42.35 | 2 | 0
2035 | MISO_W_2_PJM_ROR | MISO_W | PJM_ROR | Internal | Summer | B1 | 10 | 773 | 0 | 83.37 | 81.37 | 2 | 0
2035 | MISO_W_2_PJM_ROR | MISO_W | PJM_ROR | Internal | Summer | B2 | 25 | 773 | 0 | 81.31 | 78.71 | 2 | 0
2035 | MISO_W_2_PJM_ROR | MISO_W | PJM_ROR | Internal | Summer | B3 | 75 | 773 | 0 | 81.4 | 77.18 | 2 | 0
2035 | MISO_W_2_PJM_ROR | MISO_W | PJM_ROR | Internal | Summer | B4 | 100 | 773 | 0 | 80.22 | 75.22 | 2 | 0
2035 | MISO_W_2_PJM_ROR | MISO_W | PJM_ROR | Internal | Summer | B5 | 200 | 773 | 0 | 80.22 | 73.52 | 2 | 0
2035 | MISO_W_2_PJM_ROR | MISO_W | PJM_ROR | Internal | Summer | B6 | 300 | 773 | 0 | 65.22 | 61.71 | 2 | 0
2035 | MISO_W_2_PJM_ROR | MISO_W | PJM_ROR | Internal | Summer | B7 | 400 | 773 | 0 | 51.13 | 49.13 | 2 | 0
2035 | MISO_W_2_PJM_ROR | MISO_W | PJM_ROR | Internal | Summer | B8 | 500 | 773 | 0 | 46.13 | 46.15 | 2 | 0
2035 | MISO_W_2_PJM_ROR | MISO_W | PJM_ROR | Internal | Summer | B9 | 800 | 773 | 0 | 42.73 | 43.03 | 2 | 0
2035 | MISO_W_2_PJM_ROR | MISO_W | PJM_ROR | Internal | Summer | B10 | 1262 | 773 | 0 | 40.79 | 39.93 | 2 | 0
2035 | MISO_W_2_PJM_ROR | MISO_W | PJM_ROR | Internal | Winter | B16 | 25 | 773 | 0 | 55.43 | 55.91 | 2 | 0
2035 | MISO_W_2_PJM_ROR | MISO_W | PJM_ROR | Internal | Winter | B17 | 100 | 773 | 0 | 54.79 | 54.69 | 2 | 0
2035 | MISO_W_2_PJM_ROR | MISO_W | PJM_ROR | Internal | Winter | B18 | 400 | 773 | 0 | 54.3 | 52.5 | 2 | 0
2035 | MISO_W_2_PJM_ROR | MISO_W | PJM_ROR | Internal | Winter | B19 | 700 | 773 | 0 | 51.24 | 51.22 | 2 | 0
2035 | MISO_W_2_PJM_ROR | MISO_W | PJM_ROR | Internal | Winter | B20 | 935 | 773 | 0 | 41.21 | 39.23 | 2 | 0
2035 | MISO_W_2_SPP_N | MISO_W | SPP_N | Internal | Shoulder | B11 | 25 | 3200 | 0 | 74.87 | 80.81 | 7 | 0
2035 | MISO_W_2_SPP_N | MISO_W | SPP_N | Internal | Shoulder | B12 | 200 | 3200 | 0 | 58.11 | 53.24 | 7 | 0
2035 | MISO_W_2_SPP_N | MISO_W | SPP_N | Internal | Shoulder | B13 | 600 | 3200 | 0 | 51.05 | 51.02 | 7 | 0
2035 | MISO_W_2_SPP_N | MISO_W | SPP_N | Internal | Shoulder | B14 | 900 | 3200 | 0 | 47.84 | 47.58 | 7 | 0
2035 | MISO_W_2_SPP_N | MISO_W | SPP_N | Internal | Shoulder | B15 | 1203 | 3200 | 0 | 43.58 | 41.48 | 7 | 0
2035 | MISO_W_2_SPP_N | MISO_W | SPP_N | Internal | Summer | B1 | 10 | 3200 | 0 | 83.37 | 81.3 | 7 | 0
2035 | MISO_W_2_SPP_N | MISO_W | SPP_N | Internal | Summer | B2 | 25 | 3200 | 0 | 81.31 | 81.3 | 7 | 0
2035 | MISO_W_2_SPP_N | MISO_W | SPP_N | Internal | Summer | B3 | 75 | 3200 | 0 | 81.4 | 81.39 | 7 | 0
2035 | MISO_W_2_SPP_N | MISO_W | SPP_N | Internal | Summer | B4 | 100 | 3200 | 0 | 80.22 | 81.3 | 7 | 0
2035 | MISO_W_2_SPP_N | MISO_W | SPP_N | Internal | Summer | B5 | 200 | 3200 | 0 | 80.22 | 81.3 | 7 | 0
2035 | MISO_W_2_SPP_N | MISO_W | SPP_N | Internal | Summer | B6 | 300 | 3200 | 114.15 | 65.22 | 72.22 | 7 | 0
2035 | MISO_W_2_SPP_N | MISO_W | SPP_N | Internal | Summer | B7 | 400 | 3200 | 419.54 | 51.13 | 58.13 | 7 | 0
2035 | MISO_W_2_SPP_N | MISO_W | SPP_N | Internal | Summer | B8 | 500 | 3200 | 0 | 46.13 | 50.6 | 7 | 0
2035 | MISO_W_2_SPP_N | MISO_W | SPP_N | Internal | Summer | B9 | 800 | 3200 | 0 | 42.73 | 48.77 | 7 | 0
2035 | MISO_W_2_SPP_N | MISO_W | SPP_N | Internal | Summer | B10 | 1262 | 3200 | 0 | 40.79 | 41.65 | 7 | 0
2035 | MISO_W_2_SPP_N | MISO_W | SPP_N | Internal | Winter | B16 | 25 | 3200 | 0 | 55.43 | 57.59 | 7 | 0
2035 | MISO_W_2_SPP_N | MISO_W | SPP_N | Internal | Winter | B17 | 100 | 3200 | 0 | 54.79 | 51.74 | 7 | 0
2035 | MISO_W_2_SPP_N | MISO_W | SPP_N | Internal | Winter | B18 | 400 | 3200 | 0 | 54.3 | 51.74 | 7 | 0
2035 | MISO_W_2_SPP_N | MISO_W | SPP_N | Internal | Winter | B19 | 700 | 3200 | 0 | 51.24 | 50.71 | 7 | 0
2035 | MISO_W_2_SPP_N | MISO_W | SPP_N | Internal | Winter | B20 | 935 | 3200 | 0 | 41.21 | 40.13 | 7 | 0
2035 | MISO_WUMS_2_MISO_MI | MISO_WUMS | MISO_MI | Internal | Shoulder | B11 | 25 | 929 | 672.14 | 61.15 | 61.16 | 0.01 | 0
2035 | MISO_WUMS_2_MISO_MI | MISO_WUMS | MISO_MI | Internal | Shoulder | B12 | 200 | 929 | 929 | 58.12 | 58.14 | 0.01 | 0.01
2035 | MISO_WUMS_2_MISO_MI | MISO_WUMS | MISO_MI | Internal | Shoulder | B13 | 600 | 929 | 617.12 | 51.07 | 51.08 | 0.01 | 0
2035 | MISO_WUMS_2_MISO_MI | MISO_WUMS | MISO_MI | Internal | Shoulder | B14 | 900 | 929 | 929 | 47.83 | 47.87 | 0.01 | 0.04
2035 | MISO_WUMS_2_MISO_MI | MISO_WUMS | MISO_MI | Internal | Shoulder | B15 | 1203 | 929 | 929 | 44.01 | 44.09 | 0.01 | 0.07
2035 | MISO_WUMS_2_MISO_MI | MISO_WUMS | MISO_MI | Internal | Summer | B1 | 10 | 929 | 929 | 75.33 | 83.37 | 0.01 | 8.03
2035 | MISO_WUMS_2_MISO_MI | MISO_WUMS | MISO_MI | Internal | Summer | B2 | 25 | 929 | 929 | 75.33 | 80.71 | 0.01 | 5.38
2035 | MISO_WUMS_2_MISO_MI | MISO_WUMS | MISO_MI | Internal | Summer | B3 | 75 | 929 | 929 | 75.33 | 79.18 | 0.01 | 3.85
2035 | MISO_WUMS_2_MISO_MI | MISO_WUMS | MISO_MI | Internal | Summer | B4 | 100 | 929 | 929 | 75.33 | 77.22 | 0.01 | 1.88
2035 | MISO_WUMS_2_MISO_MI | MISO_WUMS | MISO_MI | Internal | Summer | B5 | 200 | 929 | 929 | 75.33 | 75.52 | 0.01 | 0.18
2035 | MISO_WUMS_2_MISO_MI | MISO_WUMS | MISO_MI | Internal | Summer | B6 | 300 | 929 | 441.06 | 63.71 | 63.72 | 0.01 | 0
2035 | MISO_WUMS_2_MISO_MI | MISO_WUMS | MISO_MI | Internal | Summer | B7 | 400 | 929 | 696.95 | 51.12 | 51.13 | 0.01 | 0
2035 | MISO_WUMS_2_MISO_MI | MISO_WUMS | MISO_MI | Internal | Summer | B8 | 500 | 929 | 929 | 46.12 | 46.17 | 0.01 | 0.04
2035 | MISO_WUMS_2_MISO_MI | MISO_WUMS | MISO_MI | Internal | Summer | B9 | 800 | 929 | 785.1 | 42.74 | 42.76 | 0.01 | 0
2035 | MISO_WUMS_2_MISO_MI | MISO_WUMS | MISO_MI | Internal | Summer | B10 | 1262 | 929 | 0 | 41.94 | 41.93 | 0.01 | 0
2035 | MISO_WUMS_2_MISO_MI | MISO_WUMS | MISO_MI | Internal | Winter | B16 | 25 | 929 | 929 | 57.91 | 62.9 | 0.01 | 4.98
2035 | MISO_WUMS_2_MISO_MI | MISO_WUMS | MISO_MI | Internal | Winter | B17 | 100 | 929 | 929 | 54.8 | 57.1 | 0.01 | 2.29
2035 | MISO_WUMS_2_MISO_MI | MISO_WUMS | MISO_MI | Internal | Winter | B18 | 400 | 929 | 929 | 54.31 | 54.34 | 0.01 | 0.01
2035 | MISO_WUMS_2_MISO_MI | MISO_WUMS | MISO_MI | Internal | Winter | B19 | 700 | 929 | 324.76 | 51.27 | 51.28 | 0.01 | 0
2035 | MISO_WUMS_2_MISO_MI | MISO_WUMS | MISO_MI | Internal | Winter | B20 | 935 | 929 | 0 | 41.26 | 41.25 | 0.01 | 0
2035 | MISO_WUMS_2_MISO_W | MISO_WUMS | MISO_W | Internal | Shoulder | B11 | 25 | 1137 | 1137 | 61.15 | 74.87 | 0.01 | 13.71
2035 | MISO_WUMS_2_MISO_W | MISO_WUMS | MISO_W | Internal | Shoulder | B12 | 200 | 1137 | 0 | 58.12 | 58.11 | 0.01 | 0
2035 | MISO_WUMS_2_MISO_W | MISO_WUMS | MISO_W | Internal | Shoulder | B13 | 600 | 1137 | 0 | 51.07 | 51.05 | 0.01 | 0
2035 | MISO_WUMS_2_MISO_W | MISO_WUMS | MISO_W | Internal | Shoulder | B14 | 900 | 1137 | 252.02 | 47.83 | 47.84 | 0.01 | 0
2035 | MISO_WUMS_2_MISO_W | MISO_WUMS | MISO_W | Internal | Shoulder | B15 | 1203 | 1137 | 0 | 44.01 | 43.58 | 0.01 | 0
2035 | MISO_WUMS_2_MISO_W | MISO_WUMS | MISO_W | Internal | Summer | B1 | 10 | 1137 | 1137 | 75.33 | 83.37 | 0.01 | 8.03
2035 | MISO_WUMS_2_MISO_W | MISO_WUMS | MISO_W | Internal | Summer | B2 | 25 | 1137 | 1137 | 75.33 | 81.31 | 0.01 | 5.97
2035 | MISO_WUMS_2_MISO_W | MISO_WUMS | MISO_W | Internal | Summer | B3 | 75 | 1137 | 1137 | 75.33 | 81.4 | 0.01 | 6.07
2035 | MISO_WUMS_2_MISO_W | MISO_WUMS | MISO_W | Internal | Summer | B4 | 100 | 1137 | 1137 | 75.33 | 80.22 | 0.01 | 4.89
2035 | MISO_WUMS_2_MISO_W | MISO_WUMS | MISO_W | Internal | Summer | B5 | 200 | 1137 | 1137 | 75.33 | 80.22 | 0.01 | 4.89
2035 | MISO_WUMS_2_MISO_W | MISO_WUMS | MISO_W | Internal | Summer | B6 | 300 | 1137 | 1137 | 63.71 | 65.22 | 0.01 | 1.5
2035 | MISO_WUMS_2_MISO_W | MISO_WUMS | MISO_W | Internal | Summer | B7 | 400 | 1137 | 485.68 | 51.12 | 51.13 | 0.01 | 0
2035 | MISO_WUMS_2_MISO_W | MISO_WUMS | MISO_W | Internal | Summer | B8 | 500 | 1137 | 467.67 | 46.12 | 46.13 | 0.01 | 0
2035 | MISO_WUMS_2_MISO_W | MISO_WUMS | MISO_W | Internal | Summer | B9 | 800 | 1137 | 0 | 42.74 | 42.73 | 0.01 | 0
2035 | MISO_WUMS_2_MISO_W | MISO_WUMS | MISO_W | Internal | Summer | B10 | 1262 | 1137 | 0 | 41.94 | 40.79 | 0.01 | 0
2035 | MISO_WUMS_2_MISO_W | MISO_WUMS | MISO_W | Internal | Winter | B16 | 25 | 1137 | 0 | 57.91 | 55.43 | 0.01 | 0
2035 | MISO_WUMS_2_MISO_W | MISO_WUMS | MISO_W | Internal | Winter | B17 | 100 | 1137 | 0 | 54.8 | 54.79 | 0.01 | 0
2035 | MISO_WUMS_2_MISO_W | MISO_WUMS | MISO_W | Internal | Winter | B18 | 400 | 1137 | 0 | 54.31 | 54.3 | 0.01 | 0
2035 | MISO_WUMS_2_MISO_W | MISO_WUMS | MISO_W | Internal | Winter | B19 | 700 | 1137 | 0 | 51.27 | 51.24 | 0.01 | 0
2035 | MISO_WUMS_2_MISO_W | MISO_WUMS | MISO_W | Internal | Winter | B20 | 935 | 1137 | 0 | 41.26 | 41.21 | 0.01 | 0
2035 | MISO_WUMS_2_PJM_ROR | MISO_WUMS | PJM_ROR | Internal | Shoulder | B11 | 25 | 1600 | 0 | 61.15 | 58.9 | 2 | 0
2035 | MISO_WUMS_2_PJM_ROR | MISO_WUMS | PJM_ROR | Internal | Shoulder | B12 | 200 | 1600 | 0 | 58.12 | 56.12 | 2 | 0
2035 | MISO_WUMS_2_PJM_ROR | MISO_WUMS | PJM_ROR | Internal | Shoulder | B13 | 600 | 1600 | 0 | 51.07 | 49.07 | 2 | 0
2035 | MISO_WUMS_2_PJM_ROR | MISO_WUMS | PJM_ROR | Internal | Shoulder | B14 | 900 | 1600 | 0 | 47.83 | 47.79 | 2 | 0
2035 | MISO_WUMS_2_PJM_ROR | MISO_WUMS | PJM_ROR | Internal | Shoulder | B15 | 1203 | 1600 | 0 | 44.01 | 42.35 | 2 | 0
2035 | MISO_WUMS_2_PJM_ROR | MISO_WUMS | PJM_ROR | Internal | Summer | B1 | 10 | 1600 | 1600 | 75.33 | 81.37 | 2 | 4.05
2035 | MISO_WUMS_2_PJM_ROR | MISO_WUMS | PJM_ROR | Internal | Summer | B2 | 25 | 1600 | 1600 | 75.33 | 78.71 | 2 | 1.39
2035 | MISO_WUMS_2_PJM_ROR | MISO_WUMS | PJM_ROR | Internal | Summer | B3 | 75 | 1600 | 0 | 75.33 | 77.18 | 2 | 0
2035 | MISO_WUMS_2_PJM_ROR | MISO_WUMS | PJM_ROR | Internal | Summer | B4 | 100 | 1600 | 0 | 75.33 | 75.22 | 2 | 0
2035 | MISO_WUMS_2_PJM_ROR | MISO_WUMS | PJM_ROR | Internal | Summer | B5 | 200 | 1600 | 0 | 75.33 | 73.52 | 2 | 0
2035 | MISO_WUMS_2_PJM_ROR | MISO_WUMS | PJM_ROR | Internal | Summer | B6 | 300 | 1600 | 0 | 63.71 | 61.71 | 2 | 0
2035 | MISO_WUMS_2_PJM_ROR | MISO_WUMS | PJM_ROR | Internal | Summer | B7 | 400 | 1600 | 0 | 51.12 | 49.13 | 2 | 0
2035 | MISO_WUMS_2_PJM_ROR | MISO_WUMS | PJM_ROR | Internal | Summer | B8 | 500 | 1600 | 0 | 46.12 | 46.15 | 2 | 0
2035 | MISO_WUMS_2_PJM_ROR | MISO_WUMS | PJM_ROR | Internal | Summer | B9 | 800 | 1600 | 0 | 42.74 | 43.03 | 2 | 0
2035 | MISO_WUMS_2_PJM_ROR | MISO_WUMS | PJM_ROR | Internal | Summer | B10 | 1262 | 1600 | 0 | 41.94 | 39.93 | 2 | 0
2035 | MISO_WUMS_2_PJM_ROR | MISO_WUMS | PJM_ROR | Internal | Winter | B16 | 25 | 1600 | 0 | 57.91 | 55.91 | 2 | 0
2035 | MISO_WUMS_2_PJM_ROR | MISO_WUMS | PJM_ROR | Internal | Winter | B17 | 100 | 1600 | 0 | 54.8 | 54.69 | 2 | 0
2035 | MISO_WUMS_2_PJM_ROR | MISO_WUMS | PJM_ROR | Internal | Winter | B18 | 400 | 1600 | 0 | 54.31 | 52.5 | 2 | 0
2035 | MISO_WUMS_2_PJM_ROR | MISO_WUMS | PJM_ROR | Internal | Winter | B19 | 700 | 1600 | 0 | 51.27 | 51.22 | 2 | 0
2035 | MISO_WUMS_2_PJM_ROR | MISO_WUMS | PJM_ROR | Internal | Winter | B20 | 935 | 1600 | 0 | 41.26 | 39.23 | 2 | 0
2035 | NE_2_MISO_W | NE | MISO_W | Internal | Shoulder | B11 | 25 | 1600 | 0 | 80.8 | 74.87 | 5 | 0
2035 | NE_2_MISO_W | NE | MISO_W | Internal | Shoulder | B12 | 200 | 1600 | 0 | 53.25 | 58.11 | 5 | 0
2035 | NE_2_MISO_W | NE | MISO_W | Internal | Shoulder | B13 | 600 | 1600 | 0 | 51.04 | 51.05 | 5 | 0
2035 | NE_2_MISO_W | NE | MISO_W | Internal | Shoulder | B14 | 900 | 1600 | 0 | 47.59 | 47.84 | 5 | 0
2035 | NE_2_MISO_W | NE | MISO_W | Internal | Shoulder | B15 | 1203 | 1600 | 0 | 41.46 | 43.58 | 5 | 0
2035 | NE_2_MISO_W | NE | MISO_W | Internal | Summer | B1 | 10 | 1600 | 0 | 83.18 | 83.37 | 5 | 0
2035 | NE_2_MISO_W | NE | MISO_W | Internal | Summer | B2 | 25 | 1600 | 0 | 81.31 | 81.31 | 5 | 0
2035 | NE_2_MISO_W | NE | MISO_W | Internal | Summer | B3 | 75 | 1600 | 0 | 81.4 | 81.4 | 5 | 0
2035 | NE_2_MISO_W | NE | MISO_W | Internal | Summer | B4 | 100 | 1600 | 0 | 81.29 | 80.22 | 5 | 0
2035 | NE_2_MISO_W | NE | MISO_W | Internal | Summer | B5 | 200 | 1600 | 0 | 81.29 | 80.22 | 5 | 0
2035 | NE_2_MISO_W | NE | MISO_W | Internal | Summer | B6 | 300 | 1600 | 0 | 72.21 | 65.22 | 5 | 0
2035 | NE_2_MISO_W | NE | MISO_W | Internal | Summer | B7 | 400 | 1600 | 0 | 58.12 | 51.13 | 5 | 0
2035 | NE_2_MISO_W | NE | MISO_W | Internal | Summer | B8 | 500 | 1600 | 0 | 50.59 | 46.13 | 5 | 0
2035 | NE_2_MISO_W | NE | MISO_W | Internal | Summer | B9 | 800 | 1600 | 0 | 48.76 | 42.73 | 5 | 0
2035 | NE_2_MISO_W | NE | MISO_W | Internal | Summer | B10 | 1262 | 1600 | 0 | 41.64 | 40.79 | 5 | 0
2035 | NE_2_MISO_W | NE | MISO_W | Internal | Winter | B16 | 25 | 1600 | 0 | 57.58 | 55.43 | 5 | 0
2035 | NE_2_MISO_W | NE | MISO_W | Internal | Winter | B17 | 100 | 1600 | 0 | 51.73 | 54.79 | 5 | 0
2035 | NE_2_MISO_W | NE | MISO_W | Internal | Winter | B18 | 400 | 1600 | 0 | 51.73 | 54.3 | 5 | 0
2035 | NE_2_MISO_W | NE | MISO_W | Internal | Winter | B19 | 700 | 1600 | 0 | 50.73 | 51.24 | 5 | 0
2035 | NE_2_MISO_W | NE | MISO_W | Internal | Winter | B20 | 935 | 1600 | 0 | 40.13 | 41.21 | 5 | 0
2035 | NE_2_SPP_N | NE | SPP_N | Internal | Shoulder | B11 | 25 | 3001 | 1197.43 | 80.8 | 80.81 | 0.01 | 0
2035 | NE_2_SPP_N | NE | SPP_N | Internal | Shoulder | B12 | 200 | 3001 | 0 | 53.25 | 53.24 | 0.01 | 0
2035 | NE_2_SPP_N | NE | SPP_N | Internal | Shoulder | B13 | 600 | 3001 | 0 | 51.04 | 51.02 | 0.01 | 0
2035 | NE_2_SPP_N | NE | SPP_N | Internal | Shoulder | B14 | 900 | 3001 | 0 | 47.59 | 47.58 | 0.01 | 0
2035 | NE_2_SPP_N | NE | SPP_N | Internal | Shoulder | B15 | 1203 | 3001 | 116 | 41.46 | 41.48 | 0.01 | 0
2035 | NE_2_SPP_N | NE | SPP_N | Internal | Summer | B1 | 10 | 3001 | 0 | 83.18 | 81.3 | 0.01 | 0
2035 | NE_2_SPP_N | NE | SPP_N | Internal | Summer | B2 | 25 | 3001 | 0 | 81.31 | 81.3 | 0.01 | 0
2035 | NE_2_SPP_N | NE | SPP_N | Internal | Summer | B3 | 75 | 3001 | 0 | 81.4 | 81.39 | 0.01 | 0
2035 | NE_2_SPP_N | NE | SPP_N | Internal | Summer | B4 | 100 | 3001 | 413.06 | 81.29 | 81.3 | 0.01 | 0
2035 | NE_2_SPP_N | NE | SPP_N | Internal | Summer | B5 | 200 | 3001 | 675.53 | 81.29 | 81.3 | 0.01 | 0
2035 | NE_2_SPP_N | NE | SPP_N | Internal | Summer | B6 | 300 | 3001 | 742.68 | 72.21 | 72.22 | 0.01 | 0
2035 | NE_2_SPP_N | NE | SPP_N | Internal | Summer | B7 | 400 | 3001 | 813.71 | 58.12 | 58.13 | 0.01 | 0
2035 | NE_2_SPP_N | NE | SPP_N | Internal | Summer | B8 | 500 | 3001 | 1112.14 | 50.59 | 50.6 | 0.01 | 0
2035 | NE_2_SPP_N | NE | SPP_N | Internal | Summer | B9 | 800 | 3001 | 1284.3 | 48.76 | 48.77 | 0.01 | 0
2035 | NE_2_SPP_N | NE | SPP_N | Internal | Summer | B10 | 1262 | 3001 | 2329.97 | 41.64 | 41.65 | 0.01 | 0
2035 | NE_2_SPP_N | NE | SPP_N | Internal | Winter | B16 | 25 | 3001 | 853.64 | 57.58 | 57.59 | 0.01 | 0
2035 | NE_2_SPP_N | NE | SPP_N | Internal | Winter | B17 | 100 | 3001 | 494.32 | 51.73 | 51.74 | 0.01 | 0
2035 | NE_2_SPP_N | NE | SPP_N | Internal | Winter | B18 | 400 | 3001 | 206.16 | 51.73 | 51.74 | 0.01 | 0
2035 | NE_2_SPP_N | NE | SPP_N | Internal | Winter | B19 | 700 | 3001 | 0 | 50.73 | 50.71 | 0.01 | 0
2035 | NE_2_SPP_N | NE | SPP_N | Internal | Winter | B20 | 935 | 3001 | 0 | 40.13 | 40.13 | 0.01 | 0
2035 | NEISO_2_NYISO_A-F | NEISO | NYISO_A-F | Internal | Shoulder | B11 | 25 | 600 | 600 | 42.33 | 52.67 | 3 | 7.34
2035 | NEISO_2_NYISO_A-F | NEISO | NYISO_A-F | Internal | Shoulder | B12 | 200 | 600 | 600 | 42.33 | 52.67 | 3 | 7.34
2035 | NEISO_2_NYISO_A-F | NEISO | NYISO_A-F | Internal | Shoulder | B13 | 600 | 600 | 600 | 42.33 | 45.81 | 3 | 0.47
2035 | NEISO_2_NYISO_A-F | NEISO | NYISO_A-F | Internal | Shoulder | B14 | 900 | 600 | 349.8 | 42.33 | 45.33 | 3 | 0
2035 | NEISO_2_NYISO_A-F | NEISO | NYISO_A-F | Internal | Shoulder | B15 | 1203 | 600 | 0 | 42.33 | 45.31 | 3 | 0
2035 | NEISO_2_NYISO_A-F | NEISO | NYISO_A-F | Internal | Summer | B1 | 10 | 600 | 0 | 86.95 | 83.95 | 3 | 0
2035 | NEISO_2_NYISO_A-F | NEISO | NYISO_A-F | Internal | Summer | B2 | 25 | 600 | 0 | 67.75 | 70.73 | 3 | 0
2035 | NEISO_2_NYISO_A-F | NEISO | NYISO_A-F | Internal | Summer | B3 | 75 | 600 | 489.63 | 61.11 | 64.11 | 3 | 0
2035 | NEISO_2_NYISO_A-F | NEISO | NYISO_A-F | Internal | Summer | B4 | 100 | 600 | 600 | 53.98 | 58.08 | 3 | 1.1
2035 | NEISO_2_NYISO_A-F | NEISO | NYISO_A-F | Internal | Summer | B5 | 200 | 600 | 600 | 42.33 | 58.08 | 3 | 12.75
2035 | NEISO_2_NYISO_A-F | NEISO | NYISO_A-F | Internal | Summer | B6 | 300 | 600 | 600 | 38.7 | 53.7 | 3 | 12
2035 | NEISO_2_NYISO_A-F | NEISO | NYISO_A-F | Internal | Summer | B7 | 400 | 600 | 600 | 38.7 | 48.78 | 3 | 7.08
2035 | NEISO_2_NYISO_A-F | NEISO | NYISO_A-F | Internal | Summer | B8 | 500 | 600 | 600 | 38.7 | 44.48 | 3 | 2.77
2035 | NEISO_2_NYISO_A-F | NEISO | NYISO_A-F | Internal | Summer | B9 | 800 | 600 | 600 | 38.7 | 41.78 | 3 | 0.08
2035 | NEISO_2_NYISO_A-F | NEISO | NYISO_A-F | Internal | Summer | B10 | 1262 | 600 | 600 | 38.7 | 41.78 | 3 | 0.08
2035 | NEISO_2_NYISO_A-F | NEISO | NYISO_A-F | Internal | Winter | B16 | 25 | 600 | 254.26 | 53.51 | 56.51 | 3 | 0
2035 | NEISO_2_NYISO_A-F | NEISO | NYISO_A-F | Internal | Winter | B17 | 100 | 600 | 0 | 53.51 | 54.79 | 3 | 0
2035 | NEISO_2_NYISO_A-F | NEISO | NYISO_A-F | Internal | Winter | B18 | 400 | 600 | 0 | 53.51 | 54.3 | 3 | 0
2035 | NEISO_2_NYISO_A-F | NEISO | NYISO_A-F | Internal | Winter | B19 | 700 | 600 | 0 | 53.51 | 50.51 | 3 | 0
2035 | NEISO_2_NYISO_A-F | NEISO | NYISO_A-F | Internal | Winter | B20 | 935 | 600 | 0 | 51.51 | 48.51 | 3 | 0
2035 | NEISO_2_NYISO_G-I | NEISO | NYISO_G-I | Internal | Shoulder | B11 | 25 | 600 | 600 | 42.33 | 61.02 | 3 | 15.69
2035 | NEISO_2_NYISO_G-I | NEISO | NYISO_G-I | Internal | Shoulder | B12 | 200 | 600 | 600 | 42.33 | 52.69 | 3 | 7.35
2035 | NEISO_2_NYISO_G-I | NEISO | NYISO_G-I | Internal | Shoulder | B13 | 600 | 600 | 600 | 42.33 | 45.82 | 3 | 0.49
2035 | NEISO_2_NYISO_G-I | NEISO | NYISO_G-I | Internal | Shoulder | B14 | 900 | 600 | 600 | 42.33 | 45.34 | 3 | 0.01
2035 | NEISO_2_NYISO_G-I | NEISO | NYISO_G-I | Internal | Shoulder | B15 | 1203 | 600 | 0 | 42.33 | 45.32 | 3 | 0
2035 | NEISO_2_NYISO_G-I | NEISO | NYISO_G-I | Internal | Summer | B1 | 10 | 600 | 0 | 86.95 | 87.38 | 3 | 0
2035 | NEISO_2_NYISO_G-I | NEISO | NYISO_G-I | Internal | Summer | B2 | 25 | 600 | 0 | 67.75 | 70.74 | 3 | 0
2035 | NEISO_2_NYISO_G-I | NEISO | NYISO_G-I | Internal | Summer | B3 | 75 | 600 | 600 | 61.11 | 65.38 | 3 | 1.27
2035 | NEISO_2_NYISO_G-I | NEISO | NYISO_G-I | Internal | Summer | B4 | 100 | 600 | 600 | 53.98 | 59.28 | 3 | 2.31
2035 | NEISO_2_NYISO_G-I | NEISO | NYISO_G-I | Internal | Summer | B5 | 200 | 600 | 600 | 42.33 | 59.28 | 3 | 13.95
2035 | NEISO_2_NYISO_G-I | NEISO | NYISO_G-I | Internal | Summer | B6 | 300 | 600 | 600 | 38.7 | 55.58 | 3 | 13.88
2035 | NEISO_2_NYISO_G-I | NEISO | NYISO_G-I | Internal | Summer | B7 | 400 | 600 | 600 | 38.7 | 48.79 | 3 | 7.09
2035 | NEISO_2_NYISO_G-I | NEISO | NYISO_G-I | Internal | Summer | B8 | 500 | 600 | 600 | 38.7 | 44.49 | 3 | 2.79
2035 | NEISO_2_NYISO_G-I | NEISO | NYISO_G-I | Internal | Summer | B9 | 800 | 600 | 600 | 38.7 | 41.79 | 3 | 0.09
2035 | NEISO_2_NYISO_G-I | NEISO | NYISO_G-I | Internal | Summer | B10 | 1262 | 600 | 600 | 38.7 | 41.79 | 3 | 0.09
2035 | NEISO_2_NYISO_G-I | NEISO | NYISO_G-I | Internal | Winter | B16 | 25 | 600 | 599.99 | 53.51 | 56.52 | 3 | 0.01
2035 | NEISO_2_NYISO_G-I | NEISO | NYISO_G-I | Internal | Winter | B17 | 100 | 600 | 340.37 | 53.51 | 56.51 | 3 | 0
2035 | NEISO_2_NYISO_G-I | NEISO | NYISO_G-I | Internal | Winter | B18 | 400 | 600 | 264.65 | 53.51 | 56.51 | 3 | 0
2035 | NEISO_2_NYISO_G-I | NEISO | NYISO_G-I | Internal | Winter | B19 | 700 | 600 | 74.4 | 53.51 | 56.51 | 3 | 0
2035 | NEISO_2_NYISO_G-I | NEISO | NYISO_G-I | Internal | Winter | B20 | 935 | 600 | 0 | 51.51 | 53.14 | 3 | 0
2035 | NEISO_2_NYISO_J-K | NEISO | NYISO_J-K | Internal | Shoulder | B11 | 25 | 500 | 500 | 42.33 | 61.03 | 3 | 15.7
2035 | NEISO_2_NYISO_J-K | NEISO | NYISO_J-K | Internal | Shoulder | B12 | 200 | 500 | 500 | 42.33 | 52.7 | 3 | 7.37
2035 | NEISO_2_NYISO_J-K | NEISO | NYISO_J-K | Internal | Shoulder | B13 | 600 | 500 | 500 | 42.33 | 45.83 | 3 | 0.5
2035 | NEISO_2_NYISO_J-K | NEISO | NYISO_J-K | Internal | Shoulder | B14 | 900 | 500 | 500 | 42.33 | 45.35 | 3 | 0.02
2035 | NEISO_2_NYISO_J-K | NEISO | NYISO_J-K | Internal | Shoulder | B15 | 1203 | 500 | 411.24 | 42.33 | 45.33 | 3 | 0
2035 | NEISO_2_NYISO_J-K | NEISO | NYISO_J-K | Internal | Summer | B1 | 10 | 500 | 0 | 86.95 | 87.39 | 3 | 0
2035 | NEISO_2_NYISO_J-K | NEISO | NYISO_J-K | Internal | Summer | B2 | 25 | 500 | 11.4 | 67.75 | 70.75 | 3 | 0
2035 | NEISO_2_NYISO_J-K | NEISO | NYISO_J-K | Internal | Summer | B3 | 75 | 500 | 500 | 61.11 | 65.39 | 3 | 1.28
2035 | NEISO_2_NYISO_J-K | NEISO | NYISO_J-K | Internal | Summer | B4 | 100 | 500 | 500 | 53.98 | 59.29 | 3 | 2.32
2035 | NEISO_2_NYISO_J-K | NEISO | NYISO_J-K | Internal | Summer | B5 | 200 | 500 | 500 | 42.33 | 59.29 | 3 | 13.96
2035 | NEISO_2_NYISO_J-K | NEISO | NYISO_J-K | Internal | Summer | B6 | 300 | 500 | 500 | 38.7 | 55.6 | 3 | 13.9
2035 | NEISO_2_NYISO_J-K | NEISO | NYISO_J-K | Internal | Summer | B7 | 400 | 500 | 500 | 38.7 | 55.6 | 3 | 13.9
2035 | NEISO_2_NYISO_J-K | NEISO | NYISO_J-K | Internal | Summer | B8 | 500 | 500 | 500 | 38.7 | 44.5 | 3 | 2.8
2035 | NEISO_2_NYISO_J-K | NEISO | NYISO_J-K | Internal | Summer | B9 | 800 | 500 | 500 | 38.7 | 41.8 | 3 | 0.1
2035 | NEISO_2_NYISO_J-K | NEISO | NYISO_J-K | Internal | Summer | B10 | 1262 | 500 | 500 | 38.7 | 41.8 | 3 | 0.1
2035 | NEISO_2_NYISO_J-K | NEISO | NYISO_J-K | Internal | Winter | B16 | 25 | 500 | 500 | 53.51 | 79.89 | 3 | 23.38
2035 | NEISO_2_NYISO_J-K | NEISO | NYISO_J-K | Internal | Winter | B17 | 100 | 500 | 500 | 53.51 | 60.61 | 3 | 4.1
2035 | NEISO_2_NYISO_J-K | NEISO | NYISO_J-K | Internal | Winter | B18 | 400 | 500 | 500 | 53.51 | 59.8 | 3 | 3.29
2035 | NEISO_2_NYISO_J-K | NEISO | NYISO_J-K | Internal | Winter | B19 | 700 | 500 | 500 | 53.51 | 59.8 | 3 | 3.29
2035 | NEISO_2_NYISO_J-K | NEISO | NYISO_J-K | Internal | Winter | B20 | 935 | 500 | 65.69 | 51.51 | 54.51 | 3 | 0
2035 | NonRTO_Midwest_2_TVA_Transmission | NonRTO_Midwest | TVA_Transmission | Internal | Shoulder | B11 | 25 | 2400 | 0 | 82.87 | 65.88 | 8 | 0
2035 | NonRTO_Midwest_2_TVA_Transmission | NonRTO_Midwest | TVA_Transmission | Internal | Shoulder | B12 | 200 | 2400 | 0 | 66.13 | 57.84 | 8 | 0
2035 | NonRTO_Midwest_2_TVA_Transmission | NonRTO_Midwest | TVA_Transmission | Internal | Shoulder | B13 | 600 | 2400 | 0 | 59.07 | 52.28 | 8 | 0
2035 | NonRTO_Midwest_2_TVA_Transmission | NonRTO_Midwest | TVA_Transmission | Internal | Shoulder | B14 | 900 | 2400 | 0 | 47.95 | 50.1 | 8 | 0
2035 | NonRTO_Midwest_2_TVA_Transmission | NonRTO_Midwest | TVA_Transmission | Internal | Shoulder | B15 | 1203 | 2400 | 431.84 | 40 | 48 | 8 | 0
2035 | NonRTO_Midwest_2_TVA_Transmission | NonRTO_Midwest | TVA_Transmission | Internal | Summer | B1 | 10 | 2400 | 0 | 91.38 | 91.04 | 8 | 0
2035 | NonRTO_Midwest_2_TVA_Transmission | NonRTO_Midwest | TVA_Transmission | Internal | Summer | B2 | 25 | 2400 | 0 | 84.43 | 88.74 | 8 | 0
2035 | NonRTO_Midwest_2_TVA_Transmission | NonRTO_Midwest | TVA_Transmission | Internal | Summer | B3 | 75 | 2400 | 0 | 84.43 | 83.18 | 8 | 0
2035 | NonRTO_Midwest_2_TVA_Transmission | NonRTO_Midwest | TVA_Transmission | Internal | Summer | B4 | 100 | 2400 | 0 | 84.43 | 81.22 | 8 | 0
2035 | NonRTO_Midwest_2_TVA_Transmission | NonRTO_Midwest | TVA_Transmission | Internal | Summer | B5 | 200 | 2400 | 0 | 84.43 | 78.08 | 8 | 0
2035 | NonRTO_Midwest_2_TVA_Transmission | NonRTO_Midwest | TVA_Transmission | Internal | Summer | B6 | 300 | 2400 | 0 | 72.21 | 66.19 | 8 | 0
2035 | NonRTO_Midwest_2_TVA_Transmission | NonRTO_Midwest | TVA_Transmission | Internal | Summer | B7 | 400 | 2400 | 0 | 59.12 | 53.82 | 8 | 0
2035 | NonRTO_Midwest_2_TVA_Transmission | NonRTO_Midwest | TVA_Transmission | Internal | Summer | B8 | 500 | 2400 | 0 | 46.36 | 51.34 | 8 | 0
2035 | NonRTO_Midwest_2_TVA_Transmission | NonRTO_Midwest | TVA_Transmission | Internal | Summer | B9 | 800 | 2400 | 0 | 39.48 | 47.09 | 8 | 0
2035 | NonRTO_Midwest_2_TVA_Transmission | NonRTO_Midwest | TVA_Transmission | Internal | Summer | B10 | 1262 | 2400 | 0 | 34.34 | 41.44 | 8 | 0
2035 | NonRTO_Midwest_2_TVA_Transmission | NonRTO_Midwest | TVA_Transmission | Internal | Winter | B16 | 25 | 2400 | 0 | 70.91 | 61.91 | 8 | 0
2035 | NonRTO_Midwest_2_TVA_Transmission | NonRTO_Midwest | TVA_Transmission | Internal | Winter | B17 | 100 | 2400 | 0 | 65.09 | 58.57 | 8 | 0
2035 | NonRTO_Midwest_2_TVA_Transmission | NonRTO_Midwest | TVA_Transmission | Internal | Winter | B18 | 400 | 2400 | 0 | 62.33 | 55.06 | 8 | 0
2035 | NonRTO_Midwest_2_TVA_Transmission | NonRTO_Midwest | TVA_Transmission | Internal | Winter | B19 | 700 | 2400 | 0 | 51.28 | 51.05 | 8 | 0
2035 | NonRTO_Midwest_2_TVA_Transmission | NonRTO_Midwest | TVA_Transmission | Internal | Winter | B20 | 935 | 2400 | 0 | 38.14 | 45.23 | 8 | 0
2035 | NYISO_A-F_2_NEISO | NYISO_A-F | NEISO | Internal | Shoulder | B11 | 25 | 600 | 0 | 52.67 | 42.33 | 3 | 0
2035 | NYISO_A-F_2_NEISO | NYISO_A-F | NEISO | Internal | Shoulder | B12 | 200 | 600 | 0 | 52.67 | 42.33 | 3 | 0
2035 | NYISO_A-F_2_NEISO | NYISO_A-F | NEISO | Internal | Shoulder | B13 | 600 | 600 | 0 | 45.81 | 42.33 | 3 | 0
2035 | NYISO_A-F_2_NEISO | NYISO_A-F | NEISO | Internal | Shoulder | B14 | 900 | 600 | 0 | 45.33 | 42.33 | 3 | 0
2035 | NYISO_A-F_2_NEISO | NYISO_A-F | NEISO | Internal | Shoulder | B15 | 1203 | 600 | 0 | 45.31 | 42.33 | 3 | 0
2035 | NYISO_A-F_2_NEISO | NYISO_A-F | NEISO | Internal | Summer | B1 | 10 | 600 | 544.67 | 83.95 | 86.95 | 3 | 0
2035 | NYISO_A-F_2_NEISO | NYISO_A-F | NEISO | Internal | Summer | B2 | 25 | 600 | 0 | 70.73 | 67.75 | 3 | 0
2035 | NYISO_A-F_2_NEISO | NYISO_A-F | NEISO | Internal | Summer | B3 | 75 | 600 | 0 | 64.11 | 61.11 | 3 | 0
2035 | NYISO_A-F_2_NEISO | NYISO_A-F | NEISO | Internal | Summer | B4 | 100 | 600 | 0 | 58.08 | 53.98 | 3 | 0
2035 | NYISO_A-F_2_NEISO | NYISO_A-F | NEISO | Internal | Summer | B5 | 200 | 600 | 0 | 58.08 | 42.33 | 3 | 0
2035 | NYISO_A-F_2_NEISO | NYISO_A-F | NEISO | Internal | Summer | B6 | 300 | 600 | 0 | 53.7 | 38.7 | 3 | 0
2035 | NYISO_A-F_2_NEISO | NYISO_A-F | NEISO | Internal | Summer | B7 | 400 | 600 | 0 | 48.78 | 38.7 | 3 | 0
2035 | NYISO_A-F_2_NEISO | NYISO_A-F | NEISO | Internal | Summer | B8 | 500 | 600 | 0 | 44.48 | 38.7 | 3 | 0
2035 | NYISO_A-F_2_NEISO | NYISO_A-F | NEISO | Internal | Summer | B9 | 800 | 600 | 0 | 41.78 | 38.7 | 3 | 0
2035 | NYISO_A-F_2_NEISO | NYISO_A-F | NEISO | Internal | Summer | B10 | 1262 | 600 | 0 | 41.78 | 38.7 | 3 | 0
2035 | NYISO_A-F_2_NEISO | NYISO_A-F | NEISO | Internal | Winter | B16 | 25 | 600 | 0 | 56.51 | 53.51 | 3 | 0
2035 | NYISO_A-F_2_NEISO | NYISO_A-F | NEISO | Internal | Winter | B17 | 100 | 600 | 0 | 54.79 | 53.51 | 3 | 0
2035 | NYISO_A-F_2_NEISO | NYISO_A-F | NEISO | Internal | Winter | B18 | 400 | 600 | 0 | 54.3 | 53.51 | 3 | 0
2035 | NYISO_A-F_2_NEISO | NYISO_A-F | NEISO | Internal | Winter | B19 | 700 | 600 | 285.69 | 50.51 | 53.51 | 3 | 0
2035 | NYISO_A-F_2_NEISO | NYISO_A-F | NEISO | Internal | Winter | B20 | 935 | 600 | 32.32 | 48.51 | 51.51 | 3 | 0
2035 | NYISO_A-F_2_NYISO_G-I | NYISO_A-F | NYISO_G-I | Internal | Shoulder | B11 | 25 | 4757 | 4757 | 52.67 | 61.02 | 0.01 | 8.33
2035 | NYISO_A-F_2_NYISO_G-I | NYISO_A-F | NYISO_G-I | Internal | Shoulder | B12 | 200 | 4757 | 4063 | 52.67 | 52.69 | 0.01 | 0
2035 | NYISO_A-F_2_NYISO_G-I | NYISO_A-F | NYISO_G-I | Internal | Shoulder | B13 | 600 | 4757 | 4073.78 | 45.81 | 45.82 | 0.01 | 0
2035 | NYISO_A-F_2_NYISO_G-I | NYISO_A-F | NYISO_G-I | Internal | Shoulder | B14 | 900 | 4757 | 3971.52 | 45.33 | 45.34 | 0.01 | 0
2035 | NYISO_A-F_2_NYISO_G-I | NYISO_A-F | NYISO_G-I | Internal | Shoulder | B15 | 1203 | 4757 | 2260.56 | 45.31 | 45.32 | 0.01 | 0
2035 | NYISO_A-F_2_NYISO_G-I | NYISO_A-F | NYISO_G-I | Internal | Summer | B1 | 10 | 4757 | 4757 | 83.95 | 87.38 | 0.01 | 3.42
2035 | NYISO_A-F_2_NYISO_G-I | NYISO_A-F | NYISO_G-I | Internal | Summer | B2 | 25 | 4757 | 4511.3 | 70.73 | 70.74 | 0.01 | 0
2035 | NYISO_A-F_2_NYISO_G-I | NYISO_A-F | NYISO_G-I | Internal | Summer | B3 | 75 | 4757 | 4757 | 64.11 | 65.38 | 0.01 | 1.26
2035 | NYISO_A-F_2_NYISO_G-I | NYISO_A-F | NYISO_G-I | Internal | Summer | B4 | 100 | 4757 | 4757 | 58.08 | 59.28 | 0.01 | 1.19
2035 | NYISO_A-F_2_NYISO_G-I | NYISO_A-F | NYISO_G-I | Internal | Summer | B5 | 200 | 4757 | 4757 | 58.08 | 59.28 | 0.01 | 1.19
2035 | NYISO_A-F_2_NYISO_G-I | NYISO_A-F | NYISO_G-I | Internal | Summer | B6 | 300 | 4757 | 4757 | 53.7 | 55.58 | 0.01 | 1.87
2035 | NYISO_A-F_2_NYISO_G-I | NYISO_A-F | NYISO_G-I | Internal | Summer | B7 | 400 | 4757 | 4598.13 | 48.78 | 48.79 | 0.01 | 0
2035 | NYISO_A-F_2_NYISO_G-I | NYISO_A-F | NYISO_G-I | Internal | Summer | B8 | 500 | 4757 | 4143 | 44.48 | 44.49 | 0.01 | 0
2035 | NYISO_A-F_2_NYISO_G-I | NYISO_A-F | NYISO_G-I | Internal | Summer | B9 | 800 | 4757 | 3128.68 | 41.78 | 41.79 | 0.01 | 0
2035 | NYISO_A-F_2_NYISO_G-I | NYISO_A-F | NYISO_G-I | Internal | Summer | B10 | 1262 | 4757 | 1156.16 | 41.78 | 41.79 | 0.01 | 0
2035 | NYISO_A-F_2_NYISO_G-I | NYISO_A-F | NYISO_G-I | Internal | Winter | B16 | 25 | 4757 | 4639.71 | 56.51 | 56.52 | 0.01 | 0
2035 | NYISO_A-F_2_NYISO_G-I | NYISO_A-F | NYISO_G-I | Internal | Winter | B17 | 100 | 4757 | 4757 | 54.79 | 56.51 | 0.01 | 1.71
2035 | NYISO_A-F_2_NYISO_G-I | NYISO_A-F | NYISO_G-I | Internal | Winter | B18 | 400 | 4757 | 4757 | 54.3 | 56.51 | 0.01 | 2.19
2035 | NYISO_A-F_2_NYISO_G-I | NYISO_A-F | NYISO_G-I | Internal | Winter | B19 | 700 | 4757 | 4757 | 50.51 | 56.51 | 0.01 | 5.99
2035 | NYISO_A-F_2_NYISO_G-I | NYISO_A-F | NYISO_G-I | Internal | Winter | B20 | 935 | 4757 | 4757 | 48.51 | 53.14 | 0.01 | 4.62
2035 | NYISO_A-F_2_PJM_ROM | NYISO_A-F | PJM_ROM | Internal | Shoulder | B11 | 25 | 1000 | 0 | 52.67 | 58.89 | 8 | 0
2035 | NYISO_A-F_2_PJM_ROM | NYISO_A-F | PJM_ROM | Internal | Shoulder | B12 | 200 | 1000 | 0 | 52.67 | 56.13 | 8 | 0
2035 | NYISO_A-F_2_PJM_ROM | NYISO_A-F | PJM_ROM | Internal | Shoulder | B13 | 600 | 1000 | 0 | 45.81 | 49.07 | 8 | 0
2035 | NYISO_A-F_2_PJM_ROM | NYISO_A-F | PJM_ROM | Internal | Shoulder | B14 | 900 | 1000 | 0 | 45.33 | 47.8 | 8 | 0
2035 | NYISO_A-F_2_PJM_ROM | NYISO_A-F | PJM_ROM | Internal | Shoulder | B15 | 1203 | 1000 | 0 | 45.31 | 42.37 | 8 | 0
2035 | NYISO_A-F_2_PJM_ROM | NYISO_A-F | PJM_ROM | Internal | Summer | B1 | 10 | 1000 | 0 | 83.95 | 81.38 | 8 | 0
2035 | NYISO_A-F_2_PJM_ROM | NYISO_A-F | PJM_ROM | Internal | Summer | B2 | 25 | 1000 | 503.01 | 70.73 | 78.73 | 8 | 0
2035 | NYISO_A-F_2_PJM_ROM | NYISO_A-F | PJM_ROM | Internal | Summer | B3 | 75 | 1000 | 1000 | 64.11 | 77.17 | 8 | 5.06
2035 | NYISO_A-F_2_PJM_ROM | NYISO_A-F | PJM_ROM | Internal | Summer | B4 | 100 | 1000 | 1000 | 58.08 | 75.21 | 8 | 9.13
2035 | NYISO_A-F_2_PJM_ROM | NYISO_A-F | PJM_ROM | Internal | Summer | B5 | 200 | 1000 | 1000 | 58.08 | 73.51 | 8 | 7.43
2035 | NYISO_A-F_2_PJM_ROM | NYISO_A-F | PJM_ROM | Internal | Summer | B6 | 300 | 1000 | 978.44 | 53.7 | 61.7 | 8 | 0
2035 | NYISO_A-F_2_PJM_ROM | NYISO_A-F | PJM_ROM | Internal | Summer | B7 | 400 | 1000 | 0 | 48.78 | 49.14 | 8 | 0
2035 | NYISO_A-F_2_PJM_ROM | NYISO_A-F | PJM_ROM | Internal | Summer | B8 | 500 | 1000 | 0 | 44.48 | 46.16 | 8 | 0
2035 | NYISO_A-F_2_PJM_ROM | NYISO_A-F | PJM_ROM | Internal | Summer | B9 | 800 | 1000 | 0 | 41.78 | 43.04 | 8 | 0
2035 | NYISO_A-F_2_PJM_ROM | NYISO_A-F | PJM_ROM | Internal | Summer | B10 | 1262 | 1000 | 0 | 41.78 | 39.94 | 8 | 0
2035 | NYISO_A-F_2_PJM_ROM | NYISO_A-F | PJM_ROM | Internal | Winter | B16 | 25 | 1000 | 0 | 56.51 | 55.92 | 8 | 0
2035 | NYISO_A-F_2_PJM_ROM | NYISO_A-F | PJM_ROM | Internal | Winter | B17 | 100 | 1000 | 0 | 54.79 | 54.7 | 8 | 0
2035 | NYISO_A-F_2_PJM_ROM | NYISO_A-F | PJM_ROM | Internal | Winter | B18 | 400 | 1000 | 0 | 54.3 | 52.51 | 8 | 0
2035 | NYISO_A-F_2_PJM_ROM | NYISO_A-F | PJM_ROM | Internal | Winter | B19 | 700 | 1000 | 0 | 50.51 | 51.23 | 8 | 0
2035 | NYISO_A-F_2_PJM_ROM | NYISO_A-F | PJM_ROM | Internal | Winter | B20 | 935 | 1000 | 0 | 48.51 | 39.25 | 8 | 0
2035 | NYISO_G-I_2_NEISO | NYISO_G-I | NEISO | Internal | Shoulder | B11 | 25 | 600 | 0 | 61.02 | 42.33 | 3 | 0
2035 | NYISO_G-I_2_NEISO | NYISO_G-I | NEISO | Internal | Shoulder | B12 | 200 | 600 | 0 | 52.69 | 42.33 | 3 | 0
2035 | NYISO_G-I_2_NEISO | NYISO_G-I | NEISO | Internal | Shoulder | B13 | 600 | 600 | 0 | 45.82 | 42.33 | 3 | 0
2035 | NYISO_G-I_2_NEISO | NYISO_G-I | NEISO | Internal | Shoulder | B14 | 900 | 600 | 0 | 45.34 | 42.33 | 3 | 0
2035 | NYISO_G-I_2_NEISO | NYISO_G-I | NEISO | Internal | Shoulder | B15 | 1203 | 600 | 0 | 45.32 | 42.33 | 3 | 0
2035 | NYISO_G-I_2_NEISO | NYISO_G-I | NEISO | Internal | Summer | B1 | 10 | 600 | 0 | 87.38 | 86.95 | 3 | 0
2035 | NYISO_G-I_2_NEISO | NYISO_G-I | NEISO | Internal | Summer | B2 | 25 | 600 | 0 | 70.74 | 67.75 | 3 | 0
2035 | NYISO_G-I_2_NEISO | NYISO_G-I | NEISO | Internal | Summer | B3 | 75 | 600 | 0 | 65.38 | 61.11 | 3 | 0
2035 | NYISO_G-I_2_NEISO | NYISO_G-I | NEISO | Internal | Summer | B4 | 100 | 600 | 0 | 59.28 | 53.98 | 3 | 0
2035 | NYISO_G-I_2_NEISO | NYISO_G-I | NEISO | Internal | Summer | B5 | 200 | 600 | 0 | 59.28 | 42.33 | 3 | 0
2035 | NYISO_G-I_2_NEISO | NYISO_G-I | NEISO | Internal | Summer | B6 | 300 | 600 | 0 | 55.58 | 38.7 | 3 | 0
2035 | NYISO_G-I_2_NEISO | NYISO_G-I | NEISO | Internal | Summer | B7 | 400 | 600 | 0 | 48.79 | 38.7 | 3 | 0
2035 | NYISO_G-I_2_NEISO | NYISO_G-I | NEISO | Internal | Summer | B8 | 500 | 600 | 0 | 44.49 | 38.7 | 3 | 0
2035 | NYISO_G-I_2_NEISO | NYISO_G-I | NEISO | Internal | Summer | B9 | 800 | 600 | 0 | 41.79 | 38.7 | 3 | 0
2035 | NYISO_G-I_2_NEISO | NYISO_G-I | NEISO | Internal | Summer | B10 | 1262 | 600 | 0 | 41.79 | 38.7 | 3 | 0
2035 | NYISO_G-I_2_NEISO | NYISO_G-I | NEISO | Internal | Winter | B16 | 25 | 600 | 0 | 56.52 | 53.51 | 3 | 0
2035 | NYISO_G-I_2_NEISO | NYISO_G-I | NEISO | Internal | Winter | B17 | 100 | 600 | 0 | 56.51 | 53.51 | 3 | 0
2035 | NYISO_G-I_2_NEISO | NYISO_G-I | NEISO | Internal | Winter | B18 | 400 | 600 | 0 | 56.51 | 53.51 | 3 | 0
2035 | NYISO_G-I_2_NEISO | NYISO_G-I | NEISO | Internal | Winter | B19 | 700 | 600 | 0 | 56.51 | 53.51 | 3 | 0
2035 | NYISO_G-I_2_NEISO | NYISO_G-I | NEISO | Internal | Winter | B20 | 935 | 600 | 0 | 53.14 | 51.51 | 3 | 0
2035 | NYISO_G-I_2_NYISO_A-F | NYISO_G-I | NYISO_A-F | Internal | Shoulder | B11 | 25 | 2506 | 0 | 61.02 | 52.67 | 0.01 | 0
2035 | NYISO_G-I_2_NYISO_A-F | NYISO_G-I | NYISO_A-F | Internal | Shoulder | B12 | 200 | 2506 | 0 | 52.69 | 52.67 | 0.01 | 0
2035 | NYISO_G-I_2_NYISO_A-F | NYISO_G-I | NYISO_A-F | Internal | Shoulder | B13 | 600 | 2506 | 0 | 45.82 | 45.81 | 0.01 | 0
2035 | NYISO_G-I_2_NYISO_A-F | NYISO_G-I | NYISO_A-F | Internal | Shoulder | B14 | 900 | 2506 | 0 | 45.34 | 45.33 | 0.01 | 0
2035 | NYISO_G-I_2_NYISO_A-F | NYISO_G-I | NYISO_A-F | Internal | Shoulder | B15 | 1203 | 2506 | 0 | 45.32 | 45.31 | 0.01 | 0
2035 | NYISO_G-I_2_NYISO_A-F | NYISO_G-I | NYISO_A-F | Internal | Summer | B1 | 10 | 2506 | 0 | 87.38 | 83.95 | 0.01 | 0
2035 | NYISO_G-I_2_NYISO_A-F | NYISO_G-I | NYISO_A-F | Internal | Summer | B2 | 25 | 2506 | 0 | 70.74 | 70.73 | 0.01 | 0
2035 | NYISO_G-I_2_NYISO_A-F | NYISO_G-I | NYISO_A-F | Internal | Summer | B3 | 75 | 2506 | 0 | 65.38 | 64.11 | 0.01 | 0
2035 | NYISO_G-I_2_NYISO_A-F | NYISO_G-I | NYISO_A-F | Internal | Summer | B4 | 100 | 2506 | 0 | 59.28 | 58.08 | 0.01 | 0
2035 | NYISO_G-I_2_NYISO_A-F | NYISO_G-I | NYISO_A-F | Internal | Summer | B5 | 200 | 2506 | 0 | 59.28 | 58.08 | 0.01 | 0
2035 | NYISO_G-I_2_NYISO_A-F | NYISO_G-I | NYISO_A-F | Internal | Summer | B6 | 300 | 2506 | 0 | 55.58 | 53.7 | 0.01 | 0
2035 | NYISO_G-I_2_NYISO_A-F | NYISO_G-I | NYISO_A-F | Internal | Summer | B7 | 400 | 2506 | 0 | 48.79 | 48.78 | 0.01 | 0
2035 | NYISO_G-I_2_NYISO_A-F | NYISO_G-I | NYISO_A-F | Internal | Summer | B8 | 500 | 2506 | 0 | 44.49 | 44.48 | 0.01 | 0
2035 | NYISO_G-I_2_NYISO_A-F | NYISO_G-I | NYISO_A-F | Internal | Summer | B9 | 800 | 2506 | 0 | 41.79 | 41.78 | 0.01 | 0
2035 | NYISO_G-I_2_NYISO_A-F | NYISO_G-I | NYISO_A-F | Internal | Summer | B10 | 1262 | 2506 | 0 | 41.79 | 41.78 | 0.01 | 0
2035 | NYISO_G-I_2_NYISO_A-F | NYISO_G-I | NYISO_A-F | Internal | Winter | B16 | 25 | 2506 | 0 | 56.52 | 56.51 | 0.01 | 0
2035 | NYISO_G-I_2_NYISO_A-F | NYISO_G-I | NYISO_A-F | Internal | Winter | B17 | 100 | 2506 | 0 | 56.51 | 54.79 | 0.01 | 0
2035 | NYISO_G-I_2_NYISO_A-F | NYISO_G-I | NYISO_A-F | Internal | Winter | B18 | 400 | 2506 | 0 | 56.51 | 54.3 | 0.01 | 0
2035 | NYISO_G-I_2_NYISO_A-F | NYISO_G-I | NYISO_A-F | Internal | Winter | B19 | 700 | 2506 | 0 | 56.51 | 50.51 | 0.01 | 0
2035 | NYISO_G-I_2_NYISO_A-F | NYISO_G-I | NYISO_A-F | Internal | Winter | B20 | 935 | 2506 | 0 | 53.14 | 48.51 | 0.01 | 0
2035 | NYISO_G-I_2_NYISO_J-K | NYISO_G-I | NYISO_J-K | Internal | Shoulder | B11 | 25 | 6188 | 5713.56 | 61.02 | 61.03 | 0.01 | 0
2035 | NYISO_G-I_2_NYISO_J-K | NYISO_G-I | NYISO_J-K | Internal | Shoulder | B12 | 200 | 6188 | 5089.76 | 52.69 | 52.7 | 0.01 | 0
2035 | NYISO_G-I_2_NYISO_J-K | NYISO_G-I | NYISO_J-K | Internal | Shoulder | B13 | 600 | 6188 | 5219.07 | 45.82 | 45.83 | 0.01 | 0
2035 | NYISO_G-I_2_NYISO_J-K | NYISO_G-I | NYISO_J-K | Internal | Shoulder | B14 | 900 | 6188 | 5287.11 | 45.34 | 45.35 | 0.01 | 0
2035 | NYISO_G-I_2_NYISO_J-K | NYISO_G-I | NYISO_J-K | Internal | Shoulder | B15 | 1203 | 6188 | 3450.7 | 45.32 | 45.33 | 0.01 | 0
2035 | NYISO_G-I_2_NYISO_J-K | NYISO_G-I | NYISO_J-K | Internal | Summer | B1 | 10 | 6188 | 4263.84 | 87.38 | 87.39 | 0.01 | 0
2035 | NYISO_G-I_2_NYISO_J-K | NYISO_G-I | NYISO_J-K | Internal | Summer | B2 | 25 | 6188 | 3964.34 | 70.74 | 70.75 | 0.01 | 0
2035 | NYISO_G-I_2_NYISO_J-K | NYISO_G-I | NYISO_J-K | Internal | Summer | B3 | 75 | 6188 | 3985.23 | 65.38 | 65.39 | 0.01 | 0
2035 | NYISO_G-I_2_NYISO_J-K | NYISO_G-I | NYISO_J-K | Internal | Summer | B4 | 100 | 6188 | 4276.43 | 59.28 | 59.29 | 0.01 | 0
2035 | NYISO_G-I_2_NYISO_J-K | NYISO_G-I | NYISO_J-K | Internal | Summer | B5 | 200 | 6188 | 4426.16 | 59.28 | 59.29 | 0.01 | 0
2035 | NYISO_G-I_2_NYISO_J-K | NYISO_G-I | NYISO_J-K | Internal | Summer | B6 | 300 | 6188 | 6139.64 | 55.58 | 55.6 | 0.01 | 0
2035 | NYISO_G-I_2_NYISO_J-K | NYISO_G-I | NYISO_J-K | Internal | Summer | B7 | 400 | 6188 | 6188 | 48.79 | 55.6 | 0.01 | 6.79
2035 | NYISO_G-I_2_NYISO_J-K | NYISO_G-I | NYISO_J-K | Internal | Summer | B8 | 500 | 6188 | 5882.95 | 44.49 | 44.5 | 0.01 | 0
2035 | NYISO_G-I_2_NYISO_J-K | NYISO_G-I | NYISO_J-K | Internal | Summer | B9 | 800 | 6188 | 5098.1 | 41.79 | 41.8 | 0.01 | 0
2035 | NYISO_G-I_2_NYISO_J-K | NYISO_G-I | NYISO_J-K | Internal | Summer | B10 | 1262 | 6188 | 3623.53 | 41.79 | 41.8 | 0.01 | 0
2035 | NYISO_G-I_2_NYISO_J-K | NYISO_G-I | NYISO_J-K | Internal | Winter | B16 | 25 | 6188 | 6188 | 56.52 | 79.89 | 0.01 | 23.36
2035 | NYISO_G-I_2_NYISO_J-K | NYISO_G-I | NYISO_J-K | Internal | Winter | B17 | 100 | 6188 | 6188 | 56.51 | 60.61 | 0.01 | 4.09
2035 | NYISO_G-I_2_NYISO_J-K | NYISO_G-I | NYISO_J-K | Internal | Winter | B18 | 400 | 6188 | 6188 | 56.51 | 59.8 | 0.01 | 3.28
2035 | NYISO_G-I_2_NYISO_J-K | NYISO_G-I | NYISO_J-K | Internal | Winter | B19 | 700 | 6188 | 6188 | 56.51 | 59.8 | 0.01 | 3.28
2035 | NYISO_G-I_2_NYISO_J-K | NYISO_G-I | NYISO_J-K | Internal | Winter | B20 | 935 | 6188 | 6188 | 53.14 | 54.51 | 0.01 | 1.35
2035 | NYISO_G-I_2_PJM_E | NYISO_G-I | PJM_E | Internal | Shoulder | B11 | 25 | 1500 | 0 | 61.02 | 58.88 | 8 | 0
2035 | NYISO_G-I_2_PJM_E | NYISO_G-I | PJM_E | Internal | Shoulder | B12 | 200 | 1500 | 0 | 52.69 | 56.12 | 8 | 0
2035 | NYISO_G-I_2_PJM_E | NYISO_G-I | PJM_E | Internal | Shoulder | B13 | 600 | 1500 | 0 | 45.82 | 49.06 | 8 | 0
2035 | NYISO_G-I_2_PJM_E | NYISO_G-I | PJM_E | Internal | Shoulder | B14 | 900 | 1500 | 0 | 45.34 | 47.79 | 8 | 0
2035 | NYISO_G-I_2_PJM_E | NYISO_G-I | PJM_E | Internal | Shoulder | B15 | 1203 | 1500 | 0 | 45.32 | 42.38 | 8 | 0
2035 | NYISO_G-I_2_PJM_E | NYISO_G-I | PJM_E | Internal | Summer | B1 | 10 | 1500 | 0 | 87.38 | 81.39 | 8 | 0
2035 | NYISO_G-I_2_PJM_E | NYISO_G-I | PJM_E | Internal | Summer | B2 | 25 | 1500 | 229.1 | 70.74 | 78.74 | 8 | 0
2035 | NYISO_G-I_2_PJM_E | NYISO_G-I | PJM_E | Internal | Summer | B3 | 75 | 1500 | 1500 | 65.38 | 77.16 | 8 | 3.78
2035 | NYISO_G-I_2_PJM_E | NYISO_G-I | PJM_E | Internal | Summer | B4 | 100 | 1500 | 1500 | 59.28 | 75.2 | 8 | 7.92
2035 | NYISO_G-I_2_PJM_E | NYISO_G-I | PJM_E | Internal | Summer | B5 | 200 | 1500 | 1500 | 59.28 | 73.5 | 8 | 6.22
2035 | NYISO_G-I_2_PJM_E | NYISO_G-I | PJM_E | Internal | Summer | B6 | 300 | 1500 | 0 | 55.58 | 61.69 | 8 | 0
2035 | NYISO_G-I_2_PJM_E | NYISO_G-I | PJM_E | Internal | Summer | B7 | 400 | 1500 | 0 | 48.79 | 49.13 | 8 | 0
2035 | NYISO_G-I_2_PJM_E | NYISO_G-I | PJM_E | Internal | Summer | B8 | 500 | 1500 | 0 | 44.49 | 46.15 | 8 | 0
2035 | NYISO_G-I_2_PJM_E | NYISO_G-I | PJM_E | Internal | Summer | B9 | 800 | 1500 | 0 | 41.79 | 43.05 | 8 | 0
2035 | NYISO_G-I_2_PJM_E | NYISO_G-I | PJM_E | Internal | Summer | B10 | 1262 | 1500 | 0 | 41.79 | 39.95 | 8 | 0
2035 | NYISO_G-I_2_PJM_E | NYISO_G-I | PJM_E | Internal | Winter | B16 | 25 | 1500 | 0 | 56.52 | 55.93 | 8 | 0
2035 | NYISO_G-I_2_PJM_E | NYISO_G-I | PJM_E | Internal | Winter | B17 | 100 | 1500 | 0 | 56.51 | 54.71 | 8 | 0
2035 | NYISO_G-I_2_PJM_E | NYISO_G-I | PJM_E | Internal | Winter | B18 | 400 | 1500 | 0 | 56.51 | 52.52 | 8 | 0
2035 | NYISO_G-I_2_PJM_E | NYISO_G-I | PJM_E | Internal | Winter | B19 | 700 | 1500 | 0 | 56.51 | 51.24 | 8 | 0
2035 | NYISO_G-I_2_PJM_E | NYISO_G-I | PJM_E | Internal | Winter | B20 | 935 | 1500 | 0 | 53.14 | 39.26 | 8 | 0
2035 | NYISO_J-K_2_NEISO | NYISO_J-K | NEISO | Internal | Shoulder | B11 | 25 | 70 | 0 | 61.03 | 42.33 | 3 | 0
2035 | NYISO_J-K_2_NEISO | NYISO_J-K | NEISO | Internal | Shoulder | B12 | 200 | 70 | 0 | 52.7 | 42.33 | 3 | 0
2035 | NYISO_J-K_2_NEISO | NYISO_J-K | NEISO | Internal | Shoulder | B13 | 600 | 70 | 0 | 45.83 | 42.33 | 3 | 0
2035 | NYISO_J-K_2_NEISO | NYISO_J-K | NEISO | Internal | Shoulder | B14 | 900 | 70 | 0 | 45.35 | 42.33 | 3 | 0
2035 | NYISO_J-K_2_NEISO | NYISO_J-K | NEISO | Internal | Shoulder | B15 | 1203 | 70 | 0 | 45.33 | 42.33 | 3 | 0
2035 | NYISO_J-K_2_NEISO | NYISO_J-K | NEISO | Internal | Summer | B1 | 10 | 70 | 0 | 87.39 | 86.95 | 3 | 0
2035 | NYISO_J-K_2_NEISO | NYISO_J-K | NEISO | Internal | Summer | B2 | 25 | 70 | 0 | 70.75 | 67.75 | 3 | 0
2035 | NYISO_J-K_2_NEISO | NYISO_J-K | NEISO | Internal | Summer | B3 | 75 | 70 | 0 | 65.39 | 61.11 | 3 | 0
2035 | NYISO_J-K_2_NEISO | NYISO_J-K | NEISO | Internal | Summer | B4 | 100 | 70 | 0 | 59.29 | 53.98 | 3 | 0
2035 | NYISO_J-K_2_NEISO | NYISO_J-K | NEISO | Internal | Summer | B5 | 200 | 70 | 0 | 59.29 | 42.33 | 3 | 0
2035 | NYISO_J-K_2_NEISO | NYISO_J-K | NEISO | Internal | Summer | B6 | 300 | 70 | 0 | 55.6 | 38.7 | 3 | 0
2035 | NYISO_J-K_2_NEISO | NYISO_J-K | NEISO | Internal | Summer | B7 | 400 | 70 | 0 | 55.6 | 38.7 | 3 | 0
2035 | NYISO_J-K_2_NEISO | NYISO_J-K | NEISO | Internal | Summer | B8 | 500 | 70 | 0 | 44.5 | 38.7 | 3 | 0
2035 | NYISO_J-K_2_NEISO | NYISO_J-K | NEISO | Internal | Summer | B9 | 800 | 70 | 0 | 41.8 | 38.7 | 3 | 0
2035 | NYISO_J-K_2_NEISO | NYISO_J-K | NEISO | Internal | Summer | B10 | 1262 | 70 | 0 | 41.8 | 38.7 | 3 | 0
2035 | NYISO_J-K_2_NEISO | NYISO_J-K | NEISO | Internal | Winter | B16 | 25 | 70 | 0 | 79.89 | 53.51 | 3 | 0
2035 | NYISO_J-K_2_NEISO | NYISO_J-K | NEISO | Internal | Winter | B17 | 100 | 70 | 0 | 60.61 | 53.51 | 3 | 0
2035 | NYISO_J-K_2_NEISO | NYISO_J-K | NEISO | Internal | Winter | B18 | 400 | 70 | 0 | 59.8 | 53.51 | 3 | 0
2035 | NYISO_J-K_2_NEISO | NYISO_J-K | NEISO | Internal | Winter | B19 | 700 | 70 | 0 | 59.8 | 53.51 | 3 | 0
2035 | NYISO_J-K_2_NEISO | NYISO_J-K | NEISO | Internal | Winter | B20 | 935 | 70 | 0 | 54.51 | 51.51 | 3 | 0
2035 | NYISO_J-K_2_NYISO_G-I | NYISO_J-K | NYISO_G-I | Internal | Shoulder | B11 | 25 | 2057 | 0 | 61.03 | 61.02 | 0.01 | 0
2035 | NYISO_J-K_2_NYISO_G-I | NYISO_J-K | NYISO_G-I | Internal | Shoulder | B12 | 200 | 2057 | 0 | 52.7 | 52.69 | 0.01 | 0
2035 | NYISO_J-K_2_NYISO_G-I | NYISO_J-K | NYISO_G-I | Internal | Shoulder | B13 | 600 | 2057 | 0 | 45.83 | 45.82 | 0.01 | 0
2035 | NYISO_J-K_2_NYISO_G-I | NYISO_J-K | NYISO_G-I | Internal | Shoulder | B14 | 900 | 2057 | 0 | 45.35 | 45.34 | 0.01 | 0
2035 | NYISO_J-K_2_NYISO_G-I | NYISO_J-K | NYISO_G-I | Internal | Shoulder | B15 | 1203 | 2057 | 0 | 45.33 | 45.32 | 0.01 | 0
2035 | NYISO_J-K_2_NYISO_G-I | NYISO_J-K | NYISO_G-I | Internal | Summer | B1 | 10 | 2057 | 0 | 87.39 | 87.38 | 0.01 | 0
2035 | NYISO_J-K_2_NYISO_G-I | NYISO_J-K | NYISO_G-I | Internal | Summer | B2 | 25 | 2057 | 0 | 70.75 | 70.74 | 0.01 | 0
2035 | NYISO_J-K_2_NYISO_G-I | NYISO_J-K | NYISO_G-I | Internal | Summer | B3 | 75 | 2057 | 0 | 65.39 | 65.38 | 0.01 | 0
2035 | NYISO_J-K_2_NYISO_G-I | NYISO_J-K | NYISO_G-I | Internal | Summer | B4 | 100 | 2057 | 0 | 59.29 | 59.28 | 0.01 | 0
2035 | NYISO_J-K_2_NYISO_G-I | NYISO_J-K | NYISO_G-I | Internal | Summer | B5 | 200 | 2057 | 0 | 59.29 | 59.28 | 0.01 | 0
2035 | NYISO_J-K_2_NYISO_G-I | NYISO_J-K | NYISO_G-I | Internal | Summer | B6 | 300 | 2057 | 0 | 55.6 | 55.58 | 0.01 | 0
2035 | NYISO_J-K_2_NYISO_G-I | NYISO_J-K | NYISO_G-I | Internal | Summer | B7 | 400 | 2057 | 0 | 55.6 | 48.79 | 0.01 | 0
2035 | NYISO_J-K_2_NYISO_G-I | NYISO_J-K | NYISO_G-I | Internal | Summer | B8 | 500 | 2057 | 0 | 44.5 | 44.49 | 0.01 | 0
2035 | NYISO_J-K_2_NYISO_G-I | NYISO_J-K | NYISO_G-I | Internal | Summer | B9 | 800 | 2057 | 0 | 41.8 | 41.79 | 0.01 | 0
2035 | NYISO_J-K_2_NYISO_G-I | NYISO_J-K | NYISO_G-I | Internal | Summer | B10 | 1262 | 2057 | 0 | 41.8 | 41.79 | 0.01 | 0
2035 | NYISO_J-K_2_NYISO_G-I | NYISO_J-K | NYISO_G-I | Internal | Winter | B16 | 25 | 2057 | 0 | 79.89 | 56.52 | 0.01 | 0
2035 | NYISO_J-K_2_NYISO_G-I | NYISO_J-K | NYISO_G-I | Internal | Winter | B17 | 100 | 2057 | 0 | 60.61 | 56.51 | 0.01 | 0
2035 | NYISO_J-K_2_NYISO_G-I | NYISO_J-K | NYISO_G-I | Internal | Winter | B18 | 400 | 2057 | 0 | 59.8 | 56.51 | 0.01 | 0
2035 | NYISO_J-K_2_NYISO_G-I | NYISO_J-K | NYISO_G-I | Internal | Winter | B19 | 700 | 2057 | 0 | 59.8 | 56.51 | 0.01 | 0
2035 | NYISO_J-K_2_NYISO_G-I | NYISO_J-K | NYISO_G-I | Internal | Winter | B20 | 935 | 2057 | 0 | 54.51 | 53.14 | 0.01 | 0
2035 | NYISO_J-K_2_PJM_E | NYISO_J-K | PJM_E | Internal | Shoulder | B11 | 25 | 330 | 0 | 61.03 | 58.88 | 8 | 0
2035 | NYISO_J-K_2_PJM_E | NYISO_J-K | PJM_E | Internal | Shoulder | B12 | 200 | 330 | 0 | 52.7 | 56.12 | 8 | 0
2035 | NYISO_J-K_2_PJM_E | NYISO_J-K | PJM_E | Internal | Shoulder | B13 | 600 | 330 | 0 | 45.83 | 49.06 | 8 | 0
2035 | NYISO_J-K_2_PJM_E | NYISO_J-K | PJM_E | Internal | Shoulder | B14 | 900 | 330 | 0 | 45.35 | 47.79 | 8 | 0
2035 | NYISO_J-K_2_PJM_E | NYISO_J-K | PJM_E | Internal | Shoulder | B15 | 1203 | 330 | 0 | 45.33 | 42.38 | 8 | 0
2035 | NYISO_J-K_2_PJM_E | NYISO_J-K | PJM_E | Internal | Summer | B1 | 10 | 330 | 0 | 87.39 | 81.39 | 8 | 0
2035 | NYISO_J-K_2_PJM_E | NYISO_J-K | PJM_E | Internal | Summer | B2 | 25 | 330 | 0 | 70.75 | 78.74 | 8 | 0
2035 | NYISO_J-K_2_PJM_E | NYISO_J-K | PJM_E | Internal | Summer | B3 | 75 | 330 | 330 | 65.39 | 77.16 | 8 | 3.77
2035 | NYISO_J-K_2_PJM_E | NYISO_J-K | PJM_E | Internal | Summer | B4 | 100 | 330 | 330 | 59.29 | 75.2 | 8 | 7.9
2035 | NYISO_J-K_2_PJM_E | NYISO_J-K | PJM_E | Internal | Summer | B5 | 200 | 330 | 330 | 59.29 | 73.5 | 8 | 6.2
2035 | NYISO_J-K_2_PJM_E | NYISO_J-K | PJM_E | Internal | Summer | B6 | 300 | 330 | 0 | 55.6 | 61.69 | 8 | 0
2035 | NYISO_J-K_2_PJM_E | NYISO_J-K | PJM_E | Internal | Summer | B7 | 400 | 330 | 0 | 55.6 | 49.13 | 8 | 0
2035 | NYISO_J-K_2_PJM_E | NYISO_J-K | PJM_E | Internal | Summer | B8 | 500 | 330 | 0 | 44.5 | 46.15 | 8 | 0
2035 | NYISO_J-K_2_PJM_E | NYISO_J-K | PJM_E | Internal | Summer | B9 | 800 | 330 | 0 | 41.8 | 43.05 | 8 | 0
2035 | NYISO_J-K_2_PJM_E | NYISO_J-K | PJM_E | Internal | Summer | B10 | 1262 | 330 | 0 | 41.8 | 39.95 | 8 | 0
2035 | NYISO_J-K_2_PJM_E | NYISO_J-K | PJM_E | Internal | Winter | B16 | 25 | 330 | 0 | 79.89 | 55.93 | 8 | 0
2035 | NYISO_J-K_2_PJM_E | NYISO_J-K | PJM_E | Internal | Winter | B17 | 100 | 330 | 0 | 60.61 | 54.71 | 8 | 0
2035 | NYISO_J-K_2_PJM_E | NYISO_J-K | PJM_E | Internal | Winter | B18 | 400 | 330 | 0 | 59.8 | 52.52 | 8 | 0
2035 | NYISO_J-K_2_PJM_E | NYISO_J-K | PJM_E | Internal | Winter | B19 | 700 | 330 | 0 | 59.8 | 51.24 | 8 | 0
2035 | NYISO_J-K_2_PJM_E | NYISO_J-K | PJM_E | Internal | Winter | B20 | 935 | 330 | 0 | 54.51 | 39.26 | 8 | 0
2035 | PJM_E_2_NYISO_G-I | PJM_E | NYISO_G-I | Internal | Shoulder | B11 | 25 | 500 | 0 | 58.88 | 61.02 | 6 | 0
2035 | PJM_E_2_NYISO_G-I | PJM_E | NYISO_G-I | Internal | Shoulder | B12 | 200 | 500 | 0 | 56.12 | 52.69 | 6 | 0
2035 | PJM_E_2_NYISO_G-I | PJM_E | NYISO_G-I | Internal | Shoulder | B13 | 600 | 500 | 0 | 49.06 | 45.82 | 6 | 0
2035 | PJM_E_2_NYISO_G-I | PJM_E | NYISO_G-I | Internal | Shoulder | B14 | 900 | 500 | 0 | 47.79 | 45.34 | 6 | 0
2035 | PJM_E_2_NYISO_G-I | PJM_E | NYISO_G-I | Internal | Shoulder | B15 | 1203 | 500 | 0 | 42.38 | 45.32 | 6 | 0
2035 | PJM_E_2_NYISO_G-I | PJM_E | NYISO_G-I | Internal | Summer | B1 | 10 | 500 | 0.01 | 81.39 | 87.38 | 6 | 0
2035 | PJM_E_2_NYISO_G-I | PJM_E | NYISO_G-I | Internal | Summer | B2 | 25 | 500 | 0 | 78.74 | 70.74 | 6 | 0
2035 | PJM_E_2_NYISO_G-I | PJM_E | NYISO_G-I | Internal | Summer | B3 | 75 | 500 | 0 | 77.16 | 65.38 | 6 | 0
2035 | PJM_E_2_NYISO_G-I | PJM_E | NYISO_G-I | Internal | Summer | B4 | 100 | 500 | 0 | 75.2 | 59.28 | 6 | 0
2035 | PJM_E_2_NYISO_G-I | PJM_E | NYISO_G-I | Internal | Summer | B5 | 200 | 500 | 0 | 73.5 | 59.28 | 6 | 0
2035 | PJM_E_2_NYISO_G-I | PJM_E | NYISO_G-I | Internal | Summer | B6 | 300 | 500 | 0 | 61.69 | 55.58 | 6 | 0
2035 | PJM_E_2_NYISO_G-I | PJM_E | NYISO_G-I | Internal | Summer | B7 | 400 | 500 | 0 | 49.13 | 48.79 | 6 | 0
2035 | PJM_E_2_NYISO_G-I | PJM_E | NYISO_G-I | Internal | Summer | B8 | 500 | 500 | 0 | 46.15 | 44.49 | 6 | 0
2035 | PJM_E_2_NYISO_G-I | PJM_E | NYISO_G-I | Internal | Summer | B9 | 800 | 500 | 0 | 43.05 | 41.79 | 6 | 0
2035 | PJM_E_2_NYISO_G-I | PJM_E | NYISO_G-I | Internal | Summer | B10 | 1262 | 500 | 0 | 39.95 | 41.79 | 6 | 0
2035 | PJM_E_2_NYISO_G-I | PJM_E | NYISO_G-I | Internal | Winter | B16 | 25 | 500 | 0 | 55.93 | 56.52 | 6 | 0
2035 | PJM_E_2_NYISO_G-I | PJM_E | NYISO_G-I | Internal | Winter | B17 | 100 | 500 | 0 | 54.71 | 56.51 | 6 | 0
2035 | PJM_E_2_NYISO_G-I | PJM_E | NYISO_G-I | Internal | Winter | B18 | 400 | 500 | 0 | 52.52 | 56.51 | 6 | 0
2035 | PJM_E_2_NYISO_G-I | PJM_E | NYISO_G-I | Internal | Winter | B19 | 700 | 500 | 0 | 51.24 | 56.51 | 6 | 0
2035 | PJM_E_2_NYISO_G-I | PJM_E | NYISO_G-I | Internal | Winter | B20 | 935 | 500 | 500 | 39.26 | 53.14 | 6 | 7.88
2035 | PJM_E_2_NYISO_J-K | PJM_E | NYISO_J-K | Internal | Shoulder | B11 | 25 | 330 | 0 | 58.88 | 61.03 | 6 | 0
2035 | PJM_E_2_NYISO_J-K | PJM_E | NYISO_J-K | Internal | Shoulder | B12 | 200 | 330 | 0 | 56.12 | 52.7 | 6 | 0
2035 | PJM_E_2_NYISO_J-K | PJM_E | NYISO_J-K | Internal | Shoulder | B13 | 600 | 330 | 0 | 49.06 | 45.83 | 6 | 0
2035 | PJM_E_2_NYISO_J-K | PJM_E | NYISO_J-K | Internal | Shoulder | B14 | 900 | 330 | 0 | 47.79 | 45.35 | 6 | 0
2035 | PJM_E_2_NYISO_J-K | PJM_E | NYISO_J-K | Internal | Shoulder | B15 | 1203 | 330 | 0 | 42.38 | 45.33 | 6 | 0
2035 | PJM_E_2_NYISO_J-K | PJM_E | NYISO_J-K | Internal | Summer | B1 | 10 | 330 | 229.15 | 81.39 | 87.39 | 6 | 0
2035 | PJM_E_2_NYISO_J-K | PJM_E | NYISO_J-K | Internal | Summer | B2 | 25 | 330 | 0 | 78.74 | 70.75 | 6 | 0
2035 | PJM_E_2_NYISO_J-K | PJM_E | NYISO_J-K | Internal | Summer | B3 | 75 | 330 | 0 | 77.16 | 65.39 | 6 | 0
2035 | PJM_E_2_NYISO_J-K | PJM_E | NYISO_J-K | Internal | Summer | B4 | 100 | 330 | 0 | 75.2 | 59.29 | 6 | 0
2035 | PJM_E_2_NYISO_J-K | PJM_E | NYISO_J-K | Internal | Summer | B5 | 200 | 330 | 0 | 73.5 | 59.29 | 6 | 0
2035 | PJM_E_2_NYISO_J-K | PJM_E | NYISO_J-K | Internal | Summer | B6 | 300 | 330 | 0 | 61.69 | 55.6 | 6 | 0
2035 | PJM_E_2_NYISO_J-K | PJM_E | NYISO_J-K | Internal | Summer | B7 | 400 | 330 | 330 | 49.13 | 55.6 | 6 | 0.47
2035 | PJM_E_2_NYISO_J-K | PJM_E | NYISO_J-K | Internal | Summer | B8 | 500 | 330 | 0 | 46.15 | 44.5 | 6 | 0
2035 | PJM_E_2_NYISO_J-K | PJM_E | NYISO_J-K | Internal | Summer | B9 | 800 | 330 | 0 | 43.05 | 41.8 | 6 | 0
2035 | PJM_E_2_NYISO_J-K | PJM_E | NYISO_J-K | Internal | Summer | B10 | 1262 | 330 | 0 | 39.95 | 41.8 | 6 | 0
2035 | PJM_E_2_NYISO_J-K | PJM_E | NYISO_J-K | Internal | Winter | B16 | 25 | 330 | 330 | 55.93 | 79.89 | 6 | 17.96
2035 | PJM_E_2_NYISO_J-K | PJM_E | NYISO_J-K | Internal | Winter | B17 | 100 | 330 | 0 | 54.71 | 60.61 | 6 | 0
2035 | PJM_E_2_NYISO_J-K | PJM_E | NYISO_J-K | Internal | Winter | B18 | 400 | 330 | 330 | 52.52 | 59.8 | 6 | 1.28
2035 | PJM_E_2_NYISO_J-K | PJM_E | NYISO_J-K | Internal | Winter | B19 | 700 | 330 | 330 | 51.24 | 59.8 | 6 | 2.56
2035 | PJM_E_2_NYISO_J-K | PJM_E | NYISO_J-K | Internal | Winter | B20 | 935 | 330 | 330 | 39.26 | 54.51 | 6 | 9.25
2035 | PJM_E_2_PJM_ROM | PJM_E | PJM_ROM | Internal | Shoulder | B11 | 25 | 8000 | 5593.51 | 58.88 | 58.89 | 0.01 | 0
2035 | PJM_E_2_PJM_ROM | PJM_E | PJM_ROM | Internal | Shoulder | B12 | 200 | 8000 | 3511.99 | 56.12 | 56.13 | 0.01 | 0
2035 | PJM_E_2_PJM_ROM | PJM_E | PJM_ROM | Internal | Shoulder | B13 | 600 | 8000 | 4047.39 | 49.06 | 49.07 | 0.01 | 0
2035 | PJM_E_2_PJM_ROM | PJM_E | PJM_ROM | Internal | Shoulder | B14 | 900 | 8000 | 2442.6 | 47.79 | 47.8 | 0.01 | 0
2035 | PJM_E_2_PJM_ROM | PJM_E | PJM_ROM | Internal | Shoulder | B15 | 1203 | 8000 | 0 | 42.38 | 42.37 | 0.01 | 0
2035 | PJM_E_2_PJM_ROM | PJM_E | PJM_ROM | Internal | Summer | B1 | 10 | 8000 | 0 | 81.39 | 81.38 | 0.01 | 0
2035 | PJM_E_2_PJM_ROM | PJM_E | PJM_ROM | Internal | Summer | B2 | 25 | 8000 | 0 | 78.74 | 78.73 | 0.01 | 0
2035 | PJM_E_2_PJM_ROM | PJM_E | PJM_ROM | Internal | Summer | B3 | 75 | 8000 | 1802.85 | 77.16 | 77.17 | 0.01 | 0
2035 | PJM_E_2_PJM_ROM | PJM_E | PJM_ROM | Internal | Summer | B4 | 100 | 8000 | 4003.47 | 75.2 | 75.21 | 0.01 | 0
2035 | PJM_E_2_PJM_ROM | PJM_E | PJM_ROM | Internal | Summer | B5 | 200 | 8000 | 5217.01 | 73.5 | 73.51 | 0.01 | 0
2035 | PJM_E_2_PJM_ROM | PJM_E | PJM_ROM | Internal | Summer | B6 | 300 | 8000 | 1153.17 | 61.69 | 61.7 | 0.01 | 0
2035 | PJM_E_2_PJM_ROM | PJM_E | PJM_ROM | Internal | Summer | B7 | 400 | 8000 | 1470.75 | 49.13 | 49.14 | 0.01 | 0
2035 | PJM_E_2_PJM_ROM | PJM_E | PJM_ROM | Internal | Summer | B8 | 500 | 8000 | 500.04 | 46.15 | 46.16 | 0.01 | 0
2035 | PJM_E_2_PJM_ROM | PJM_E | PJM_ROM | Internal | Summer | B9 | 800 | 8000 | 0 | 43.05 | 43.04 | 0.01 | 0
2035 | PJM_E_2_PJM_ROM | PJM_E | PJM_ROM | Internal | Summer | B10 | 1262 | 8000 | 0 | 39.95 | 39.94 | 0.01 | 0
2035 | PJM_E_2_PJM_ROM | PJM_E | PJM_ROM | Internal | Winter | B16 | 25 | 8000 | 0 | 55.93 | 55.92 | 0.01 | 0
2035 | PJM_E_2_PJM_ROM | PJM_E | PJM_ROM | Internal | Winter | B17 | 100 | 8000 | 0 | 54.71 | 54.7 | 0.01 | 0
2035 | PJM_E_2_PJM_ROM | PJM_E | PJM_ROM | Internal | Winter | B18 | 400 | 8000 | 0 | 52.52 | 52.51 | 0.01 | 0
2035 | PJM_E_2_PJM_ROM | PJM_E | PJM_ROM | Internal | Winter | B19 | 700 | 8000 | 0 | 51.24 | 51.23 | 0.01 | 0
2035 | PJM_E_2_PJM_ROM | PJM_E | PJM_ROM | Internal | Winter | B20 | 935 | 8000 | 0 | 39.26 | 39.25 | 0.01 | 0
2035 | PJM_ROR_2_MISO_IN | PJM_ROR | MISO_IN | Internal | Shoulder | B11 | 25 | 909 | 909 | 58.9 | 74.87 | 2 | 13.96
2035 | PJM_ROR_2_MISO_IN | PJM_ROR | MISO_IN | Internal | Shoulder | B12 | 200 | 909 | 909 | 56.12 | 58.13 | 2 | 0.01
2035 | PJM_ROR_2_MISO_IN | PJM_ROR | MISO_IN | Internal | Shoulder | B13 | 600 | 909 | 1.03 | 49.07 | 51.07 | 2 | 0
2035 | PJM_ROR_2_MISO_IN | PJM_ROR | MISO_IN | Internal | Shoulder | B14 | 900 | 909 | 0 | 47.79 | 47.86 | 2 | 0
2035 | PJM_ROR_2_MISO_IN | PJM_ROR | MISO_IN | Internal | Shoulder | B15 | 1203 | 909 | 0 | 42.35 | 44.08 | 2 | 0
2035 | PJM_ROR_2_MISO_IN | PJM_ROR | MISO_IN | Internal | Summer | B1 | 10 | 909 | 908.98 | 81.37 | 83.38 | 2 | 0.01
2035 | PJM_ROR_2_MISO_IN | PJM_ROR | MISO_IN | Internal | Summer | B2 | 25 | 909 | 908.99 | 78.71 | 80.73 | 2 | 0.01
2035 | PJM_ROR_2_MISO_IN | PJM_ROR | MISO_IN | Internal | Summer | B3 | 75 | 909 | 909 | 77.18 | 79.2 | 2 | 0.01
2035 | PJM_ROR_2_MISO_IN | PJM_ROR | MISO_IN | Internal | Summer | B4 | 100 | 909 | 909 | 75.22 | 78.74 | 2 | 1.52
2035 | PJM_ROR_2_MISO_IN | PJM_ROR | MISO_IN | Internal | Summer | B5 | 200 | 909 | 909 | 73.52 | 76.43 | 2 | 0.91
2035 | PJM_ROR_2_MISO_IN | PJM_ROR | MISO_IN | Internal | Summer | B6 | 300 | 909 | 909 | 61.71 | 64.21 | 2 | 0.5
2035 | PJM_ROR_2_MISO_IN | PJM_ROR | MISO_IN | Internal | Summer | B7 | 400 | 909 | 0 | 49.13 | 51.12 | 2 | 0
2035 | PJM_ROR_2_MISO_IN | PJM_ROR | MISO_IN | Internal | Summer | B8 | 500 | 909 | 0 | 46.15 | 46.16 | 2 | 0
2035 | PJM_ROR_2_MISO_IN | PJM_ROR | MISO_IN | Internal | Summer | B9 | 800 | 909 | 0 | 43.03 | 42.74 | 2 | 0
2035 | PJM_ROR_2_MISO_IN | PJM_ROR | MISO_IN | Internal | Summer | B10 | 1262 | 909 | 0 | 39.93 | 41.92 | 2 | 0
2035 | PJM_ROR_2_MISO_IN | PJM_ROR | MISO_IN | Internal | Winter | B16 | 25 | 909 | 909 | 55.91 | 62.91 | 2 | 5
2035 | PJM_ROR_2_MISO_IN | PJM_ROR | MISO_IN | Internal | Winter | B17 | 100 | 909 | 909 | 54.69 | 57.09 | 2 | 0.4
2035 | PJM_ROR_2_MISO_IN | PJM_ROR | MISO_IN | Internal | Winter | B18 | 400 | 909 | 0 | 52.5 | 54.33 | 2 | 0
2035 | PJM_ROR_2_MISO_IN | PJM_ROR | MISO_IN | Internal | Winter | B19 | 700 | 909 | 0 | 51.22 | 51.27 | 2 | 0
2035 | PJM_ROR_2_MISO_IN | PJM_ROR | MISO_IN | Internal | Winter | B20 | 935 | 909 | 705.99 | 39.23 | 41.23 | 2 | 0
2035 | PJM_ROR_2_MISO_MI | PJM_ROR | MISO_MI | Internal | Shoulder | B11 | 25 | 1305 | 1305 | 58.9 | 61.16 | 2 | 0.26
2035 | PJM_ROR_2_MISO_MI | PJM_ROR | MISO_MI | Internal | Shoulder | B12 | 200 | 1305 | 1305 | 56.12 | 58.14 | 2 | 0.02
2035 | PJM_ROR_2_MISO_MI | PJM_ROR | MISO_MI | Internal | Shoulder | B13 | 600 | 1305 | 1305 | 49.07 | 51.08 | 2 | 0.01
2035 | PJM_ROR_2_MISO_MI | PJM_ROR | MISO_MI | Internal | Shoulder | B14 | 900 | 1305 | 0 | 47.79 | 47.87 | 2 | 0
2035 | PJM_ROR_2_MISO_MI | PJM_ROR | MISO_MI | Internal | Shoulder | B15 | 1203 | 1305 | 0 | 42.35 | 44.09 | 2 | 0
2035 | PJM_ROR_2_MISO_MI | PJM_ROR | MISO_MI | Internal | Summer | B1 | 10 | 1305 | 536.07 | 81.37 | 83.37 | 2 | 0
2035 | PJM_ROR_2_MISO_MI | PJM_ROR | MISO_MI | Internal | Summer | B2 | 25 | 1305 | 1189.76 | 78.71 | 80.71 | 2 | 0
2035 | PJM_ROR_2_MISO_MI | PJM_ROR | MISO_MI | Internal | Summer | B3 | 75 | 1305 | 365.03 | 77.18 | 79.18 | 2 | 0
2035 | PJM_ROR_2_MISO_MI | PJM_ROR | MISO_MI | Internal | Summer | B4 | 100 | 1305 | 166.57 | 75.22 | 77.22 | 2 | 0
2035 | PJM_ROR_2_MISO_MI | PJM_ROR | MISO_MI | Internal | Summer | B5 | 200 | 1305 | 863.61 | 73.52 | 75.52 | 2 | 0
2035 | PJM_ROR_2_MISO_MI | PJM_ROR | MISO_MI | Internal | Summer | B6 | 300 | 1305 | 1305 | 61.71 | 63.72 | 2 | 0.01
2035 | PJM_ROR_2_MISO_MI | PJM_ROR | MISO_MI | Internal | Summer | B7 | 400 | 1305 | 491.88 | 49.13 | 51.13 | 2 | 0
2035 | PJM_ROR_2_MISO_MI | PJM_ROR | MISO_MI | Internal | Summer | B8 | 500 | 1305 | 0 | 46.15 | 46.17 | 2 | 0
2035 | PJM_ROR_2_MISO_MI | PJM_ROR | MISO_MI | Internal | Summer | B9 | 800 | 1305 | 0 | 43.03 | 42.76 | 2 | 0
2035 | PJM_ROR_2_MISO_MI | PJM_ROR | MISO_MI | Internal | Summer | B10 | 1262 | 1305 | 179.99 | 39.93 | 41.93 | 2 | 0
2035 | PJM_ROR_2_MISO_MI | PJM_ROR | MISO_MI | Internal | Winter | B16 | 25 | 1305 | 1305 | 55.91 | 62.9 | 2 | 4.99
2035 | PJM_ROR_2_MISO_MI | PJM_ROR | MISO_MI | Internal | Winter | B17 | 100 | 1305 | 1305 | 54.69 | 57.1 | 2 | 0.41
2035 | PJM_ROR_2_MISO_MI | PJM_ROR | MISO_MI | Internal | Winter | B18 | 400 | 1305 | 0 | 52.5 | 54.34 | 2 | 0
2035 | PJM_ROR_2_MISO_MI | PJM_ROR | MISO_MI | Internal | Winter | B19 | 700 | 1305 | 0 | 51.22 | 51.28 | 2 | 0
2035 | PJM_ROR_2_MISO_MI | PJM_ROR | MISO_MI | Internal | Winter | B20 | 935 | 1305 | 1305 | 39.23 | 41.25 | 2 | 0.01
2035 | PJM_ROR_2_MISO_MO-IL | PJM_ROR | MISO_MO-IL | Internal | Shoulder | B11 | 25 | 1111 | 1111 | 58.9 | 74.88 | 2 | 13.98
2035 | PJM_ROR_2_MISO_MO-IL | PJM_ROR | MISO_MO-IL | Internal | Shoulder | B12 | 200 | 1111 | 335.32 | 56.12 | 58.12 | 2 | 0
2035 | PJM_ROR_2_MISO_MO-IL | PJM_ROR | MISO_MO-IL | Internal | Shoulder | B13 | 600 | 1111 | 297.73 | 49.07 | 51.07 | 2 | 0
2035 | PJM_ROR_2_MISO_MO-IL | PJM_ROR | MISO_MO-IL | Internal | Shoulder | B14 | 900 | 1111 | 0 | 47.79 | 47.85 | 2 | 0
2035 | PJM_ROR_2_MISO_MO-IL | PJM_ROR | MISO_MO-IL | Internal | Shoulder | B15 | 1203 | 1111 | 0 | 42.35 | 43.59 | 2 | 0
2035 | PJM_ROR_2_MISO_MO-IL | PJM_ROR | MISO_MO-IL | Internal | Summer | B1 | 10 | 1111 | 1110.98 | 81.37 | 83.38 | 2 | 0.01
2035 | PJM_ROR_2_MISO_MO-IL | PJM_ROR | MISO_MO-IL | Internal | Summer | B2 | 25 | 1111 | 1111 | 78.71 | 80.74 | 2 | 0.02
2035 | PJM_ROR_2_MISO_MO-IL | PJM_ROR | MISO_MO-IL | Internal | Summer | B3 | 75 | 1111 | 541.82 | 77.18 | 79.18 | 2 | 0
2035 | PJM_ROR_2_MISO_MO-IL | PJM_ROR | MISO_MO-IL | Internal | Summer | B4 | 100 | 1111 | 1111 | 75.22 | 78.76 | 2 | 1.53
2035 | PJM_ROR_2_MISO_MO-IL | PJM_ROR | MISO_MO-IL | Internal | Summer | B5 | 200 | 1111 | 1111 | 73.52 | 76.45 | 2 | 0.92
2035 | PJM_ROR_2_MISO_MO-IL | PJM_ROR | MISO_MO-IL | Internal | Summer | B6 | 300 | 1111 | 1111 | 61.71 | 64.22 | 2 | 0.51
2035 | PJM_ROR_2_MISO_MO-IL | PJM_ROR | MISO_MO-IL | Internal | Summer | B7 | 400 | 1111 | 255.05 | 49.13 | 51.13 | 2 | 0
2035 | PJM_ROR_2_MISO_MO-IL | PJM_ROR | MISO_MO-IL | Internal | Summer | B8 | 500 | 1111 | 0 | 46.15 | 46.15 | 2 | 0
2035 | PJM_ROR_2_MISO_MO-IL | PJM_ROR | MISO_MO-IL | Internal | Summer | B9 | 800 | 1111 | 0 | 43.03 | 42.74 | 2 | 0
2035 | PJM_ROR_2_MISO_MO-IL | PJM_ROR | MISO_MO-IL | Internal | Summer | B10 | 1262 | 1111 | 0 | 39.93 | 40.8 | 2 | 0
2035 | PJM_ROR_2_MISO_MO-IL | PJM_ROR | MISO_MO-IL | Internal | Winter | B16 | 25 | 1111 | 0 | 55.91 | 55.44 | 2 | 0
2035 | PJM_ROR_2_MISO_MO-IL | PJM_ROR | MISO_MO-IL | Internal | Winter | B17 | 100 | 1111 | 0 | 54.69 | 54.8 | 2 | 0
2035 | PJM_ROR_2_MISO_MO-IL | PJM_ROR | MISO_MO-IL | Internal | Winter | B18 | 400 | 1111 | 0 | 52.5 | 54.31 | 2 | 0
2035 | PJM_ROR_2_MISO_MO-IL | PJM_ROR | MISO_MO-IL | Internal | Winter | B19 | 700 | 1111 | 0 | 51.22 | 51.25 | 2 | 0
2035 | PJM_ROR_2_MISO_MO-IL | PJM_ROR | MISO_MO-IL | Internal | Winter | B20 | 935 | 1111 | 0 | 39.23 | 41.22 | 2 | 0
2035 | PJM_ROR_2_MISO_W | PJM_ROR | MISO_W | Internal | Shoulder | B11 | 25 | 709 | 709 | 58.9 | 74.87 | 2 | 13.96
2035 | PJM_ROR_2_MISO_W | PJM_ROR | MISO_W | Internal | Shoulder | B12 | 200 | 709 | 0 | 56.12 | 58.11 | 2 | 0
2035 | PJM_ROR_2_MISO_W | PJM_ROR | MISO_W | Internal | Shoulder | B13 | 600 | 709 | 0 | 49.07 | 51.05 | 2 | 0
2035 | PJM_ROR_2_MISO_W | PJM_ROR | MISO_W | Internal | Shoulder | B14 | 900 | 709 | 0 | 47.79 | 47.84 | 2 | 0
2035 | PJM_ROR_2_MISO_W | PJM_ROR | MISO_W | Internal | Shoulder | B15 | 1203 | 709 | 0 | 42.35 | 43.58 | 2 | 0
2035 | PJM_ROR_2_MISO_W | PJM_ROR | MISO_W | Internal | Summer | B1 | 10 | 709 | 637.35 | 81.37 | 83.37 | 2 | 0
2035 | PJM_ROR_2_MISO_W | PJM_ROR | MISO_W | Internal | Summer | B2 | 25 | 709 | 709 | 78.71 | 81.31 | 2 | 0.6
2035 | PJM_ROR_2_MISO_W | PJM_ROR | MISO_W | Internal | Summer | B3 | 75 | 709 | 709 | 77.18 | 81.4 | 2 | 2.22
2035 | PJM_ROR_2_MISO_W | PJM_ROR | MISO_W | Internal | Summer | B4 | 100 | 709 | 709 | 75.22 | 80.22 | 2 | 3
2035 | PJM_ROR_2_MISO_W | PJM_ROR | MISO_W | Internal | Summer | B5 | 200 | 709 | 709 | 73.52 | 80.22 | 2 | 4.7
2035 | PJM_ROR_2_MISO_W | PJM_ROR | MISO_W | Internal | Summer | B6 | 300 | 709 | 709 | 61.71 | 65.22 | 2 | 1.51
2035 | PJM_ROR_2_MISO_W | PJM_ROR | MISO_W | Internal | Summer | B7 | 400 | 709 | 157.84 | 49.13 | 51.13 | 2 | 0
2035 | PJM_ROR_2_MISO_W | PJM_ROR | MISO_W | Internal | Summer | B8 | 500 | 709 | 0 | 46.15 | 46.13 | 2 | 0
2035 | PJM_ROR_2_MISO_W | PJM_ROR | MISO_W | Internal | Summer | B9 | 800 | 709 | 0 | 43.03 | 42.73 | 2 | 0
2035 | PJM_ROR_2_MISO_W | PJM_ROR | MISO_W | Internal | Summer | B10 | 1262 | 709 | 0 | 39.93 | 40.79 | 2 | 0
2035 | PJM_ROR_2_MISO_W | PJM_ROR | MISO_W | Internal | Winter | B16 | 25 | 709 | 0 | 55.91 | 55.43 | 2 | 0
2035 | PJM_ROR_2_MISO_W | PJM_ROR | MISO_W | Internal | Winter | B17 | 100 | 709 | 0 | 54.69 | 54.79 | 2 | 0
2035 | PJM_ROR_2_MISO_W | PJM_ROR | MISO_W | Internal | Winter | B18 | 400 | 709 | 0 | 52.5 | 54.3 | 2 | 0
2035 | PJM_ROR_2_MISO_W | PJM_ROR | MISO_W | Internal | Winter | B19 | 700 | 709 | 0 | 51.22 | 51.24 | 2 | 0
2035 | PJM_ROR_2_MISO_W | PJM_ROR | MISO_W | Internal | Winter | B20 | 935 | 709 | 0 | 39.23 | 41.21 | 2 | 0
2035 | PJM_ROR_2_MISO_WUMS | PJM_ROR | MISO_WUMS | Internal | Shoulder | B11 | 25 | 1467 | 1467 | 58.9 | 61.15 | 2 | 0.24
2035 | PJM_ROR_2_MISO_WUMS | PJM_ROR | MISO_WUMS | Internal | Shoulder | B12 | 200 | 1467 | 167.25 | 56.12 | 58.12 | 2 | 0
2035 | PJM_ROR_2_MISO_WUMS | PJM_ROR | MISO_WUMS | Internal | Shoulder | B13 | 600 | 1467 | 0.87 | 49.07 | 51.07 | 2 | 0
2035 | PJM_ROR_2_MISO_WUMS | PJM_ROR | MISO_WUMS | Internal | Shoulder | B14 | 900 | 1467 | 0 | 47.79 | 47.83 | 2 | 0
2035 | PJM_ROR_2_MISO_WUMS | PJM_ROR | MISO_WUMS | Internal | Shoulder | B15 | 1203 | 1467 | 0 | 42.35 | 44.01 | 2 | 0
2035 | PJM_ROR_2_MISO_WUMS | PJM_ROR | MISO_WUMS | Internal | Summer | B1 | 10 | 1467 | 0 | 81.37 | 75.33 | 2 | 0
2035 | PJM_ROR_2_MISO_WUMS | PJM_ROR | MISO_WUMS | Internal | Summer | B2 | 25 | 1467 | 0 | 78.71 | 75.33 | 2 | 0
2035 | PJM_ROR_2_MISO_WUMS | PJM_ROR | MISO_WUMS | Internal | Summer | B3 | 75 | 1467 | 0 | 77.18 | 75.33 | 2 | 0
2035 | PJM_ROR_2_MISO_WUMS | PJM_ROR | MISO_WUMS | Internal | Summer | B4 | 100 | 1467 | 0 | 75.22 | 75.33 | 2 | 0
2035 | PJM_ROR_2_MISO_WUMS | PJM_ROR | MISO_WUMS | Internal | Summer | B5 | 200 | 1467 | 0 | 73.52 | 75.33 | 2 | 0
2035 | PJM_ROR_2_MISO_WUMS | PJM_ROR | MISO_WUMS | Internal | Summer | B6 | 300 | 1467 | 977.55 | 61.71 | 63.71 | 2 | 0
2035 | PJM_ROR_2_MISO_WUMS | PJM_ROR | MISO_WUMS | Internal | Summer | B7 | 400 | 1467 | 0 | 49.13 | 51.12 | 2 | 0
2035 | PJM_ROR_2_MISO_WUMS | PJM_ROR | MISO_WUMS | Internal | Summer | B8 | 500 | 1467 | 0 | 46.15 | 46.12 | 2 | 0
2035 | PJM_ROR_2_MISO_WUMS | PJM_ROR | MISO_WUMS | Internal | Summer | B9 | 800 | 1467 | 0 | 43.03 | 42.74 | 2 | 0
2035 | PJM_ROR_2_MISO_WUMS | PJM_ROR | MISO_WUMS | Internal | Summer | B10 | 1262 | 1467 | 1467 | 39.93 | 41.94 | 2 | 0.01
2035 | PJM_ROR_2_MISO_WUMS | PJM_ROR | MISO_WUMS | Internal | Winter | B16 | 25 | 1467 | 285.35 | 55.91 | 57.91 | 2 | 0
2035 | PJM_ROR_2_MISO_WUMS | PJM_ROR | MISO_WUMS | Internal | Winter | B17 | 100 | 1467 | 0 | 54.69 | 54.8 | 2 | 0
2035 | PJM_ROR_2_MISO_WUMS | PJM_ROR | MISO_WUMS | Internal | Winter | B18 | 400 | 1467 | 0 | 52.5 | 54.31 | 2 | 0
2035 | PJM_ROR_2_MISO_WUMS | PJM_ROR | MISO_WUMS | Internal | Winter | B19 | 700 | 1467 | 0 | 51.22 | 51.27 | 2 | 0
2035 | PJM_ROR_2_MISO_WUMS | PJM_ROR | MISO_WUMS | Internal | Winter | B20 | 935 | 1467 | 1467 | 39.23 | 41.26 | 2 | 0.02
2035 | PJM_ROR_2_PJM_ROM | PJM_ROR | PJM_ROM | Internal | Shoulder | B11 | 25 | 8000 | 0 | 58.9 | 58.89 | 0.01 | 0
2035 | PJM_ROR_2_PJM_ROM | PJM_ROR | PJM_ROM | Internal | Shoulder | B12 | 200 | 8000 | 443.26 | 56.12 | 56.13 | 0.01 | 0
2035 | PJM_ROR_2_PJM_ROM | PJM_ROR | PJM_ROM | Internal | Shoulder | B13 | 600 | 8000 | 0 | 49.07 | 49.07 | 0.01 | 0
2035 | PJM_ROR_2_PJM_ROM | PJM_ROR | PJM_ROM | Internal | Shoulder | B14 | 900 | 8000 | 1181.21 | 47.79 | 47.8 | 0.01 | 0
2035 | PJM_ROR_2_PJM_ROM | PJM_ROR | PJM_ROM | Internal | Shoulder | B15 | 1203 | 8000 | 4555.98 | 42.35 | 42.37 | 0.01 | 0
2035 | PJM_ROR_2_PJM_ROM | PJM_ROR | PJM_ROM | Internal | Summer | B1 | 10 | 8000 | 6391.65 | 81.37 | 81.38 | 0.01 | 0
2035 | PJM_ROR_2_PJM_ROM | PJM_ROR | PJM_ROM | Internal | Summer | B2 | 25 | 8000 | 4644.22 | 78.71 | 78.73 | 0.01 | 0
2035 | PJM_ROR_2_PJM_ROM | PJM_ROR | PJM_ROM | Internal | Summer | B3 | 75 | 8000 | 0 | 77.18 | 77.17 | 0.01 | 0
2035 | PJM_ROR_2_PJM_ROM | PJM_ROR | PJM_ROM | Internal | Summer | B4 | 100 | 8000 | 0 | 75.22 | 75.21 | 0.01 | 0
2035 | PJM_ROR_2_PJM_ROM | PJM_ROR | PJM_ROM | Internal | Summer | B5 | 200 | 8000 | 0 | 73.52 | 73.51 | 0.01 | 0
2035 | PJM_ROR_2_PJM_ROM | PJM_ROR | PJM_ROM | Internal | Summer | B6 | 300 | 8000 | 0 | 61.71 | 61.7 | 0.01 | 0
2035 | PJM_ROR_2_PJM_ROM | PJM_ROR | PJM_ROM | Internal | Summer | B7 | 400 | 8000 | 1764.06 | 49.13 | 49.14 | 0.01 | 0
2035 | PJM_ROR_2_PJM_ROM | PJM_ROR | PJM_ROM | Internal | Summer | B8 | 500 | 8000 | 3141.73 | 46.15 | 46.16 | 0.01 | 0
2035 | PJM_ROR_2_PJM_ROM | PJM_ROR | PJM_ROM | Internal | Summer | B9 | 800 | 8000 | 4050.78 | 43.03 | 43.04 | 0.01 | 0
2035 | PJM_ROR_2_PJM_ROM | PJM_ROR | PJM_ROM | Internal | Summer | B10 | 1262 | 8000 | 5605.9 | 39.93 | 39.94 | 0.01 | 0
2035 | PJM_ROR_2_PJM_ROM | PJM_ROR | PJM_ROM | Internal | Winter | B16 | 25 | 8000 | 4218.96 | 55.91 | 55.92 | 0.01 | 0
2035 | PJM_ROR_2_PJM_ROM | PJM_ROR | PJM_ROM | Internal | Winter | B17 | 100 | 8000 | 4465.86 | 54.69 | 54.7 | 0.01 | 0
2035 | PJM_ROR_2_PJM_ROM | PJM_ROR | PJM_ROM | Internal | Winter | B18 | 400 | 8000 | 6317.07 | 52.5 | 52.51 | 0.01 | 0
2035 | PJM_ROR_2_PJM_ROM | PJM_ROR | PJM_ROM | Internal | Winter | B19 | 700 | 8000 | 6055.14 | 51.22 | 51.23 | 0.01 | 0
2035 | PJM_ROR_2_PJM_ROM | PJM_ROR | PJM_ROM | Internal | Winter | B20 | 935 | 8000 | 7941.42 | 39.23 | 39.25 | 0.01 | 0
2035 | PJM_ROR_2_TVA_Transmission | PJM_ROR | TVA_Transmission | Internal | Shoulder | B11 | 25 | 2500 | 2500 | 58.9 | 65.88 | 6 | 0.98
2035 | PJM_ROR_2_TVA_Transmission | PJM_ROR | TVA_Transmission | Internal | Shoulder | B12 | 200 | 2500 | 0 | 56.12 | 57.84 | 6 | 0
2035 | PJM_ROR_2_TVA_Transmission | PJM_ROR | TVA_Transmission | Internal | Shoulder | B13 | 600 | 2500 | 0 | 49.07 | 52.28 | 6 | 0
2035 | PJM_ROR_2_TVA_Transmission | PJM_ROR | TVA_Transmission | Internal | Shoulder | B14 | 900 | 2500 | 0 | 47.79 | 50.1 | 6 | 0
2035 | PJM_ROR_2_TVA_Transmission | PJM_ROR | TVA_Transmission | Internal | Shoulder | B15 | 1203 | 2500 | 0 | 42.35 | 48 | 6 | 0
2035 | PJM_ROR_2_TVA_Transmission | PJM_ROR | TVA_Transmission | Internal | Summer | B1 | 10 | 2500 | 2500 | 81.37 | 91.04 | 6 | 3.67
2035 | PJM_ROR_2_TVA_Transmission | PJM_ROR | TVA_Transmission | Internal | Summer | B2 | 25 | 2500 | 2500 | 78.71 | 88.74 | 6 | 4.02
2035 | PJM_ROR_2_TVA_Transmission | PJM_ROR | TVA_Transmission | Internal | Summer | B3 | 75 | 2500 | 1954.73 | 77.18 | 83.18 | 6 | 0
2035 | PJM_ROR_2_TVA_Transmission | PJM_ROR | TVA_Transmission | Internal | Summer | B4 | 100 | 2500 | 1177.88 | 75.22 | 81.22 | 6 | 0
2035 | PJM_ROR_2_TVA_Transmission | PJM_ROR | TVA_Transmission | Internal | Summer | B5 | 200 | 2500 | 0 | 73.52 | 78.08 | 6 | 0
2035 | PJM_ROR_2_TVA_Transmission | PJM_ROR | TVA_Transmission | Internal | Summer | B6 | 300 | 2500 | 0 | 61.71 | 66.19 | 6 | 0
2035 | PJM_ROR_2_TVA_Transmission | PJM_ROR | TVA_Transmission | Internal | Summer | B7 | 400 | 2500 | 0 | 49.13 | 53.82 | 6 | 0
2035 | PJM_ROR_2_TVA_Transmission | PJM_ROR | TVA_Transmission | Internal | Summer | B8 | 500 | 2500 | 0 | 46.15 | 51.34 | 6 | 0
2035 | PJM_ROR_2_TVA_Transmission | PJM_ROR | TVA_Transmission | Internal | Summer | B9 | 800 | 2500 | 0 | 43.03 | 47.09 | 6 | 0
2035 | PJM_ROR_2_TVA_Transmission | PJM_ROR | TVA_Transmission | Internal | Summer | B10 | 1262 | 2500 | 0 | 39.93 | 41.44 | 6 | 0
2035 | PJM_ROR_2_TVA_Transmission | PJM_ROR | TVA_Transmission | Internal | Winter | B16 | 25 | 2500 | 983.06 | 55.91 | 61.91 | 6 | 0
2035 | PJM_ROR_2_TVA_Transmission | PJM_ROR | TVA_Transmission | Internal | Winter | B17 | 100 | 2500 | 0 | 54.69 | 58.57 | 6 | 0
2035 | PJM_ROR_2_TVA_Transmission | PJM_ROR | TVA_Transmission | Internal | Winter | B18 | 400 | 2500 | 0 | 52.5 | 55.06 | 6 | 0
2035 | PJM_ROR_2_TVA_Transmission | PJM_ROR | TVA_Transmission | Internal | Winter | B19 | 700 | 2500 | 0 | 51.22 | 51.05 | 6 | 0
2035 | PJM_ROR_2_TVA_Transmission | PJM_ROR | TVA_Transmission | Internal | Winter | B20 | 935 | 2500 | 154.56 | 39.23 | 45.23 | 6 | 0
2035 | PJM_ROR_2_VACAR | PJM_ROR | VACAR | Internal | Shoulder | B11 | 25 | 3000 | 3000 | 58.9 | 65.54 | 6 | 0.64
2035 | PJM_ROR_2_VACAR | PJM_ROR | VACAR | Internal | Shoulder | B12 | 200 | 3000 | 0 | 56.12 | 51.76 | 6 | 0
2035 | PJM_ROR_2_VACAR | PJM_ROR | VACAR | Internal | Shoulder | B13 | 600 | 3000 | 0 | 49.07 | 48.07 | 6 | 0
2035 | PJM_ROR_2_VACAR | PJM_ROR | VACAR | Internal | Shoulder | B14 | 900 | 3000 | 0 | 47.79 | 46.05 | 6 | 0
2035 | PJM_ROR_2_VACAR | PJM_ROR | VACAR | Internal | Shoulder | B15 | 1203 | 3000 | 0 | 42.35 | 41.71 | 6 | 0
2035 | PJM_ROR_2_VACAR | PJM_ROR | VACAR | Internal | Summer | B1 | 10 | 3000 | 1595.38 | 81.37 | 87.37 | 6 | 0
2035 | PJM_ROR_2_VACAR | PJM_ROR | VACAR | Internal | Summer | B2 | 25 | 3000 | 3000 | 78.71 | 87.37 | 6 | 2.66
2035 | PJM_ROR_2_VACAR | PJM_ROR | VACAR | Internal | Summer | B3 | 75 | 3000 | 3000 | 77.18 | 85.46 | 6 | 2.27
2035 | PJM_ROR_2_VACAR | PJM_ROR | VACAR | Internal | Summer | B4 | 100 | 3000 | 543.19 | 75.22 | 81.22 | 6 | 0
2035 | PJM_ROR_2_VACAR | PJM_ROR | VACAR | Internal | Summer | B5 | 200 | 3000 | 1806.86 | 73.52 | 79.52 | 6 | 0
2035 | PJM_ROR_2_VACAR | PJM_ROR | VACAR | Internal | Summer | B6 | 300 | 3000 | 0 | 61.71 | 64.01 | 6 | 0
2035 | PJM_ROR_2_VACAR | PJM_ROR | VACAR | Internal | Summer | B7 | 400 | 3000 | 168.38 | 49.13 | 55.13 | 6 | 0
2035 | PJM_ROR_2_VACAR | PJM_ROR | VACAR | Internal | Summer | B8 | 500 | 3000 | 41.31 | 46.15 | 52.15 | 6 | 0
2035 | PJM_ROR_2_VACAR | PJM_ROR | VACAR | Internal | Summer | B9 | 800 | 3000 | 0 | 43.03 | 47 | 6 | 0
2035 | PJM_ROR_2_VACAR | PJM_ROR | VACAR | Internal | Summer | B10 | 1262 | 3000 | 0 | 39.93 | 43.18 | 6 | 0
2035 | PJM_ROR_2_VACAR | PJM_ROR | VACAR | Internal | Winter | B16 | 25 | 3000 | 3000 | 55.91 | 63.59 | 6 | 1.69
2035 | PJM_ROR_2_VACAR | PJM_ROR | VACAR | Internal | Winter | B17 | 100 | 3000 | 0 | 54.69 | 58.16 | 6 | 0
2035 | PJM_ROR_2_VACAR | PJM_ROR | VACAR | Internal | Winter | B18 | 400 | 3000 | 0 | 52.5 | 49.53 | 6 | 0
2035 | PJM_ROR_2_VACAR | PJM_ROR | VACAR | Internal | Winter | B19 | 700 | 3000 | 0 | 51.22 | 44.82 | 6 | 0
2035 | PJM_ROR_2_VACAR | PJM_ROR | VACAR | Internal | Winter | B20 | 935 | 3000 | 0 | 39.23 | 41.84 | 6 | 0
2035 | PJM_ROM_2_NYISO_A-F | PJM_ROM | NYISO_A-F | Internal | Shoulder | B11 | 25 | 2000 | 0 | 58.89 | 52.67 | 6 | 0
2035 | PJM_ROM_2_NYISO_A-F | PJM_ROM | NYISO_A-F | Internal | Shoulder | B12 | 200 | 2000 | 0 | 56.13 | 52.67 | 6 | 0
2035 | PJM_ROM_2_NYISO_A-F | PJM_ROM | NYISO_A-F | Internal | Shoulder | B13 | 600 | 2000 | 0 | 49.07 | 45.81 | 6 | 0
2035 | PJM_ROM_2_NYISO_A-F | PJM_ROM | NYISO_A-F | Internal | Shoulder | B14 | 900 | 2000 | 0 | 47.8 | 45.33 | 6 | 0
2035 | PJM_ROM_2_NYISO_A-F | PJM_ROM | NYISO_A-F | Internal | Shoulder | B15 | 1203 | 2000 | 0 | 42.37 | 45.31 | 6 | 0
2035 | PJM_ROM_2_NYISO_A-F | PJM_ROM | NYISO_A-F | Internal | Summer | B1 | 10 | 2000 | 0 | 81.38 | 83.95 | 6 | 0
2035 | PJM_ROM_2_NYISO_A-F | PJM_ROM | NYISO_A-F | Internal | Summer | B2 | 25 | 2000 | 0 | 78.73 | 70.73 | 6 | 0
2035 | PJM_ROM_2_NYISO_A-F | PJM_ROM | NYISO_A-F | Internal | Summer | B3 | 75 | 2000 | 0 | 77.17 | 64.11 | 6 | 0
2035 | PJM_ROM_2_NYISO_A-F | PJM_ROM | NYISO_A-F | Internal | Summer | B4 | 100 | 2000 | 0 | 75.21 | 58.08 | 6 | 0
2035 | PJM_ROM_2_NYISO_A-F | PJM_ROM | NYISO_A-F | Internal | Summer | B5 | 200 | 2000 | 0 | 73.51 | 58.08 | 6 | 0
2035 | PJM_ROM_2_NYISO_A-F | PJM_ROM | NYISO_A-F | Internal | Summer | B6 | 300 | 2000 | 0 | 61.7 | 53.7 | 6 | 0
2035 | PJM_ROM_2_NYISO_A-F | PJM_ROM | NYISO_A-F | Internal | Summer | B7 | 400 | 2000 | 0 | 49.14 | 48.78 | 6 | 0
2035 | PJM_ROM_2_NYISO_A-F | PJM_ROM | NYISO_A-F | Internal | Summer | B8 | 500 | 2000 | 0 | 46.16 | 44.48 | 6 | 0
2035 | PJM_ROM_2_NYISO_A-F | PJM_ROM | NYISO_A-F | Internal | Summer | B9 | 800 | 2000 | 0 | 43.04 | 41.78 | 6 | 0
2035 | PJM_ROM_2_NYISO_A-F | PJM_ROM | NYISO_A-F | Internal | Summer | B10 | 1262 | 2000 | 0 | 39.94 | 41.78 | 6 | 0
2035 | PJM_ROM_2_NYISO_A-F | PJM_ROM | NYISO_A-F | Internal | Winter | B16 | 25 | 2000 | 0 | 55.92 | 56.51 | 6 | 0
2035 | PJM_ROM_2_NYISO_A-F | PJM_ROM | NYISO_A-F | Internal | Winter | B17 | 100 | 2000 | 0 | 54.7 | 54.79 | 6 | 0
2035 | PJM_ROM_2_NYISO_A-F | PJM_ROM | NYISO_A-F | Internal | Winter | B18 | 400 | 2000 | 0 | 52.51 | 54.3 | 6 | 0
2035 | PJM_ROM_2_NYISO_A-F | PJM_ROM | NYISO_A-F | Internal | Winter | B19 | 700 | 2000 | 0 | 51.23 | 50.51 | 6 | 0
2035 | PJM_ROM_2_NYISO_A-F | PJM_ROM | NYISO_A-F | Internal | Winter | B20 | 935 | 2000 | 2000 | 39.25 | 48.51 | 6 | 3.26
2035 | PJM_ROM_2_PJM_E | PJM_ROM | PJM_E | Internal | Shoulder | B11 | 25 | 8000 | 0 | 58.89 | 58.88 | 0.01 | 0
2035 | PJM_ROM_2_PJM_E | PJM_ROM | PJM_E | Internal | Shoulder | B12 | 200 | 8000 | 0 | 56.13 | 56.12 | 0.01 | 0
2035 | PJM_ROM_2_PJM_E | PJM_ROM | PJM_E | Internal | Shoulder | B13 | 600 | 8000 | 0 | 49.07 | 49.06 | 0.01 | 0
2035 | PJM_ROM_2_PJM_E | PJM_ROM | PJM_E | Internal | Shoulder | B14 | 900 | 8000 | 0 | 47.8 | 47.79 | 0.01 | 0
2035 | PJM_ROM_2_PJM_E | PJM_ROM | PJM_E | Internal | Shoulder | B15 | 1203 | 8000 | 1373.32 | 42.37 | 42.38 | 0.01 | 0
2035 | PJM_ROM_2_PJM_E | PJM_ROM | PJM_E | Internal | Summer | B1 | 10 | 8000 | 2927.89 | 81.38 | 81.39 | 0.01 | 0
2035 | PJM_ROM_2_PJM_E | PJM_ROM | PJM_E | Internal | Summer | B2 | 25 | 8000 | 2250.02 | 78.73 | 78.74 | 0.01 | 0
2035 | PJM_ROM_2_PJM_E | PJM_ROM | PJM_E | Internal | Summer | B3 | 75 | 8000 | 0 | 77.17 | 77.16 | 0.01 | 0
2035 | PJM_ROM_2_PJM_E | PJM_ROM | PJM_E | Internal | Summer | B4 | 100 | 8000 | 0 | 75.21 | 75.2 | 0.01 | 0
2035 | PJM_ROM_2_PJM_E | PJM_ROM | PJM_E | Internal | Summer | B5 | 200 | 8000 | 0 | 73.51 | 73.5 | 0.01 | 0
2035 | PJM_ROM_2_PJM_E | PJM_ROM | PJM_E | Internal | Summer | B6 | 300 | 8000 | 0 | 61.7 | 61.69 | 0.01 | 0
2035 | PJM_ROM_2_PJM_E | PJM_ROM | PJM_E | Internal | Summer | B7 | 400 | 8000 | 0 | 49.14 | 49.13 | 0.01 | 0
2035 | PJM_ROM_2_PJM_E | PJM_ROM | PJM_E | Internal | Summer | B8 | 500 | 8000 | 0 | 46.16 | 46.15 | 0.01 | 0
2035 | PJM_ROM_2_PJM_E | PJM_ROM | PJM_E | Internal | Summer | B9 | 800 | 8000 | 2209.36 | 43.04 | 43.05 | 0.01 | 0
2035 | PJM_ROM_2_PJM_E | PJM_ROM | PJM_E | Internal | Summer | B10 | 1262 | 8000 | 3556.71 | 39.94 | 39.95 | 0.01 | 0
2035 | PJM_ROM_2_PJM_E | PJM_ROM | PJM_E | Internal | Winter | B16 | 25 | 8000 | 972.53 | 55.92 | 55.93 | 0.01 | 0
2035 | PJM_ROM_2_PJM_E | PJM_ROM | PJM_E | Internal | Winter | B17 | 100 | 8000 | 882.94 | 54.7 | 54.71 | 0.01 | 0
2035 | PJM_ROM_2_PJM_E | PJM_ROM | PJM_E | Internal | Winter | B18 | 400 | 8000 | 3145.83 | 52.51 | 52.52 | 0.01 | 0
2035 | PJM_ROM_2_PJM_E | PJM_ROM | PJM_E | Internal | Winter | B19 | 700 | 8000 | 2058.82 | 51.23 | 51.24 | 0.01 | 0
2035 | PJM_ROM_2_PJM_E | PJM_ROM | PJM_E | Internal | Winter | B20 | 935 | 8000 | 3133.85 | 39.25 | 39.26 | 0.01 | 0
2035 | PJM_ROM_2_PJM_ROR | PJM_ROM | PJM_ROR | Internal | Shoulder | B11 | 25 | 8000 | 2944.53 | 58.89 | 58.9 | 0.01 | 0
2035 | PJM_ROM_2_PJM_ROR | PJM_ROM | PJM_ROR | Internal | Shoulder | B12 | 200 | 8000 | 0 | 56.13 | 56.12 | 0.01 | 0
2035 | PJM_ROM_2_PJM_ROR | PJM_ROM | PJM_ROR | Internal | Shoulder | B13 | 600 | 8000 | 0 | 49.07 | 49.07 | 0.01 | 0
2035 | PJM_ROM_2_PJM_ROR | PJM_ROM | PJM_ROR | Internal | Shoulder | B14 | 900 | 8000 | 0 | 47.8 | 47.79 | 0.01 | 0
2035 | PJM_ROM_2_PJM_ROR | PJM_ROM | PJM_ROR | Internal | Shoulder | B15 | 1203 | 8000 | 0 | 42.37 | 42.35 | 0.01 | 0
2035 | PJM_ROM_2_PJM_ROR | PJM_ROM | PJM_ROR | Internal | Summer | B1 | 10 | 8000 | 0 | 81.38 | 81.37 | 0.01 | 0
2035 | PJM_ROM_2_PJM_ROR | PJM_ROM | PJM_ROR | Internal | Summer | B2 | 25 | 8000 | 0 | 78.73 | 78.71 | 0.01 | 0
2035 | PJM_ROM_2_PJM_ROR | PJM_ROM | PJM_ROR | Internal | Summer | B3 | 75 | 8000 | 1711.59 | 77.17 | 77.18 | 0.01 | 0
2035 | PJM_ROM_2_PJM_ROR | PJM_ROM | PJM_ROR | Internal | Summer | B4 | 100 | 8000 | 5058.45 | 75.21 | 75.22 | 0.01 | 0
2035 | PJM_ROM_2_PJM_ROR | PJM_ROM | PJM_ROR | Internal | Summer | B5 | 200 | 8000 | 5673.87 | 73.51 | 73.52 | 0.01 | 0
2035 | PJM_ROM_2_PJM_ROR | PJM_ROM | PJM_ROR | Internal | Summer | B6 | 300 | 8000 | 2510.47 | 61.7 | 61.71 | 0.01 | 0
2035 | PJM_ROM_2_PJM_ROR | PJM_ROM | PJM_ROR | Internal | Summer | B7 | 400 | 8000 | 0 | 49.14 | 49.13 | 0.01 | 0
2035 | PJM_ROM_2_PJM_ROR | PJM_ROM | PJM_ROR | Internal | Summer | B8 | 500 | 8000 | 0 | 46.16 | 46.15 | 0.01 | 0
2035 | PJM_ROM_2_PJM_ROR | PJM_ROM | PJM_ROR | Internal | Summer | B9 | 800 | 8000 | 0 | 43.04 | 43.03 | 0.01 | 0
2035 | PJM_ROM_2_PJM_ROR | PJM_ROM | PJM_ROR | Internal | Summer | B10 | 1262 | 8000 | 0 | 39.94 | 39.93 | 0.01 | 0
2035 | PJM_ROM_2_PJM_ROR | PJM_ROM | PJM_ROR | Internal | Winter | B16 | 25 | 8000 | 0 | 55.92 | 55.91 | 0.01 | 0
2035 | PJM_ROM_2_PJM_ROR | PJM_ROM | PJM_ROR | Internal | Winter | B17 | 100 | 8000 | 0 | 54.7 | 54.69 | 0.01 | 0
2035 | PJM_ROM_2_PJM_ROR | PJM_ROM | PJM_ROR | Internal | Winter | B18 | 400 | 8000 | 0 | 52.51 | 52.5 | 0.01 | 0
2035 | PJM_ROM_2_PJM_ROR | PJM_ROM | PJM_ROR | Internal | Winter | B19 | 700 | 8000 | 0 | 51.23 | 51.22 | 0.01 | 0
2035 | PJM_ROM_2_PJM_ROR | PJM_ROM | PJM_ROR | Internal | Winter | B20 | 935 | 8000 | 0 | 39.25 | 39.23 | 0.01 | 0
2035 | SOCO_2_FRCC | SOCO | FRCC | Internal | Shoulder | B11 | 25 | 3700 | 2781.6 | 72.54 | 82.54 | 10 | 0
2035 | SOCO_2_FRCC | SOCO | FRCC | Internal | Shoulder | B12 | 200 | 3700 | 628.65 | 53.05 | 63.05 | 10 | 0
2035 | SOCO_2_FRCC | SOCO | FRCC | Internal | Shoulder | B13 | 600 | 3700 | 0 | 53.05 | 60.77 | 10 | 0
2035 | SOCO_2_FRCC | SOCO | FRCC | Internal | Shoulder | B14 | 900 | 3700 | 0 | 53.05 | 58.25 | 10 | 0
2035 | SOCO_2_FRCC | SOCO | FRCC | Internal | Shoulder | B15 | 1203 | 3700 | 0 | 48.71 | 58.25 | 10 | 0
2035 | SOCO_2_FRCC | SOCO | FRCC | Internal | Summer | B1 | 10 | 3700 | 1174.54 | 94.37 | 104.37 | 10 | 0
2035 | SOCO_2_FRCC | SOCO | FRCC | Internal | Summer | B2 | 25 | 3700 | 0 | 86.6 | 94.06 | 10 | 0
2035 | SOCO_2_FRCC | SOCO | FRCC | Internal | Summer | B3 | 75 | 3700 | 0 | 86.6 | 94.06 | 10 | 0
2035 | SOCO_2_FRCC | SOCO | FRCC | Internal | Summer | B4 | 100 | 3700 | 0 | 86.6 | 94.06 | 10 | 0
2035 | SOCO_2_FRCC | SOCO | FRCC | Internal | Summer | B5 | 200 | 3700 | 170.37 | 83.59 | 93.59 | 10 | 0
2035 | SOCO_2_FRCC | SOCO | FRCC | Internal | Summer | B6 | 300 | 3700 | 3430.95 | 71.01 | 81.01 | 10 | 0
2035 | SOCO_2_FRCC | SOCO | FRCC | Internal | Summer | B7 | 400 | 3700 | 1569.15 | 59.78 | 69.78 | 10 | 0
2035 | SOCO_2_FRCC | SOCO | FRCC | Internal | Summer | B8 | 500 | 3700 | 0 | 51.48 | 59.66 | 10 | 0
2035 | SOCO_2_FRCC | SOCO | FRCC | Internal | Summer | B9 | 800 | 3700 | 0 | 51.48 | 57.19 | 10 | 0
2035 | SOCO_2_FRCC | SOCO | FRCC | Internal | Summer | B10 | 1262 | 3700 | 0 | 47.31 | 57.19 | 10 | 0
2035 | SOCO_2_FRCC | SOCO | FRCC | Internal | Winter | B16 | 25 | 3700 | 3700 | 70.59 | 82.47 | 10 | 1.87
2035 | SOCO_2_FRCC | SOCO | FRCC | Internal | Winter | B17 | 100 | 3700 | 113.44 | 56.53 | 66.53 | 10 | 0
2035 | SOCO_2_FRCC | SOCO | FRCC | Internal | Winter | B18 | 400 | 3700 | 0 | 56.53 | 62.49 | 10 | 0
2035 | SOCO_2_FRCC | SOCO | FRCC | Internal | Winter | B19 | 700 | 3700 | 0 | 51.82 | 61.16 | 10 | 0
2035 | SOCO_2_FRCC | SOCO | FRCC | Internal | Winter | B20 | 935 | 3700 | 1618.83 | 51.16 | 61.16 | 10 | 0
2035 | SOCO_2_VACAR | SOCO | VACAR | Internal | Shoulder | B11 | 25 | 2000 | 0 | 72.54 | 65.54 | 10 | 0
2035 | SOCO_2_VACAR | SOCO | VACAR | Internal | Shoulder | B12 | 200 | 2000 | 0 | 53.05 | 51.76 | 10 | 0
2035 | SOCO_2_VACAR | SOCO | VACAR | Internal | Shoulder | B13 | 600 | 2000 | 0 | 53.05 | 48.07 | 10 | 0
2035 | SOCO_2_VACAR | SOCO | VACAR | Internal | Shoulder | B14 | 900 | 2000 | 0 | 53.05 | 46.05 | 10 | 0
2035 | SOCO_2_VACAR | SOCO | VACAR | Internal | Shoulder | B15 | 1203 | 2000 | 0 | 48.71 | 41.71 | 10 | 0
2035 | SOCO_2_VACAR | SOCO | VACAR | Internal | Summer | B1 | 10 | 2000 | 0 | 94.37 | 87.37 | 10 | 0
2035 | SOCO_2_VACAR | SOCO | VACAR | Internal | Summer | B2 | 25 | 2000 | 0 | 86.6 | 87.37 | 10 | 0
2035 | SOCO_2_VACAR | SOCO | VACAR | Internal | Summer | B3 | 75 | 2000 | 0 | 86.6 | 85.46 | 10 | 0
2035 | SOCO_2_VACAR | SOCO | VACAR | Internal | Summer | B4 | 100 | 2000 | 0 | 86.6 | 81.22 | 10 | 0
2035 | SOCO_2_VACAR | SOCO | VACAR | Internal | Summer | B5 | 200 | 2000 | 0 | 83.59 | 79.52 | 10 | 0
2035 | SOCO_2_VACAR | SOCO | VACAR | Internal | Summer | B6 | 300 | 2000 | 0 | 71.01 | 64.01 | 10 | 0
2035 | SOCO_2_VACAR | SOCO | VACAR | Internal | Summer | B7 | 400 | 2000 | 0 | 59.78 | 55.13 | 10 | 0
2035 | SOCO_2_VACAR | SOCO | VACAR | Internal | Summer | B8 | 500 | 2000 | 0 | 51.48 | 52.15 | 10 | 0
2035 | SOCO_2_VACAR | SOCO | VACAR | Internal | Summer | B9 | 800 | 2000 | 0 | 51.48 | 47 | 10 | 0
2035 | SOCO_2_VACAR | SOCO | VACAR | Internal | Summer | B10 | 1262 | 2000 | 0 | 47.31 | 43.18 | 10 | 0
2035 | SOCO_2_VACAR | SOCO | VACAR | Internal | Winter | B16 | 25 | 2000 | 0 | 70.59 | 63.59 | 10 | 0
2035 | SOCO_2_VACAR | SOCO | VACAR | Internal | Winter | B17 | 100 | 2000 | 0 | 56.53 | 58.16 | 10 | 0
2035 | SOCO_2_VACAR | SOCO | VACAR | Internal | Winter | B18 | 400 | 2000 | 0 | 56.53 | 49.53 | 10 | 0
2035 | SOCO_2_VACAR | SOCO | VACAR | Internal | Winter | B19 | 700 | 2000 | 0 | 51.82 | 44.82 | 10 | 0
2035 | SOCO_2_VACAR | SOCO | VACAR | Internal | Winter | B20 | 935 | 2000 | 0 | 51.16 | 41.84 | 10 | 0
2035 | SPP_N_2_ENT | SPP_N | ENT | Internal | Shoulder | B11 | 25 | 1800 | 0 | 80.81 | 74.88 | 5 | 0
2035 | SPP_N_2_ENT | SPP_N | ENT | Internal | Shoulder | B12 | 200 | 1800 | 0 | 53.24 | 52.97 | 5 | 0
2035 | SPP_N_2_ENT | SPP_N | ENT | Internal | Shoulder | B13 | 600 | 1800 | 0 | 51.02 | 52.97 | 5 | 0
2035 | SPP_N_2_ENT | SPP_N | ENT | Internal | Shoulder | B14 | 900 | 1800 | 979.2 | 47.58 | 52.58 | 5 | 0
2035 | SPP_N_2_ENT | SPP_N | ENT | Internal | Shoulder | B15 | 1203 | 1800 | 1800 | 41.48 | 50.84 | 5 | 4.37
2035 | SPP_N_2_ENT | SPP_N | ENT | Internal | Summer | B1 | 10 | 1800 | 384.92 | 81.3 | 86.3 | 5 | 0
2035 | SPP_N_2_ENT | SPP_N | ENT | Internal | Summer | B2 | 25 | 1800 | 0 | 81.3 | 84.7 | 5 | 0
2035 | SPP_N_2_ENT | SPP_N | ENT | Internal | Summer | B3 | 75 | 1800 | 0 | 81.39 | 78.6 | 5 | 0
2035 | SPP_N_2_ENT | SPP_N | ENT | Internal | Summer | B4 | 100 | 1800 | 0 | 81.3 | 78.6 | 5 | 0
2035 | SPP_N_2_ENT | SPP_N | ENT | Internal | Summer | B5 | 200 | 1800 | 0 | 81.3 | 75.59 | 5 | 0
2035 | SPP_N_2_ENT | SPP_N | ENT | Internal | Summer | B6 | 300 | 1800 | 0 | 72.22 | 72.22 | 5 | 0
2035 | SPP_N_2_ENT | SPP_N | ENT | Internal | Summer | B7 | 400 | 1800 | 0 | 58.13 | 51.78 | 5 | 0
2035 | SPP_N_2_ENT | SPP_N | ENT | Internal | Summer | B8 | 500 | 1800 | 0 | 50.6 | 51.11 | 5 | 0
2035 | SPP_N_2_ENT | SPP_N | ENT | Internal | Summer | B9 | 800 | 1800 | 0 | 48.77 | 50.74 | 5 | 0
2035 | SPP_N_2_ENT | SPP_N | ENT | Internal | Summer | B10 | 1262 | 1800 | 1800 | 41.65 | 49.07 | 5 | 2.41
2035 | SPP_N_2_ENT | SPP_N | ENT | Internal | Winter | B16 | 25 | 1800 | 1217.22 | 57.59 | 62.59 | 5 | 0
2035 | SPP_N_2_ENT | SPP_N | ENT | Internal | Winter | B17 | 100 | 1800 | 616 | 51.74 | 56.74 | 5 | 0
2035 | SPP_N_2_ENT | SPP_N | ENT | Internal | Winter | B18 | 400 | 1800 | 132.89 | 51.74 | 56.74 | 5 | 0
2035 | SPP_N_2_ENT | SPP_N | ENT | Internal | Winter | B19 | 700 | 1800 | 984.9 | 50.71 | 55.71 | 5 | 0
2035 | SPP_N_2_ENT | SPP_N | ENT | Internal | Winter | B20 | 935 | 1800 | 1800 | 40.13 | 49.98 | 5 | 4.85
2035 | SPP_N_2_MISO_MO-IL | SPP_N | MISO_MO-IL | Internal | Shoulder | B11 | 25 | 2000 | 0 | 80.81 | 74.88 | 5 | 0
2035 | SPP_N_2_MISO_MO-IL | SPP_N | MISO_MO-IL | Internal | Shoulder | B12 | 200 | 2000 | 0 | 53.24 | 58.12 | 5 | 0
2035 | SPP_N_2_MISO_MO-IL | SPP_N | MISO_MO-IL | Internal | Shoulder | B13 | 600 | 2000 | 0 | 51.02 | 51.07 | 5 | 0
2035 | SPP_N_2_MISO_MO-IL | SPP_N | MISO_MO-IL | Internal | Shoulder | B14 | 900 | 2000 | 0 | 47.58 | 47.85 | 5 | 0
2035 | SPP_N_2_MISO_MO-IL | SPP_N | MISO_MO-IL | Internal | Shoulder | B15 | 1203 | 2000 | 0 | 41.48 | 43.59 | 5 | 0
2035 | SPP_N_2_MISO_MO-IL | SPP_N | MISO_MO-IL | Internal | Summer | B1 | 10 | 2000 | 0 | 81.3 | 83.38 | 5 | 0
2035 | SPP_N_2_MISO_MO-IL | SPP_N | MISO_MO-IL | Internal | Summer | B2 | 25 | 2000 | 0 | 81.3 | 80.74 | 5 | 0
2035 | SPP_N_2_MISO_MO-IL | SPP_N | MISO_MO-IL | Internal | Summer | B3 | 75 | 2000 | 0 | 81.39 | 79.18 | 5 | 0
2035 | SPP_N_2_MISO_MO-IL | SPP_N | MISO_MO-IL | Internal | Summer | B4 | 100 | 2000 | 0 | 81.3 | 78.76 | 5 | 0
2035 | SPP_N_2_MISO_MO-IL | SPP_N | MISO_MO-IL | Internal | Summer | B5 | 200 | 2000 | 0 | 81.3 | 76.45 | 5 | 0
2035 | SPP_N_2_MISO_MO-IL | SPP_N | MISO_MO-IL | Internal | Summer | B6 | 300 | 2000 | 0 | 72.22 | 64.22 | 5 | 0
2035 | SPP_N_2_MISO_MO-IL | SPP_N | MISO_MO-IL | Internal | Summer | B7 | 400 | 2000 | 0 | 58.13 | 51.13 | 5 | 0
2035 | SPP_N_2_MISO_MO-IL | SPP_N | MISO_MO-IL | Internal | Summer | B8 | 500 | 2000 | 0 | 50.6 | 46.15 | 5 | 0
2035 | SPP_N_2_MISO_MO-IL | SPP_N | MISO_MO-IL | Internal | Summer | B9 | 800 | 2000 | 0 | 48.77 | 42.74 | 5 | 0
2035 | SPP_N_2_MISO_MO-IL | SPP_N | MISO_MO-IL | Internal | Summer | B10 | 1262 | 2000 | 0 | 41.65 | 40.8 | 5 | 0
2035 | SPP_N_2_MISO_MO-IL | SPP_N | MISO_MO-IL | Internal | Winter | B16 | 25 | 2000 | 0 | 57.59 | 55.44 | 5 | 0
2035 | SPP_N_2_MISO_MO-IL | SPP_N | MISO_MO-IL | Internal | Winter | B17 | 100 | 2000 | 0 | 51.74 | 54.8 | 5 | 0
2035 | SPP_N_2_MISO_MO-IL | SPP_N | MISO_MO-IL | Internal | Winter | B18 | 400 | 2000 | 0 | 51.74 | 54.31 | 5 | 0
2035 | SPP_N_2_MISO_MO-IL | SPP_N | MISO_MO-IL | Internal | Winter | B19 | 700 | 2000 | 0 | 50.71 | 51.25 | 5 | 0
2035 | SPP_N_2_MISO_MO-IL | SPP_N | MISO_MO-IL | Internal | Winter | B20 | 935 | 2000 | 0 | 40.13 | 41.22 | 5 | 0
2035 | SPP_N_2_MISO_W | SPP_N | MISO_W | Internal | Shoulder | B11 | 25 | 750 | 0 | 80.81 | 74.87 | 5 | 0
2035 | SPP_N_2_MISO_W | SPP_N | MISO_W | Internal | Shoulder | B12 | 200 | 750 | 0 | 53.24 | 58.11 | 5 | 0
2035 | SPP_N_2_MISO_W | SPP_N | MISO_W | Internal | Shoulder | B13 | 600 | 750 | 0 | 51.02 | 51.05 | 5 | 0
2035 | SPP_N_2_MISO_W | SPP_N | MISO_W | Internal | Shoulder | B14 | 900 | 750 | 0 | 47.58 | 47.84 | 5 | 0
2035 | SPP_N_2_MISO_W | SPP_N | MISO_W | Internal | Shoulder | B15 | 1203 | 750 | 0 | 41.48 | 43.58 | 5 | 0
2035 | SPP_N_2_MISO_W | SPP_N | MISO_W | Internal | Summer | B1 | 10 | 750 | 0 | 81.3 | 83.37 | 5 | 0
2035 | SPP_N_2_MISO_W | SPP_N | MISO_W | Internal | Summer | B2 | 25 | 750 | 0 | 81.3 | 81.31 | 5 | 0
2035 | SPP_N_2_MISO_W | SPP_N | MISO_W | Internal | Summer | B3 | 75 | 750 | 0 | 81.39 | 81.4 | 5 | 0
2035 | SPP_N_2_MISO_W | SPP_N | MISO_W | Internal | Summer | B4 | 100 | 750 | 0 | 81.3 | 80.22 | 5 | 0
2035 | SPP_N_2_MISO_W | SPP_N | MISO_W | Internal | Summer | B5 | 200 | 750 | 0 | 81.3 | 80.22 | 5 | 0
2035 | SPP_N_2_MISO_W | SPP_N | MISO_W | Internal | Summer | B6 | 300 | 750 | 0 | 72.22 | 65.22 | 5 | 0
2035 | SPP_N_2_MISO_W | SPP_N | MISO_W | Internal | Summer | B7 | 400 | 750 | 0 | 58.13 | 51.13 | 5 | 0
2035 | SPP_N_2_MISO_W | SPP_N | MISO_W | Internal | Summer | B8 | 500 | 750 | 0 | 50.6 | 46.13 | 5 | 0
2035 | SPP_N_2_MISO_W | SPP_N | MISO_W | Internal | Summer | B9 | 800 | 750 | 0 | 48.77 | 42.73 | 5 | 0
2035 | SPP_N_2_MISO_W | SPP_N | MISO_W | Internal | Summer | B10 | 1262 | 750 | 0 | 41.65 | 40.79 | 5 | 0
2035 | SPP_N_2_MISO_W | SPP_N | MISO_W | Internal | Winter | B16 | 25 | 750 | 0 | 57.59 | 55.43 | 5 | 0
2035 | SPP_N_2_MISO_W | SPP_N | MISO_W | Internal | Winter | B17 | 100 | 750 | 0 | 51.74 | 54.79 | 5 | 0
2035 | SPP_N_2_MISO_W | SPP_N | MISO_W | Internal | Winter | B18 | 400 | 750 | 0 | 51.74 | 54.3 | 5 | 0
2035 | SPP_N_2_MISO_W | SPP_N | MISO_W | Internal | Winter | B19 | 700 | 750 | 0 | 50.71 | 51.24 | 5 | 0
2035 | SPP_N_2_MISO_W | SPP_N | MISO_W | Internal | Winter | B20 | 935 | 750 | 0 | 40.13 | 41.21 | 5 | 0
2035 | SPP_N_2_NE | SPP_N | NE | Internal | Shoulder | B11 | 25 | 1531 | 0 | 80.81 | 80.8 | 0.01 | 0
2035 | SPP_N_2_NE | SPP_N | NE | Internal | Shoulder | B12 | 200 | 1531 | 326.93 | 53.24 | 53.25 | 0.01 | 0
2035 | SPP_N_2_NE | SPP_N | NE | Internal | Shoulder | B13 | 600 | 1531 | 19.85 | 51.02 | 51.04 | 0.01 | 0
2035 | SPP_N_2_NE | SPP_N | NE | Internal | Shoulder | B14 | 900 | 1531 | 426.02 | 47.58 | 47.59 | 0.01 | 0
2035 | SPP_N_2_NE | SPP_N | NE | Internal | Shoulder | B15 | 1203 | 1531 | 0 | 41.48 | 41.46 | 0.01 | 0
2035 | SPP_N_2_NE | SPP_N | NE | Internal | Summer | B1 | 10 | 1531 | 1531 | 81.3 | 83.18 | 0.01 | 1.87
2035 | SPP_N_2_NE | SPP_N | NE | Internal | Summer | B2 | 25 | 1531 | 268.8 | 81.3 | 81.31 | 0.01 | 0
2035 | SPP_N_2_NE | SPP_N | NE | Internal | Summer | B3 | 75 | 1531 | 1243.72 | 81.39 | 81.4 | 0.01 | 0
2035 | SPP_N_2_NE | SPP_N | NE | Internal | Summer | B4 | 100 | 1531 | 0 | 81.3 | 81.29 | 0.01 | 0
2035 | SPP_N_2_NE | SPP_N | NE | Internal | Summer | B5 | 200 | 1531 | 0 | 81.3 | 81.29 | 0.01 | 0
2035 | SPP_N_2_NE | SPP_N | NE | Internal | Summer | B6 | 300 | 1531 | 0 | 72.22 | 72.21 | 0.01 | 0
2035 | SPP_N_2_NE | SPP_N | NE | Internal | Summer | B7 | 400 | 1531 | 0 | 58.13 | 58.12 | 0.01 | 0
2035 | SPP_N_2_NE | SPP_N | NE | Internal | Summer | B8 | 500 | 1531 | 0 | 50.6 | 50.59 | 0.01 | 0
2035 | SPP_N_2_NE | SPP_N | NE | Internal | Summer | B9 | 800 | 1531 | 0 | 48.77 | 48.76 | 0.01 | 0
2035 | SPP_N_2_NE | SPP_N | NE | Internal | Summer | B10 | 1262 | 1531 | 0 | 41.65 | 41.64 | 0.01 | 0
2035 | SPP_N_2_NE | SPP_N | NE | Internal | Winter | B16 | 25 | 1531 | 0 | 57.59 | 57.58 | 0.01 | 0
2035 | SPP_N_2_NE | SPP_N | NE | Internal | Winter | B17 | 100 | 1531 | 0 | 51.74 | 51.73 | 0.01 | 0
2035 | SPP_N_2_NE | SPP_N | NE | Internal | Winter | B18 | 400 | 1531 | 0 | 51.74 | 51.73 | 0.01 | 0
2035 | SPP_N_2_NE | SPP_N | NE | Internal | Winter | B19 | 700 | 1531 | 942.39 | 50.71 | 50.73 | 0.01 | 0
2035 | SPP_N_2_NE | SPP_N | NE | Internal | Winter | B20 | 935 | 1531 | 0 | 40.13 | 40.13 | 0.01 | 0
2035 | SPP_N_2_SPP_S | SPP_N | SPP_S | Internal | Shoulder | B11 | 25 | 4383 | 0 | 80.81 | 69.88 | 0.01 | 0
2035 | SPP_N_2_SPP_S | SPP_N | SPP_S | Internal | Shoulder | B12 | 200 | 4383 | 0 | 53.24 | 50.75 | 0.01 | 0
2035 | SPP_N_2_SPP_S | SPP_N | SPP_S | Internal | Shoulder | B13 | 600 | 4383 | 0 | 51.02 | 50.63 | 0.01 | 0
2035 | SPP_N_2_SPP_S | SPP_N | SPP_S | Internal | Shoulder | B14 | 900 | 4383 | 0 | 47.58 | 47.57 | 0.01 | 0
2035 | SPP_N_2_SPP_S | SPP_N | SPP_S | Internal | Shoulder | B15 | 1203 | 4383 | 295.82 | 41.48 | 41.49 | 0.01 | 0
2035 | SPP_N_2_SPP_S | SPP_N | SPP_S | Internal | Summer | B1 | 10 | 4383 | 0 | 81.3 | 57.93 | 0.01 | 0
2035 | SPP_N_2_SPP_S | SPP_N | SPP_S | Internal | Summer | B2 | 25 | 4383 | 0 | 81.3 | 70.59 | 0.01 | 0
2035 | SPP_N_2_SPP_S | SPP_N | SPP_S | Internal | Summer | B3 | 75 | 4383 | 0 | 81.39 | 71.18 | 0.01 | 0
2035 | SPP_N_2_SPP_S | SPP_N | SPP_S | Internal | Summer | B4 | 100 | 4383 | 0 | 81.3 | 71.18 | 0.01 | 0
2035 | SPP_N_2_SPP_S | SPP_N | SPP_S | Internal | Summer | B5 | 200 | 4383 | 0 | 81.3 | 70.59 | 0.01 | 0
2035 | SPP_N_2_SPP_S | SPP_N | SPP_S | Internal | Summer | B6 | 300 | 4383 | 0 | 72.22 | 70.59 | 0.01 | 0
2035 | SPP_N_2_SPP_S | SPP_N | SPP_S | Internal | Summer | B7 | 400 | 4383 | 0 | 58.13 | 57.19 | 0.01 | 0
2035 | SPP_N_2_SPP_S | SPP_N | SPP_S | Internal | Summer | B8 | 500 | 4383 | 0 | 50.6 | 50.59 | 0.01 | 0
2035 | SPP_N_2_SPP_S | SPP_N | SPP_S | Internal | Summer | B9 | 800 | 4383 | 1256.32 | 48.77 | 48.78 | 0.01 | 0
2035 | SPP_N_2_SPP_S | SPP_N | SPP_S | Internal | Summer | B10 | 1262 | 4383 | 3341.96 | 41.65 | 41.67 | 0.01 | 0
2035 | SPP_N_2_SPP_S | SPP_N | SPP_S | Internal | Winter | B16 | 25 | 4383 | 0 | 57.59 | 54.52 | 0.01 | 0
2035 | SPP_N_2_SPP_S | SPP_N | SPP_S | Internal | Winter | B17 | 100 | 4383 | 0 | 51.74 | 51.74 | 0.01 | 0
2035 | SPP_N_2_SPP_S | SPP_N | SPP_S | Internal | Winter | B18 | 400 | 4383 | 0 | 51.74 | 51.74 | 0.01 | 0
2035 | SPP_N_2_SPP_S | SPP_N | SPP_S | Internal | Winter | B19 | 700 | 4383 | 0 | 50.71 | 49.75 | 0.01 | 0
2035 | SPP_N_2_SPP_S | SPP_N | SPP_S | Internal | Winter | B20 | 935 | 4383 | 1544.59 | 40.13 | 40.14 | 0.01 | 0
2035 | SPP_S_2_ENT | SPP_S | ENT | Internal | Shoulder | B11 | 25 | 850 | 378.67 | 69.88 | 74.88 | 5 | 0
2035 | SPP_S_2_ENT | SPP_S | ENT | Internal | Shoulder | B12 | 200 | 850 | 0 | 50.75 | 52.97 | 5 | 0
2035 | SPP_S_2_ENT | SPP_S | ENT | Internal | Shoulder | B13 | 600 | 850 | 0 | 50.63 | 52.97 | 5 | 0
2035 | SPP_S_2_ENT | SPP_S | ENT | Internal | Shoulder | B14 | 900 | 850 | 850 | 47.57 | 52.58 | 5 | 0.01
2035 | SPP_S_2_ENT | SPP_S | ENT | Internal | Shoulder | B15 | 1203 | 850 | 850 | 41.49 | 50.84 | 5 | 4.36
2035 | SPP_S_2_ENT | SPP_S | ENT | Internal | Summer | B1 | 10 | 850 | 850 | 57.93 | 86.3 | 5 | 23.37
2035 | SPP_S_2_ENT | SPP_S | ENT | Internal | Summer | B2 | 25 | 850 | 850 | 70.59 | 84.7 | 5 | 9.11
2035 | SPP_S_2_ENT | SPP_S | ENT | Internal | Summer | B3 | 75 | 850 | 850 | 71.18 | 78.6 | 5 | 2.41
2035 | SPP_S_2_ENT | SPP_S | ENT | Internal | Summer | B4 | 100 | 850 | 850 | 71.18 | 78.6 | 5 | 2.41
2035 | SPP_S_2_ENT | SPP_S | ENT | Internal | Summer | B5 | 200 | 850 | 210.67 | 70.59 | 75.59 | 5 | 0
2035 | SPP_S_2_ENT | SPP_S | ENT | Internal | Summer | B6 | 300 | 850 | 0 | 70.59 | 72.22 | 5 | 0
2035 | SPP_S_2_ENT | SPP_S | ENT | Internal | Summer | B7 | 400 | 850 | 0 | 57.19 | 51.78 | 5 | 0
2035 | SPP_S_2_ENT | SPP_S | ENT | Internal | Summer | B8 | 500 | 850 | 0 | 50.59 | 51.11 | 5 | 0
2035 | SPP_S_2_ENT | SPP_S | ENT | Internal | Summer | B9 | 800 | 850 | 0 | 48.78 | 50.74 | 5 | 0
2035 | SPP_S_2_ENT | SPP_S | ENT | Internal | Summer | B10 | 1262 | 850 | 850 | 41.67 | 49.07 | 5 | 2.4
2035 | SPP_S_2_ENT | SPP_S | ENT | Internal | Winter | B16 | 25 | 850 | 850 | 54.52 | 62.59 | 5 | 3.08
2035 | SPP_S_2_ENT | SPP_S | ENT | Internal | Winter | B17 | 100 | 850 | 186.66 | 51.74 | 56.74 | 5 | 0
2035 | SPP_S_2_ENT | SPP_S | ENT | Internal | Winter | B18 | 400 | 850 | 346.42 | 51.74 | 56.74 | 5 | 0
2035 | SPP_S_2_ENT | SPP_S | ENT | Internal | Winter | B19 | 700 | 850 | 850 | 49.75 | 55.71 | 5 | 0.96
2035 | SPP_S_2_ENT | SPP_S | ENT | Internal | Winter | B20 | 935 | 850 | 850 | 40.14 | 49.98 | 5 | 4.84
2035 | SPP_S_2_SPP_N | SPP_S | SPP_N | Internal | Shoulder | B11 | 25 | 1023 | 1023 | 69.88 | 80.81 | 0.01 | 10.92
2035 | SPP_S_2_SPP_N | SPP_S | SPP_N | Internal | Shoulder | B12 | 200 | 1023 | 1023 | 50.75 | 53.24 | 0.01 | 2.48
2035 | SPP_S_2_SPP_N | SPP_S | SPP_N | Internal | Shoulder | B13 | 600 | 1023 | 1023 | 50.63 | 51.02 | 0.01 | 0.38
2035 | SPP_S_2_SPP_N | SPP_S | SPP_N | Internal | Shoulder | B14 | 900 | 1023 | 823.06 | 47.57 | 47.58 | 0.01 | 0
2035 | SPP_S_2_SPP_N | SPP_S | SPP_N | Internal | Shoulder | B15 | 1203 | 1023 | 0 | 41.49 | 41.48 | 0.01 | 0
2035 | SPP_S_2_SPP_N | SPP_S | SPP_N | Internal | Summer | B1 | 10 | 1023 | 1023 | 57.93 | 81.3 | 0.01 | 23.36
2035 | SPP_S_2_SPP_N | SPP_S | SPP_N | Internal | Summer | B2 | 25 | 1023 | 1023 | 70.59 | 81.3 | 0.01 | 10.7
2035 | SPP_S_2_SPP_N | SPP_S | SPP_N | Internal | Summer | B3 | 75 | 1023 | 1023 | 71.18 | 81.39 | 0.01 | 10.2
2035 | SPP_S_2_SPP_N | SPP_S | SPP_N | Internal | Summer | B4 | 100 | 1023 | 1023 | 71.18 | 81.3 | 0.01 | 10.1
2035 | SPP_S_2_SPP_N | SPP_S | SPP_N | Internal | Summer | B5 | 200 | 1023 | 1023 | 70.59 | 81.3 | 0.01 | 10.7
2035 | SPP_S_2_SPP_N | SPP_S | SPP_N | Internal | Summer | B6 | 300 | 1023 | 1023 | 70.59 | 72.22 | 0.01 | 1.62
2035 | SPP_S_2_SPP_N | SPP_S | SPP_N | Internal | Summer | B7 | 400 | 1023 | 1023 | 57.19 | 58.13 | 0.01 | 0.92
2035 | SPP_S_2_SPP_N | SPP_S | SPP_N | Internal | Summer | B8 | 500 | 1023 | 535.05 | 50.59 | 50.6 | 0.01 | 0
2035 | SPP_S_2_SPP_N | SPP_S | SPP_N | Internal | Summer | B9 | 800 | 1023 | 0 | 48.78 | 48.77 | 0.01 | 0
2035 | SPP_S_2_SPP_N | SPP_S | SPP_N | Internal | Summer | B10 | 1262 | 1023 | 0 | 41.67 | 41.65 | 0.01 | 0
2035 | SPP_S_2_SPP_N | SPP_S | SPP_N | Internal | Winter | B16 | 25 | 1023 | 1023 | 54.52 | 57.59 | 0.01 | 3.06
2035 | SPP_S_2_SPP_N | SPP_S | SPP_N | Internal | Winter | B17 | 100 | 1023 | 0 | 51.74 | 51.74 | 0.01 | 0
2035 | SPP_S_2_SPP_N | SPP_S | SPP_N | Internal | Winter | B18 | 400 | 1023 | 0 | 51.74 | 51.74 | 0.01 | 0
2035 | SPP_S_2_SPP_N | SPP_S | SPP_N | Internal | Winter | B19 | 700 | 1023 | 1023 | 49.75 | 50.71 | 0.01 | 0.95
2035 | SPP_S_2_SPP_N | SPP_S | SPP_N | Internal | Winter | B20 | 935 | 1023 | 0 | 40.14 | 40.13 | 0.01 | 0
2035 | TVA_2_ENT | TVA | ENT | Internal | Shoulder | B11 | 25 | 500 | 500 | 59.92 | 74.88 | 9 | 5.96
2035 | TVA_2_ENT | TVA | ENT | Internal | Shoulder | B12 | 200 | 500 | 0 | 52.27 | 52.97 | 9 | 0
2035 | TVA_2_ENT | TVA | ENT | Internal | Shoulder | B13 | 600 | 500 | 0 | 48.01 | 52.97 | 9 | 0
2035 | TVA_2_ENT | TVA | ENT | Internal | Shoulder | B14 | 900 | 500 | 0 | 48.01 | 52.58 | 9 | 0
2035 | TVA_2_ENT | TVA | ENT | Internal | Shoulder | B15 | 1203 | 500 | 0 | 48.01 | 50.84 | 9 | 0
2035 | TVA_2_ENT | TVA | ENT | Internal | Summer | B1 | 10 | 500 | 0 | 91.05 | 86.3 | 9 | 0
2035 | TVA_2_ENT | TVA | ENT | Internal | Summer | B2 | 25 | 500 | 0 | 88.75 | 84.7 | 9 | 0
2035 | TVA_2_ENT | TVA | ENT | Internal | Summer | B3 | 75 | 500 | 0 | 83.2 | 78.6 | 9 | 0
2035 | TVA_2_ENT | TVA | ENT | Internal | Summer | B4 | 100 | 500 | 0 | 81.23 | 78.6 | 9 | 0
2035 | TVA_2_ENT | TVA | ENT | Internal | Summer | B5 | 200 | 500 | 0 | 72.17 | 75.59 | 9 | 0
2035 | TVA_2_ENT | TVA | ENT | Internal | Summer | B6 | 300 | 500 | 500 | 52.95 | 72.22 | 9 | 10.27
2035 | TVA_2_ENT | TVA | ENT | Internal | Summer | B7 | 400 | 500 | 0 | 50.78 | 51.78 | 9 | 0
2035 | TVA_2_ENT | TVA | ENT | Internal | Summer | B8 | 500 | 500 | 0 | 50.78 | 51.11 | 9 | 0
2035 | TVA_2_ENT | TVA | ENT | Internal | Summer | B9 | 800 | 500 | 0 | 46.68 | 50.74 | 9 | 0
2035 | TVA_2_ENT | TVA | ENT | Internal | Summer | B10 | 1262 | 500 | 500 | 37.16 | 49.07 | 9 | 2.91
2035 | TVA_2_ENT | TVA | ENT | Internal | Winter | B16 | 25 | 500 | 0 | 61.92 | 62.59 | 9 | 0
2035 | TVA_2_ENT | TVA | ENT | Internal | Winter | B17 | 100 | 500 | 0 | 55.54 | 56.74 | 9 | 0
2035 | TVA_2_ENT | TVA | ENT | Internal | Winter | B18 | 400 | 500 | 0 | 50.14 | 56.74 | 9 | 0
2035 | TVA_2_ENT | TVA | ENT | Internal | Winter | B19 | 700 | 500 | 0 | 50.14 | 55.71 | 9 | 0
2035 | TVA_2_ENT | TVA | ENT | Internal | Winter | B20 | 935 | 500 | 0 | 45.25 | 49.98 | 9 | 0
2035 | TVA_2_MISO_MO-IL | TVA | MISO_MO-IL | Internal | Shoulder | B11 | 25 | 50 | 50 | 59.92 | 74.88 | 9 | 5.96
2035 | TVA_2_MISO_MO-IL | TVA | MISO_MO-IL | Internal | Shoulder | B12 | 200 | 50 | 0 | 52.27 | 58.12 | 9 | 0
2035 | TVA_2_MISO_MO-IL | TVA | MISO_MO-IL | Internal | Shoulder | B13 | 600 | 50 | 0 | 48.01 | 51.07 | 9 | 0
2035 | TVA_2_MISO_MO-IL | TVA | MISO_MO-IL | Internal | Shoulder | B14 | 900 | 50 | 0 | 48.01 | 47.85 | 9 | 0
2035 | TVA_2_MISO_MO-IL | TVA | MISO_MO-IL | Internal | Shoulder | B15 | 1203 | 50 | 0 | 48.01 | 43.59 | 9 | 0
2035 | TVA_2_MISO_MO-IL | TVA | MISO_MO-IL | Internal | Summer | B1 | 10 | 50 | 0 | 91.05 | 83.38 | 9 | 0
2035 | TVA_2_MISO_MO-IL | TVA | MISO_MO-IL | Internal | Summer | B2 | 25 | 50 | 0 | 88.75 | 80.74 | 9 | 0
2035 | TVA_2_MISO_MO-IL | TVA | MISO_MO-IL | Internal | Summer | B3 | 75 | 50 | 0 | 83.2 | 79.18 | 9 | 0
2035 | TVA_2_MISO_MO-IL | TVA | MISO_MO-IL | Internal | Summer | B4 | 100 | 50 | 0 | 81.23 | 78.76 | 9 | 0
2035 | TVA_2_MISO_MO-IL | TVA | MISO_MO-IL | Internal | Summer | B5 | 200 | 50 | 0 | 72.17 | 76.45 | 9 | 0
2035 | TVA_2_MISO_MO-IL | TVA | MISO_MO-IL | Internal | Summer | B6 | 300 | 50 | 50 | 52.95 | 64.22 | 9 | 2.27
2035 | TVA_2_MISO_MO-IL | TVA | MISO_MO-IL | Internal | Summer | B7 | 400 | 50 | 0 | 50.78 | 51.13 | 9 | 0
2035 | TVA_2_MISO_MO-IL | TVA | MISO_MO-IL | Internal | Summer | B8 | 500 | 50 | 0 | 50.78 | 46.15 | 9 | 0
2035 | TVA_2_MISO_MO-IL | TVA | MISO_MO-IL | Internal | Summer | B9 | 800 | 50 | 0 | 46.68 | 42.74 | 9 | 0
2035 | TVA_2_MISO_MO-IL | TVA | MISO_MO-IL | Internal | Summer | B10 | 1262 | 50 | 0 | 37.16 | 40.8 | 9 | 0
2035 | TVA_2_MISO_MO-IL | TVA | MISO_MO-IL | Internal | Winter | B16 | 25 | 50 | 0 | 61.92 | 55.44 | 9 | 0
2035 | TVA_2_MISO_MO-IL | TVA | MISO_MO-IL | Internal | Winter | B17 | 100 | 50 | 0 | 55.54 | 54.8 | 9 | 0
2035 | TVA_2_MISO_MO-IL | TVA | MISO_MO-IL | Internal | Winter | B18 | 400 | 50 | 0 | 50.14 | 54.31 | 9 | 0
2035 | TVA_2_MISO_MO-IL | TVA | MISO_MO-IL | Internal | Winter | B19 | 700 | 50 | 0 | 50.14 | 51.25 | 9 | 0
2035 | TVA_2_MISO_MO-IL | TVA | MISO_MO-IL | Internal | Winter | B20 | 935 | 50 | 0 | 45.25 | 41.22 | 9 | 0
2035 | TVA_2_NonRTO_Midwest | TVA | NonRTO_Midwest | Internal | Shoulder | B11 | 25 | 100 | 100 | 59.92 | 82.87 | 9 | 13.95
2035 | TVA_2_NonRTO_Midwest | TVA | NonRTO_Midwest | Internal | Shoulder | B12 | 200 | 100 | 100 | 52.27 | 66.13 | 9 | 4.86
2035 | TVA_2_NonRTO_Midwest | TVA | NonRTO_Midwest | Internal | Shoulder | B13 | 600 | 100 | 100 | 48.01 | 59.07 | 9 | 2.05
2035 | TVA_2_NonRTO_Midwest | TVA | NonRTO_Midwest | Internal | Shoulder | B14 | 900 | 100 | 0 | 48.01 | 47.95 | 9 | 0
2035 | TVA_2_NonRTO_Midwest | TVA | NonRTO_Midwest | Internal | Shoulder | B15 | 1203 | 100 | 0 | 48.01 | 40 | 9 | 0
2035 | TVA_2_NonRTO_Midwest | TVA | NonRTO_Midwest | Internal | Summer | B1 | 10 | 100 | 0 | 91.05 | 91.38 | 9 | 0
2035 | TVA_2_NonRTO_Midwest | TVA | NonRTO_Midwest | Internal | Summer | B2 | 25 | 100 | 0 | 88.75 | 84.43 | 9 | 0
2035 | TVA_2_NonRTO_Midwest | TVA | NonRTO_Midwest | Internal | Summer | B3 | 75 | 100 | 0 | 83.2 | 84.43 | 9 | 0
2035 | TVA_2_NonRTO_Midwest | TVA | NonRTO_Midwest | Internal | Summer | B4 | 100 | 100 | 0 | 81.23 | 84.43 | 9 | 0
2035 | TVA_2_NonRTO_Midwest | TVA | NonRTO_Midwest | Internal | Summer | B5 | 200 | 100 | 100 | 72.17 | 84.43 | 9 | 3.26
2035 | TVA_2_NonRTO_Midwest | TVA | NonRTO_Midwest | Internal | Summer | B6 | 300 | 100 | 100 | 52.95 | 72.21 | 9 | 10.26
2035 | TVA_2_NonRTO_Midwest | TVA | NonRTO_Midwest | Internal | Summer | B7 | 400 | 100 | 0 | 50.78 | 59.12 | 9 | 0
2035 | TVA_2_NonRTO_Midwest | TVA | NonRTO_Midwest | Internal | Summer | B8 | 500 | 100 | 0 | 50.78 | 46.36 | 9 | 0
2035 | TVA_2_NonRTO_Midwest | TVA | NonRTO_Midwest | Internal | Summer | B9 | 800 | 100 | 0 | 46.68 | 39.48 | 9 | 0
2035 | TVA_2_NonRTO_Midwest | TVA | NonRTO_Midwest | Internal | Summer | B10 | 1262 | 100 | 0 | 37.16 | 34.34 | 9 | 0
2035 | TVA_2_NonRTO_Midwest | TVA | NonRTO_Midwest | Internal | Winter | B16 | 25 | 100 | 0 | 61.92 | 70.91 | 9 | 0
2035 | TVA_2_NonRTO_Midwest | TVA | NonRTO_Midwest | Internal | Winter | B17 | 100 | 100 | 100 | 55.54 | 65.09 | 9 | 0.55
2035 | TVA_2_NonRTO_Midwest | TVA | NonRTO_Midwest | Internal | Winter | B18 | 400 | 100 | 100 | 50.14 | 62.33 | 9 | 3.19
2035 | TVA_2_NonRTO_Midwest | TVA | NonRTO_Midwest | Internal | Winter | B19 | 700 | 100 | 0 | 50.14 | 51.28 | 9 | 0
2035 | TVA_2_NonRTO_Midwest | TVA | NonRTO_Midwest | Internal | Winter | B20 | 935 | 100 | 0 | 45.25 | 38.14 | 9 | 0
2035 | TVA_2_SOCO | TVA | SOCO | Internal | Shoulder | B11 | 25 | 500 | 500 | 59.92 | 72.54 | 9 | 3.62
2035 | TVA_2_SOCO | TVA | SOCO | Internal | Shoulder | B12 | 200 | 500 | 0 | 52.27 | 53.05 | 9 | 0
2035 | TVA_2_SOCO | TVA | SOCO | Internal | Shoulder | B13 | 600 | 500 | 0 | 48.01 | 53.05 | 9 | 0
2035 | TVA_2_SOCO | TVA | SOCO | Internal | Shoulder | B14 | 900 | 500 | 0 | 48.01 | 53.05 | 9 | 0
2035 | TVA_2_SOCO | TVA | SOCO | Internal | Shoulder | B15 | 1203 | 500 | 0 | 48.01 | 48.71 | 9 | 0
2035 | TVA_2_SOCO | TVA | SOCO | Internal | Summer | B1 | 10 | 500 | 0 | 91.05 | 94.37 | 9 | 0
2035 | TVA_2_SOCO | TVA | SOCO | Internal | Summer | B2 | 25 | 500 | 0 | 88.75 | 86.6 | 9 | 0
2035 | TVA_2_SOCO | TVA | SOCO | Internal | Summer | B3 | 75 | 500 | 0 | 83.2 | 86.6 | 9 | 0
2035 | TVA_2_SOCO | TVA | SOCO | Internal | Summer | B4 | 100 | 500 | 0 | 81.23 | 86.6 | 9 | 0
2035 | TVA_2_SOCO | TVA | SOCO | Internal | Summer | B5 | 200 | 500 | 500 | 72.17 | 83.59 | 9 | 2.42
2035 | TVA_2_SOCO | TVA | SOCO | Internal | Summer | B6 | 300 | 500 | 500 | 52.95 | 71.01 | 9 | 9.06
2035 | TVA_2_SOCO | TVA | SOCO | Internal | Summer | B7 | 400 | 500 | 455.02 | 50.78 | 59.78 | 9 | 0
2035 | TVA_2_SOCO | TVA | SOCO | Internal | Summer | B8 | 500 | 500 | 0 | 50.78 | 51.48 | 9 | 0
2035 | TVA_2_SOCO | TVA | SOCO | Internal | Summer | B9 | 800 | 500 | 0 | 46.68 | 51.48 | 9 | 0
2035 | TVA_2_SOCO | TVA | SOCO | Internal | Summer | B10 | 1262 | 500 | 500 | 37.16 | 47.31 | 9 | 1.15
2035 | TVA_2_SOCO | TVA | SOCO | Internal | Winter | B16 | 25 | 500 | 0 | 61.92 | 70.59 | 9 | 0
2035 | TVA_2_SOCO | TVA | SOCO | Internal | Winter | B17 | 100 | 500 | 0 | 55.54 | 56.53 | 9 | 0
2035 | TVA_2_SOCO | TVA | SOCO | Internal | Winter | B18 | 400 | 500 | 0 | 50.14 | 56.53 | 9 | 0
2035 | TVA_2_SOCO | TVA | SOCO | Internal | Winter | B19 | 700 | 500 | 0 | 50.14 | 51.82 | 9 | 0
2035 | TVA_2_SOCO | TVA | SOCO | Internal | Winter | B20 | 935 | 500 | 0 | 45.25 | 51.16 | 9 | 0
2035 | TVA_2_VACAR | TVA | VACAR | Internal | Shoulder | B11 | 25 | 150 | 0 | 59.92 | 65.54 | 9 | 0
2035 | TVA_2_VACAR | TVA | VACAR | Internal | Shoulder | B12 | 200 | 150 | 0 | 52.27 | 51.76 | 9 | 0
2035 | TVA_2_VACAR | TVA | VACAR | Internal | Shoulder | B13 | 600 | 150 | 0 | 48.01 | 48.07 | 9 | 0
2035 | TVA_2_VACAR | TVA | VACAR | Internal | Shoulder | B14 | 900 | 150 | 0 | 48.01 | 46.05 | 9 | 0
2035 | TVA_2_VACAR | TVA | VACAR | Internal | Shoulder | B15 | 1203 | 150 | 0 | 48.01 | 41.71 | 9 | 0
2035 | TVA_2_VACAR | TVA | VACAR | Internal | Summer | B1 | 10 | 150 | 0 | 91.05 | 87.37 | 9 | 0
2035 | TVA_2_VACAR | TVA | VACAR | Internal | Summer | B2 | 25 | 150 | 0 | 88.75 | 87.37 | 9 | 0
2035 | TVA_2_VACAR | TVA | VACAR | Internal | Summer | B3 | 75 | 150 | 0 | 83.2 | 85.46 | 9 | 0
2035 | TVA_2_VACAR | TVA | VACAR | Internal | Summer | B4 | 100 | 150 | 0 | 81.23 | 81.22 | 9 | 0
2035 | TVA_2_VACAR | TVA | VACAR | Internal | Summer | B5 | 200 | 150 | 0 | 72.17 | 79.52 | 9 | 0
2035 | TVA_2_VACAR | TVA | VACAR | Internal | Summer | B6 | 300 | 150 | 150 | 52.95 | 64.01 | 9 | 2.06
2035 | TVA_2_VACAR | TVA | VACAR | Internal | Summer | B7 | 400 | 150 | 0 | 50.78 | 55.13 | 9 | 0
2035 | TVA_2_VACAR | TVA | VACAR | Internal | Summer | B8 | 500 | 150 | 0 | 50.78 | 52.15 | 9 | 0
2035 | TVA_2_VACAR | TVA | VACAR | Internal | Summer | B9 | 800 | 150 | 0 | 46.68 | 47 | 9 | 0
2035 | TVA_2_VACAR | TVA | VACAR | Internal | Summer | B10 | 1262 | 150 | 0 | 37.16 | 43.18 | 9 | 0
2035 | TVA_2_VACAR | TVA | VACAR | Internal | Winter | B16 | 25 | 150 | 0 | 61.92 | 63.59 | 9 | 0
2035 | TVA_2_VACAR | TVA | VACAR | Internal | Winter | B17 | 100 | 150 | 0 | 55.54 | 58.16 | 9 | 0
2035 | TVA_2_VACAR | TVA | VACAR | Internal | Winter | B18 | 400 | 150 | 0 | 50.14 | 49.53 | 9 | 0
2035 | TVA_2_VACAR | TVA | VACAR | Internal | Winter | B19 | 700 | 150 | 0 | 50.14 | 44.82 | 9 | 0
2035 | TVA_2_VACAR | TVA | VACAR | Internal | Winter | B20 | 935 | 150 | 0 | 45.25 | 41.84 | 9 | 0
2035 | TVA_Transmission_2_ENT | TVA_Transmission | ENT | Internal | Shoulder | B11 | 25 | 3000 | 734.73 | 65.88 | 74.88 | 9 | 0
2035 | TVA_Transmission_2_ENT | TVA_Transmission | ENT | Internal | Shoulder | B12 | 200 | 3000 | 0 | 57.84 | 52.97 | 9 | 0
2035 | TVA_Transmission_2_ENT | TVA_Transmission | ENT | Internal | Shoulder | B13 | 600 | 3000 | 0 | 52.28 | 52.97 | 9 | 0
2035 | TVA_Transmission_2_ENT | TVA_Transmission | ENT | Internal | Shoulder | B14 | 900 | 3000 | 0 | 50.1 | 52.58 | 9 | 0
2035 | TVA_Transmission_2_ENT | TVA_Transmission | ENT | Internal | Shoulder | B15 | 1203 | 3000 | 0 | 48 | 50.84 | 9 | 0
2035 | TVA_Transmission_2_ENT | TVA_Transmission | ENT | Internal | Summer | B1 | 10 | 3000 | 0 | 91.04 | 86.3 | 9 | 0
2035 | TVA_Transmission_2_ENT | TVA_Transmission | ENT | Internal | Summer | B2 | 25 | 3000 | 0 | 88.74 | 84.7 | 9 | 0
2035 | TVA_Transmission_2_ENT | TVA_Transmission | ENT | Internal | Summer | B3 | 75 | 3000 | 0 | 83.18 | 78.6 | 9 | 0
2035 | TVA_Transmission_2_ENT | TVA_Transmission | ENT | Internal | Summer | B4 | 100 | 3000 | 0 | 81.22 | 78.6 | 9 | 0
2035 | TVA_Transmission_2_ENT | TVA_Transmission | ENT | Internal | Summer | B5 | 200 | 3000 | 0 | 78.08 | 75.59 | 9 | 0
2035 | TVA_Transmission_2_ENT | TVA_Transmission | ENT | Internal | Summer | B6 | 300 | 3000 | 0 | 66.19 | 72.22 | 9 | 0
2035 | TVA_Transmission_2_ENT | TVA_Transmission | ENT | Internal | Summer | B7 | 400 | 3000 | 0 | 53.82 | 51.78 | 9 | 0
2035 | TVA_Transmission_2_ENT | TVA_Transmission | ENT | Internal | Summer | B8 | 500 | 3000 | 0 | 51.34 | 51.11 | 9 | 0
2035 | TVA_Transmission_2_ENT | TVA_Transmission | ENT | Internal | Summer | B9 | 800 | 3000 | 0 | 47.09 | 50.74 | 9 | 0
2035 | TVA_Transmission_2_ENT | TVA_Transmission | ENT | Internal | Summer | B10 | 1262 | 3000 | 0 | 41.44 | 49.07 | 9 | 0
2035 | TVA_Transmission_2_ENT | TVA_Transmission | ENT | Internal | Winter | B16 | 25 | 3000 | 0 | 61.91 | 62.59 | 9 | 0
2035 | TVA_Transmission_2_ENT | TVA_Transmission | ENT | Internal | Winter | B17 | 100 | 3000 | 0 | 58.57 | 56.74 | 9 | 0
2035 | TVA_Transmission_2_ENT | TVA_Transmission | ENT | Internal | Winter | B18 | 400 | 3000 | 0 | 55.06 | 56.74 | 9 | 0
2035 | TVA_Transmission_2_ENT | TVA_Transmission | ENT | Internal | Winter | B19 | 700 | 3000 | 0 | 51.05 | 55.71 | 9 | 0
2035 | TVA_Transmission_2_ENT | TVA_Transmission | ENT | Internal | Winter | B20 | 935 | 3000 | 0 | 45.23 | 49.98 | 9 | 0
2035 | TVA_Transmission_2_MISO_MO-IL | TVA_Transmission | MISO_MO-IL | Internal | Shoulder | B11 | 25 | 4000 | 1065.27 | 65.88 | 74.88 | 9 | 0
2035 | TVA_Transmission_2_MISO_MO-IL | TVA_Transmission | MISO_MO-IL | Internal | Shoulder | B12 | 200 | 4000 | 0 | 57.84 | 58.12 | 9 | 0
2035 | TVA_Transmission_2_MISO_MO-IL | TVA_Transmission | MISO_MO-IL | Internal | Shoulder | B13 | 600 | 4000 | 0 | 52.28 | 51.07 | 9 | 0
2035 | TVA_Transmission_2_MISO_MO-IL | TVA_Transmission | MISO_MO-IL | Internal | Shoulder | B14 | 900 | 4000 | 0 | 50.1 | 47.85 | 9 | 0
2035 | TVA_Transmission_2_MISO_MO-IL | TVA_Transmission | MISO_MO-IL | Internal | Shoulder | B15 | 1203 | 4000 | 0 | 48 | 43.59 | 9 | 0
2035 | TVA_Transmission_2_MISO_MO-IL | TVA_Transmission | MISO_MO-IL | Internal | Summer | B1 | 10 | 4000 | 0 | 91.04 | 83.38 | 9 | 0
2035 | TVA_Transmission_2_MISO_MO-IL | TVA_Transmission | MISO_MO-IL | Internal | Summer | B2 | 25 | 4000 | 0 | 88.74 | 80.74 | 9 | 0
2035 | TVA_Transmission_2_MISO_MO-IL | TVA_Transmission | MISO_MO-IL | Internal | Summer | B3 | 75 | 4000 | 0 | 83.18 | 79.18 | 9 | 0
2035 | TVA_Transmission_2_MISO_MO-IL | TVA_Transmission | MISO_MO-IL | Internal | Summer | B4 | 100 | 4000 | 0 | 81.22 | 78.76 | 9 | 0
2035 | TVA_Transmission_2_MISO_MO-IL | TVA_Transmission | MISO_MO-IL | Internal | Summer | B5 | 200 | 4000 | 0 | 78.08 | 76.45 | 9 | 0
2035 | TVA_Transmission_2_MISO_MO-IL | TVA_Transmission | MISO_MO-IL | Internal | Summer | B6 | 300 | 4000 | 0 | 66.19 | 64.22 | 9 | 0
2035 | TVA_Transmission_2_MISO_MO-IL | TVA_Transmission | MISO_MO-IL | Internal | Summer | B7 | 400 | 4000 | 0 | 53.82 | 51.13 | 9 | 0
2035 | TVA_Transmission_2_MISO_MO-IL | TVA_Transmission | MISO_MO-IL | Internal | Summer | B8 | 500 | 4000 | 0 | 51.34 | 46.15 | 9 | 0
2035 | TVA_Transmission_2_MISO_MO-IL | TVA_Transmission | MISO_MO-IL | Internal | Summer | B9 | 800 | 4000 | 0 | 47.09 | 42.74 | 9 | 0
2035 | TVA_Transmission_2_MISO_MO-IL | TVA_Transmission | MISO_MO-IL | Internal | Summer | B10 | 1262 | 4000 | 0 | 41.44 | 40.8 | 9 | 0
2035 | TVA_Transmission_2_MISO_MO-IL | TVA_Transmission | MISO_MO-IL | Internal | Winter | B16 | 25 | 4000 | 0 | 61.91 | 55.44 | 9 | 0
2035 | TVA_Transmission_2_MISO_MO-IL | TVA_Transmission | MISO_MO-IL | Internal | Winter | B17 | 100 | 4000 | 0 | 58.57 | 54.8 | 9 | 0
2035 | TVA_Transmission_2_MISO_MO-IL | TVA_Transmission | MISO_MO-IL | Internal | Winter | B18 | 400 | 4000 | 0 | 55.06 | 54.31 | 9 | 0
2035 | TVA_Transmission_2_MISO_MO-IL | TVA_Transmission | MISO_MO-IL | Internal | Winter | B19 | 700 | 4000 | 0 | 51.05 | 51.25 | 9 | 0
2035 | TVA_Transmission_2_MISO_MO-IL | TVA_Transmission | MISO_MO-IL | Internal | Winter | B20 | 935 | 4000 | 0 | 45.23 | 41.22 | 9 | 0
2035 | TVA_Transmission_2_NonRTO_Midwest | TVA_Transmission | NonRTO_Midwest | Internal | Shoulder | B11 | 25 | 700 | 700 | 65.88 | 82.87 | 9 | 7.99
2035 | TVA_Transmission_2_NonRTO_Midwest | TVA_Transmission | NonRTO_Midwest | Internal | Shoulder | B12 | 200 | 700 | 0 | 57.84 | 66.13 | 9 | 0
2035 | TVA_Transmission_2_NonRTO_Midwest | TVA_Transmission | NonRTO_Midwest | Internal | Shoulder | B13 | 600 | 700 | 0 | 52.28 | 59.07 | 9 | 0
2035 | TVA_Transmission_2_NonRTO_Midwest | TVA_Transmission | NonRTO_Midwest | Internal | Shoulder | B14 | 900 | 700 | 0 | 50.1 | 47.95 | 9 | 0
2035 | TVA_Transmission_2_NonRTO_Midwest | TVA_Transmission | NonRTO_Midwest | Internal | Shoulder | B15 | 1203 | 700 | 0 | 48 | 40 | 9 | 0
2035 | TVA_Transmission_2_NonRTO_Midwest | TVA_Transmission | NonRTO_Midwest | Internal | Summer | B1 | 10 | 700 | 0 | 91.04 | 91.38 | 9 | 0
2035 | TVA_Transmission_2_NonRTO_Midwest | TVA_Transmission | NonRTO_Midwest | Internal | Summer | B2 | 25 | 700 | 0 | 88.74 | 84.43 | 9 | 0
2035 | TVA_Transmission_2_NonRTO_Midwest | TVA_Transmission | NonRTO_Midwest | Internal | Summer | B3 | 75 | 700 | 0 | 83.18 | 84.43 | 9 | 0
2035 | TVA_Transmission_2_NonRTO_Midwest | TVA_Transmission | NonRTO_Midwest | Internal | Summer | B4 | 100 | 700 | 0 | 81.22 | 84.43 | 9 | 0
2035 | TVA_Transmission_2_NonRTO_Midwest | TVA_Transmission | NonRTO_Midwest | Internal | Summer | B5 | 200 | 700 | 0 | 78.08 | 84.43 | 9 | 0
2035 | TVA_Transmission_2_NonRTO_Midwest | TVA_Transmission | NonRTO_Midwest | Internal | Summer | B6 | 300 | 700 | 0 | 66.19 | 72.21 | 9 | 0
2035 | TVA_Transmission_2_NonRTO_Midwest | TVA_Transmission | NonRTO_Midwest | Internal | Summer | B7 | 400 | 700 | 0 | 53.82 | 59.12 | 9 | 0
2035 | TVA_Transmission_2_NonRTO_Midwest | TVA_Transmission | NonRTO_Midwest | Internal | Summer | B8 | 500 | 700 | 0 | 51.34 | 46.36 | 9 | 0
2035 | TVA_Transmission_2_NonRTO_Midwest | TVA_Transmission | NonRTO_Midwest | Internal | Summer | B9 | 800 | 700 | 0 | 47.09 | 39.48 | 9 | 0
2035 | TVA_Transmission_2_NonRTO_Midwest | TVA_Transmission | NonRTO_Midwest | Internal | Summer | B10 | 1262 | 700 | 0 | 41.44 | 34.34 | 9 | 0
2035 | TVA_Transmission_2_NonRTO_Midwest | TVA_Transmission | NonRTO_Midwest | Internal | Winter | B16 | 25 | 700 | 242.13 | 61.91 | 70.91 | 9 | 0
2035 | TVA_Transmission_2_NonRTO_Midwest | TVA_Transmission | NonRTO_Midwest | Internal | Winter | B17 | 100 | 700 | 0 | 58.57 | 65.09 | 9 | 0
2035 | TVA_Transmission_2_NonRTO_Midwest | TVA_Transmission | NonRTO_Midwest | Internal | Winter | B18 | 400 | 700 | 0 | 55.06 | 62.33 | 9 | 0
2035 | TVA_Transmission_2_NonRTO_Midwest | TVA_Transmission | NonRTO_Midwest | Internal | Winter | B19 | 700 | 700 | 0 | 51.05 | 51.28 | 9 | 0
2035 | TVA_Transmission_2_NonRTO_Midwest | TVA_Transmission | NonRTO_Midwest | Internal | Winter | B20 | 935 | 700 | 0 | 45.23 | 38.14 | 9 | 0
2035 | TVA_Transmission_2_SOCO | TVA_Transmission | SOCO | Internal | Shoulder | B11 | 25 | 3200 | 0 | 65.88 | 72.54 | 9 | 0
2035 | TVA_Transmission_2_SOCO | TVA_Transmission | SOCO | Internal | Shoulder | B12 | 200 | 3200 | 0 | 57.84 | 53.05 | 9 | 0
2035 | TVA_Transmission_2_SOCO | TVA_Transmission | SOCO | Internal | Shoulder | B13 | 600 | 3200 | 0 | 52.28 | 53.05 | 9 | 0
2035 | TVA_Transmission_2_SOCO | TVA_Transmission | SOCO | Internal | Shoulder | B14 | 900 | 3200 | 0 | 50.1 | 53.05 | 9 | 0
2035 | TVA_Transmission_2_SOCO | TVA_Transmission | SOCO | Internal | Shoulder | B15 | 1203 | 3200 | 0 | 48 | 48.71 | 9 | 0
2035 | TVA_Transmission_2_SOCO | TVA_Transmission | SOCO | Internal | Summer | B1 | 10 | 3200 | 0 | 91.04 | 94.37 | 9 | 0
2035 | TVA_Transmission_2_SOCO | TVA_Transmission | SOCO | Internal | Summer | B2 | 25 | 3200 | 0 | 88.74 | 86.6 | 9 | 0
2035 | TVA_Transmission_2_SOCO | TVA_Transmission | SOCO | Internal | Summer | B3 | 75 | 3200 | 0 | 83.18 | 86.6 | 9 | 0
2035 | TVA_Transmission_2_SOCO | TVA_Transmission | SOCO | Internal | Summer | B4 | 100 | 3200 | 0 | 81.22 | 86.6 | 9 | 0
2035 | TVA_Transmission_2_SOCO | TVA_Transmission | SOCO | Internal | Summer | B5 | 200 | 3200 | 0 | 78.08 | 83.59 | 9 | 0
2035 | TVA_Transmission_2_SOCO | TVA_Transmission | SOCO | Internal | Summer | B6 | 300 | 3200 | 0 | 66.19 | 71.01 | 9 | 0
2035 | TVA_Transmission_2_SOCO | TVA_Transmission | SOCO | Internal | Summer | B7 | 400 | 3200 | 0 | 53.82 | 59.78 | 9 | 0
2035 | TVA_Transmission_2_SOCO | TVA_Transmission | SOCO | Internal | Summer | B8 | 500 | 3200 | 0 | 51.34 | 51.48 | 9 | 0
2035 | TVA_Transmission_2_SOCO | TVA_Transmission | SOCO | Internal | Summer | B9 | 800 | 3200 | 0 | 47.09 | 51.48 | 9 | 0
2035 | TVA_Transmission_2_SOCO | TVA_Transmission | SOCO | Internal | Summer | B10 | 1262 | 3200 | 0 | 41.44 | 47.31 | 9 | 0
2035 | TVA_Transmission_2_SOCO | TVA_Transmission | SOCO | Internal | Winter | B16 | 25 | 3200 | 0 | 61.91 | 70.59 | 9 | 0
2035 | TVA_Transmission_2_SOCO | TVA_Transmission | SOCO | Internal | Winter | B17 | 100 | 3200 | 0 | 58.57 | 56.53 | 9 | 0
2035 | TVA_Transmission_2_SOCO | TVA_Transmission | SOCO | Internal | Winter | B18 | 400 | 3200 | 0 | 55.06 | 56.53 | 9 | 0
2035 | TVA_Transmission_2_SOCO | TVA_Transmission | SOCO | Internal | Winter | B19 | 700 | 3200 | 0 | 51.05 | 51.82 | 9 | 0
2035 | TVA_Transmission_2_SOCO | TVA_Transmission | SOCO | Internal | Winter | B20 | 935 | 3200 | 0 | 45.23 | 51.16 | 9 | 0
2035 | TVA_Transmission_2_TVA | TVA_Transmission | TVA | Internal | Shoulder | B11 | 25 | 99999 | 0 | 65.88 | 59.92 | 0.01 | 0
2035 | TVA_Transmission_2_TVA | TVA_Transmission | TVA | Internal | Shoulder | B12 | 200 | 99999 | 0 | 57.84 | 52.27 | 0.01 | 0
2035 | TVA_Transmission_2_TVA | TVA_Transmission | TVA | Internal | Shoulder | B13 | 600 | 99999 | 0 | 52.28 | 48.01 | 0.01 | 0
2035 | TVA_Transmission_2_TVA | TVA_Transmission | TVA | Internal | Shoulder | B14 | 900 | 99999 | 0 | 50.1 | 48.01 | 0.01 | 0
2035 | TVA_Transmission_2_TVA | TVA_Transmission | TVA | Internal | Shoulder | B15 | 1203 | 99999 | 431.84 | 48 | 48.01 | 0.01 | 0
2035 | TVA_Transmission_2_TVA | TVA_Transmission | TVA | Internal | Summer | B1 | 10 | 99999 | 2500 | 91.04 | 91.05 | 0.01 | 0
2035 | TVA_Transmission_2_TVA | TVA_Transmission | TVA | Internal | Summer | B2 | 25 | 99999 | 3638.81 | 88.74 | 88.75 | 0.01 | 0
2035 | TVA_Transmission_2_TVA | TVA_Transmission | TVA | Internal | Summer | B3 | 75 | 99999 | 1954.73 | 83.18 | 83.2 | 0.01 | 0
2035 | TVA_Transmission_2_TVA | TVA_Transmission | TVA | Internal | Summer | B4 | 100 | 99999 | 1177.88 | 81.22 | 81.23 | 0.01 | 0
2035 | TVA_Transmission_2_TVA | TVA_Transmission | TVA | Internal | Summer | B5 | 200 | 99999 | 0 | 78.08 | 72.17 | 0.01 | 0
2035 | TVA_Transmission_2_TVA | TVA_Transmission | TVA | Internal | Summer | B6 | 300 | 99999 | 0 | 66.19 | 52.95 | 0.01 | 0
2035 | TVA_Transmission_2_TVA | TVA_Transmission | TVA | Internal | Summer | B7 | 400 | 99999 | 0 | 53.82 | 50.78 | 0.01 | 0
2035 | TVA_Transmission_2_TVA | TVA_Transmission | TVA | Internal | Summer | B8 | 500 | 99999 | 0 | 51.34 | 50.78 | 0.01 | 0
2035 | TVA_Transmission_2_TVA | TVA_Transmission | TVA | Internal | Summer | B9 | 800 | 99999 | 0 | 47.09 | 46.68 | 0.01 | 0
2035 | TVA_Transmission_2_TVA | TVA_Transmission | TVA | Internal | Summer | B10 | 1262 | 99999 | 0 | 41.44 | 37.16 | 0.01 | 0
2035 | TVA_Transmission_2_TVA | TVA_Transmission | TVA | Internal | Winter | B16 | 25 | 99999 | 740.93 | 61.91 | 61.92 | 0.01 | 0
2035 | TVA_Transmission_2_TVA | TVA_Transmission | TVA | Internal | Winter | B17 | 100 | 99999 | 0 | 58.57 | 55.54 | 0.01 | 0
2035 | TVA_Transmission_2_TVA | TVA_Transmission | TVA | Internal | Winter | B18 | 400 | 99999 | 0 | 55.06 | 50.14 | 0.01 | 0
2035 | TVA_Transmission_2_TVA | TVA_Transmission | TVA | Internal | Winter | B19 | 700 | 99999 | 0 | 51.05 | 50.14 | 0.01 | 0
2035 | TVA_Transmission_2_TVA | TVA_Transmission | TVA | Internal | Winter | B20 | 935 | 99999 | 154.56 | 45.23 | 45.25 | 0.01 | 0
2035 | TVA_Transmission_2_VACAR | TVA_Transmission | VACAR | Internal | Shoulder | B11 | 25 | 900 | 0 | 65.88 | 65.54 | 9 | 0
2035 | TVA_Transmission_2_VACAR | TVA_Transmission | VACAR | Internal | Shoulder | B12 | 200 | 900 | 0 | 57.84 | 51.76 | 9 | 0
2035 | TVA_Transmission_2_VACAR | TVA_Transmission | VACAR | Internal | Shoulder | B13 | 600 | 900 | 0 | 52.28 | 48.07 | 9 | 0
2035 | TVA_Transmission_2_VACAR | TVA_Transmission | VACAR | Internal | Shoulder | B14 | 900 | 900 | 0 | 50.1 | 46.05 | 9 | 0
2035 | TVA_Transmission_2_VACAR | TVA_Transmission | VACAR | Internal | Shoulder | B15 | 1203 | 900 | 0 | 48 | 41.71 | 9 | 0
2035 | TVA_Transmission_2_VACAR | TVA_Transmission | VACAR | Internal | Summer | B1 | 10 | 900 | 0 | 91.04 | 87.37 | 9 | 0
2035 | TVA_Transmission_2_VACAR | TVA_Transmission | VACAR | Internal | Summer | B2 | 25 | 900 | 0 | 88.74 | 87.37 | 9 | 0
2035 | TVA_Transmission_2_VACAR | TVA_Transmission | VACAR | Internal | Summer | B3 | 75 | 900 | 0 | 83.18 | 85.46 | 9 | 0
2035 | TVA_Transmission_2_VACAR | TVA_Transmission | VACAR | Internal | Summer | B4 | 100 | 900 | 0 | 81.22 | 81.22 | 9 | 0
2035 | TVA_Transmission_2_VACAR | TVA_Transmission | VACAR | Internal | Summer | B5 | 200 | 900 | 0 | 78.08 | 79.52 | 9 | 0
2035 | TVA_Transmission_2_VACAR | TVA_Transmission | VACAR | Internal | Summer | B6 | 300 | 900 | 0 | 66.19 | 64.01 | 9 | 0
2035 | TVA_Transmission_2_VACAR | TVA_Transmission | VACAR | Internal | Summer | B7 | 400 | 900 | 0 | 53.82 | 55.13 | 9 | 0
2035 | TVA_Transmission_2_VACAR | TVA_Transmission | VACAR | Internal | Summer | B8 | 500 | 900 | 0 | 51.34 | 52.15 | 9 | 0
2035 | TVA_Transmission_2_VACAR | TVA_Transmission | VACAR | Internal | Summer | B9 | 800 | 900 | 0 | 47.09 | 47 | 9 | 0
2035 | TVA_Transmission_2_VACAR | TVA_Transmission | VACAR | Internal | Summer | B10 | 1262 | 900 | 0 | 41.44 | 43.18 | 9 | 0
2035 | TVA_Transmission_2_VACAR | TVA_Transmission | VACAR | Internal | Winter | B16 | 25 | 900 | 0 | 61.91 | 63.59 | 9 | 0
2035 | TVA_Transmission_2_VACAR | TVA_Transmission | VACAR | Internal | Winter | B17 | 100 | 900 | 0 | 58.57 | 58.16 | 9 | 0
2035 | TVA_Transmission_2_VACAR | TVA_Transmission | VACAR | Internal | Winter | B18 | 400 | 900 | 0 | 55.06 | 49.53 | 9 | 0
2035 | TVA_Transmission_2_VACAR | TVA_Transmission | VACAR | Internal | Winter | B19 | 700 | 900 | 0 | 51.05 | 44.82 | 9 | 0
2035 | TVA_Transmission_2_VACAR | TVA_Transmission | VACAR | Internal | Winter | B20 | 935 | 900 | 0 | 45.23 | 41.84 | 9 | 0
2035 | VACAR_2_PJM_ROR | VACAR | PJM_ROR | Internal | Shoulder | B11 | 25 | 2000 | 0 | 65.54 | 58.9 | 7 | 0
2035 | VACAR_2_PJM_ROR | VACAR | PJM_ROR | Internal | Shoulder | B12 | 200 | 2000 | 0 | 51.76 | 56.12 | 7 | 0
2035 | VACAR_2_PJM_ROR | VACAR | PJM_ROR | Internal | Shoulder | B13 | 600 | 2000 | 0 | 48.07 | 49.07 | 7 | 0
2035 | VACAR_2_PJM_ROR | VACAR | PJM_ROR | Internal | Shoulder | B14 | 900 | 2000 | 0 | 46.05 | 47.79 | 7 | 0
2035 | VACAR_2_PJM_ROR | VACAR | PJM_ROR | Internal | Shoulder | B15 | 1203 | 2000 | 0 | 41.71 | 42.35 | 7 | 0
2035 | VACAR_2_PJM_ROR | VACAR | PJM_ROR | Internal | Summer | B1 | 10 | 2000 | 0 | 87.37 | 81.37 | 7 | 0
2035 | VACAR_2_PJM_ROR | VACAR | PJM_ROR | Internal | Summer | B2 | 25 | 2000 | 0 | 87.37 | 78.71 | 7 | 0
2035 | VACAR_2_PJM_ROR | VACAR | PJM_ROR | Internal | Summer | B3 | 75 | 2000 | 0 | 85.46 | 77.18 | 7 | 0
2035 | VACAR_2_PJM_ROR | VACAR | PJM_ROR | Internal | Summer | B4 | 100 | 2000 | 0 | 81.22 | 75.22 | 7 | 0
2035 | VACAR_2_PJM_ROR | VACAR | PJM_ROR | Internal | Summer | B5 | 200 | 2000 | 0 | 79.52 | 73.52 | 7 | 0
2035 | VACAR_2_PJM_ROR | VACAR | PJM_ROR | Internal | Summer | B6 | 300 | 2000 | 0 | 64.01 | 61.71 | 7 | 0
2035 | VACAR_2_PJM_ROR | VACAR | PJM_ROR | Internal | Summer | B7 | 400 | 2000 | 0 | 55.13 | 49.13 | 7 | 0
2035 | VACAR_2_PJM_ROR | VACAR | PJM_ROR | Internal | Summer | B8 | 500 | 2000 | 0 | 52.15 | 46.15 | 7 | 0
2035 | VACAR_2_PJM_ROR | VACAR | PJM_ROR | Internal | Summer | B9 | 800 | 2000 | 0 | 47 | 43.03 | 7 | 0
2035 | VACAR_2_PJM_ROR | VACAR | PJM_ROR | Internal | Summer | B10 | 1262 | 2000 | 0 | 43.18 | 39.93 | 7 | 0
2035 | VACAR_2_PJM_ROR | VACAR | PJM_ROR | Internal | Winter | B16 | 25 | 2000 | 0 | 63.59 | 55.91 | 7 | 0
2035 | VACAR_2_PJM_ROR | VACAR | PJM_ROR | Internal | Winter | B17 | 100 | 2000 | 0 | 58.16 | 54.69 | 7 | 0
2035 | VACAR_2_PJM_ROR | VACAR | PJM_ROR | Internal | Winter | B18 | 400 | 2000 | 0 | 49.53 | 52.5 | 7 | 0
2035 | VACAR_2_PJM_ROR | VACAR | PJM_ROR | Internal | Winter | B19 | 700 | 2000 | 0 | 44.82 | 51.22 | 7 | 0
2035 | VACAR_2_PJM_ROR | VACAR | PJM_ROR | Internal | Winter | B20 | 935 | 2000 | 0 | 41.84 | 39.23 | 7 | 0
2035 | VACAR_2_SOCO | VACAR | SOCO | Internal | Shoulder | B11 | 25 | 3000 | 775.67 | 65.54 | 72.54 | 7 | 0
2035 | VACAR_2_SOCO | VACAR | SOCO | Internal | Shoulder | B12 | 200 | 3000 | 0 | 51.76 | 53.05 | 7 | 0
2035 | VACAR_2_SOCO | VACAR | SOCO | Internal | Shoulder | B13 | 600 | 3000 | 0 | 48.07 | 53.05 | 7 | 0
2035 | VACAR_2_SOCO | VACAR | SOCO | Internal | Shoulder | B14 | 900 | 3000 | 659.44 | 46.05 | 53.05 | 7 | 0
2035 | VACAR_2_SOCO | VACAR | SOCO | Internal | Shoulder | B15 | 1203 | 3000 | 2135.62 | 41.71 | 48.71 | 7 | 0
2035 | VACAR_2_SOCO | VACAR | SOCO | Internal | Summer | B1 | 10 | 3000 | 436.41 | 87.37 | 94.37 | 7 | 0
2035 | VACAR_2_SOCO | VACAR | SOCO | Internal | Summer | B2 | 25 | 3000 | 0 | 87.37 | 86.6 | 7 | 0
2035 | VACAR_2_SOCO | VACAR | SOCO | Internal | Summer | B3 | 75 | 3000 | 0 | 85.46 | 86.6 | 7 | 0
2035 | VACAR_2_SOCO | VACAR | SOCO | Internal | Summer | B4 | 100 | 3000 | 0 | 81.22 | 86.6 | 7 | 0
2035 | VACAR_2_SOCO | VACAR | SOCO | Internal | Summer | B5 | 200 | 3000 | 0 | 79.52 | 83.59 | 7 | 0
2035 | VACAR_2_SOCO | VACAR | SOCO | Internal | Summer | B6 | 300 | 3000 | 1239.81 | 64.01 | 71.01 | 7 | 0
2035 | VACAR_2_SOCO | VACAR | SOCO | Internal | Summer | B7 | 400 | 3000 | 0 | 55.13 | 59.78 | 7 | 0
2035 | VACAR_2_SOCO | VACAR | SOCO | Internal | Summer | B8 | 500 | 3000 | 0 | 52.15 | 51.48 | 7 | 0
2035 | VACAR_2_SOCO | VACAR | SOCO | Internal | Summer | B9 | 800 | 3000 | 0 | 47 | 51.48 | 7 | 0
2035 | VACAR_2_SOCO | VACAR | SOCO | Internal | Summer | B10 | 1262 | 3000 | 0 | 43.18 | 47.31 | 7 | 0
2035 | VACAR_2_SOCO | VACAR | SOCO | Internal | Winter | B16 | 25 | 3000 | 2529.91 | 63.59 | 70.59 | 7 | 0
2035 | VACAR_2_SOCO | VACAR | SOCO | Internal | Winter | B17 | 100 | 3000 | 0 | 58.16 | 56.53 | 7 | 0
2035 | VACAR_2_SOCO | VACAR | SOCO | Internal | Winter | B18 | 400 | 3000 | 1155.82 | 49.53 | 56.53 | 7 | 0
2035 | VACAR_2_SOCO | VACAR | SOCO | Internal | Winter | B19 | 700 | 3000 | 1682.27 | 44.82 | 51.82 | 7 | 0
2035 | VACAR_2_SOCO | VACAR | SOCO | Internal | Winter | B20 | 935 | 3000 | 3000 | 41.84 | 51.16 | 7 | 2.32
2035 | VACAR_2_TVA_Transmission | VACAR | TVA_Transmission | Internal | Shoulder | B11 | 25 | 900 | 0 | 65.54 | 65.88 | 7 | 0
2035 | VACAR_2_TVA_Transmission | VACAR | TVA_Transmission | Internal | Shoulder | B12 | 200 | 900 | 0 | 51.76 | 57.84 | 7 | 0
2035 | VACAR_2_TVA_Transmission | VACAR | TVA_Transmission | Internal | Shoulder | B13 | 600 | 900 | 0 | 48.07 | 52.28 | 7 | 0
2035 | VACAR_2_TVA_Transmission | VACAR | TVA_Transmission | Internal | Shoulder | B14 | 900 | 900 | 0 | 46.05 | 50.1 | 7 | 0
2035 | VACAR_2_TVA_Transmission | VACAR | TVA_Transmission | Internal | Shoulder | B15 | 1203 | 900 | 0 | 41.71 | 48 | 7 | 0
2035 | VACAR_2_TVA_Transmission | VACAR | TVA_Transmission | Internal | Summer | B1 | 10 | 900 | 0 | 87.37 | 91.04 | 7 | 0
2035 | VACAR_2_TVA_Transmission | VACAR | TVA_Transmission | Internal | Summer | B2 | 25 | 900 | 0 | 87.37 | 88.74 | 7 | 0
2035 | VACAR_2_TVA_Transmission | VACAR | TVA_Transmission | Internal | Summer | B3 | 75 | 900 | 0 | 85.46 | 83.18 | 7 | 0
2035 | VACAR_2_TVA_Transmission | VACAR | TVA_Transmission | Internal | Summer | B4 | 100 | 900 | 0 | 81.22 | 81.22 | 7 | 0
2035 | VACAR_2_TVA_Transmission | VACAR | TVA_Transmission | Internal | Summer | B5 | 200 | 900 | 0 | 79.52 | 78.08 | 7 | 0
2035 | VACAR_2_TVA_Transmission | VACAR | TVA_Transmission | Internal | Summer | B6 | 300 | 900 | 0 | 64.01 | 66.19 | 7 | 0
2035 | VACAR_2_TVA_Transmission | VACAR | TVA_Transmission | Internal | Summer | B7 | 400 | 900 | 0 | 55.13 | 53.82 | 7 | 0
2035 | VACAR_2_TVA_Transmission | VACAR | TVA_Transmission | Internal | Summer | B8 | 500 | 900 | 0 | 52.15 | 51.34 | 7 | 0
2035 | VACAR_2_TVA_Transmission | VACAR | TVA_Transmission | Internal | Summer | B9 | 800 | 900 | 0 | 47 | 47.09 | 7 | 0
2035 | VACAR_2_TVA_Transmission | VACAR | TVA_Transmission | Internal | Summer | B10 | 1262 | 900 | 0 | 43.18 | 41.44 | 7 | 0
2035 | VACAR_2_TVA_Transmission | VACAR | TVA_Transmission | Internal | Winter | B16 | 25 | 900 | 0 | 63.59 | 61.91 | 7 | 0
2035 | VACAR_2_TVA_Transmission | VACAR | TVA_Transmission | Internal | Winter | B17 | 100 | 900 | 0 | 58.16 | 58.57 | 7 | 0
2035 | VACAR_2_TVA_Transmission | VACAR | TVA_Transmission | Internal | Winter | B18 | 400 | 900 | 0 | 49.53 | 55.06 | 7 | 0
2035 | VACAR_2_TVA_Transmission | VACAR | TVA_Transmission | Internal | Winter | B19 | 700 | 900 | 0 | 44.82 | 51.05 | 7 | 0
2035 | VACAR_2_TVA_Transmission | VACAR | TVA_Transmission | Internal | Winter | B20 | 935 | 900 | 0 | 41.84 | 45.23 | 7 | 0
2040 | ENT_2_SOCO | ENT | SOCO | Internal | Shoulder | B11 | 25 | 2000 | 0 | 84.26 | 89.67 | 8 | 0
2040 | ENT_2_SOCO | ENT | SOCO | Internal | Shoulder | B12 | 200 | 2000 | 0 | 59.51 | 59.58 | 8 | 0
2040 | ENT_2_SOCO | ENT | SOCO | Internal | Shoulder | B13 | 600 | 2000 | 0 | 59.51 | 59.58 | 8 | 0
2040 | ENT_2_SOCO | ENT | SOCO | Internal | Shoulder | B14 | 900 | 2000 | 0 | 57.12 | 59.58 | 8 | 0
2040 | ENT_2_SOCO | ENT | SOCO | Internal | Shoulder | B15 | 1203 | 2000 | 0 | 57.12 | 54.57 | 8 | 0
2040 | ENT_2_SOCO | ENT | SOCO | Internal | Summer | B1 | 10 | 2000 | 0 | 94.69 | 101.94 | 8 | 0
2040 | ENT_2_SOCO | ENT | SOCO | Internal | Summer | B2 | 25 | 2000 | 0 | 94.69 | 101.94 | 8 | 0
2040 | ENT_2_SOCO | ENT | SOCO | Internal | Summer | B3 | 75 | 2000 | 509.03 | 88.91 | 96.91 | 8 | 0
2040 | ENT_2_SOCO | ENT | SOCO | Internal | Summer | B4 | 100 | 2000 | 533.89 | 88.91 | 96.91 | 8 | 0
2040 | ENT_2_SOCO | ENT | SOCO | Internal | Summer | B5 | 200 | 2000 | 1161.03 | 84.58 | 92.58 | 8 | 0
2040 | ENT_2_SOCO | ENT | SOCO | Internal | Summer | B6 | 300 | 2000 | 0 | 76.84 | 79.81 | 8 | 0
2040 | ENT_2_SOCO | ENT | SOCO | Internal | Summer | B7 | 400 | 2000 | 0 | 57.49 | 65.33 | 8 | 0
2040 | ENT_2_SOCO | ENT | SOCO | Internal | Summer | B8 | 500 | 2000 | 0 | 57.49 | 57.95 | 8 | 0
2040 | ENT_2_SOCO | ENT | SOCO | Internal | Summer | B9 | 800 | 2000 | 0 | 55.79 | 57.95 | 8 | 0
2040 | ENT_2_SOCO | ENT | SOCO | Internal | Summer | B10 | 1262 | 2000 | 0 | 53.09 | 53.09 | 8 | 0
2040 | ENT_2_SOCO | ENT | SOCO | Internal | Winter | B16 | 25 | 2000 | 1837.71 | 69.29 | 77.29 | 8 | 0
2040 | ENT_2_SOCO | ENT | SOCO | Internal | Winter | B17 | 100 | 2000 | 0 | 63.4 | 63.4 | 8 | 0
2040 | ENT_2_SOCO | ENT | SOCO | Internal | Winter | B18 | 400 | 2000 | 0 | 63.4 | 57.97 | 8 | 0
2040 | ENT_2_SOCO | ENT | SOCO | Internal | Winter | B19 | 700 | 2000 | 0 | 61.29 | 57.96 | 8 | 0
2040 | ENT_2_SOCO | ENT | SOCO | Internal | Winter | B20 | 935 | 2000 | 0 | 56.07 | 56.95 | 8 | 0
2040 | ENT_2_TVA_Transmission | ENT | TVA_Transmission | Internal | Shoulder | B11 | 25 | 2100 | 0 | 84.26 | 82.39 | 8 | 0
2040 | ENT_2_TVA_Transmission | ENT | TVA_Transmission | Internal | Shoulder | B12 | 200 | 2100 | 0 | 59.51 | 60.3 | 8 | 0
2040 | ENT_2_TVA_Transmission | ENT | TVA_Transmission | Internal | Shoulder | B13 | 600 | 2100 | 0 | 59.51 | 59.62 | 8 | 0
2040 | ENT_2_TVA_Transmission | ENT | TVA_Transmission | Internal | Shoulder | B14 | 900 | 2100 | 0 | 57.12 | 58.43 | 8 | 0
2040 | ENT_2_TVA_Transmission | ENT | TVA_Transmission | Internal | Shoulder | B15 | 1203 | 2100 | 0 | 57.12 | 52.16 | 8 | 0
2040 | ENT_2_TVA_Transmission | ENT | TVA_Transmission | Internal | Summer | B1 | 10 | 2100 | 0 | 94.69 | 101.59 | 8 | 0
2040 | ENT_2_TVA_Transmission | ENT | TVA_Transmission | Internal | Summer | B2 | 25 | 2100 | 0 | 94.69 | 98.76 | 8 | 0
2040 | ENT_2_TVA_Transmission | ENT | TVA_Transmission | Internal | Summer | B3 | 75 | 2100 | 0 | 88.91 | 92.48 | 8 | 0
2040 | ENT_2_TVA_Transmission | ENT | TVA_Transmission | Internal | Summer | B4 | 100 | 2100 | 0 | 88.91 | 92.3 | 8 | 0
2040 | ENT_2_TVA_Transmission | ENT | TVA_Transmission | Internal | Summer | B5 | 200 | 2100 | 0 | 84.58 | 90.04 | 8 | 0
2040 | ENT_2_TVA_Transmission | ENT | TVA_Transmission | Internal | Summer | B6 | 300 | 2100 | 0 | 76.84 | 71.98 | 8 | 0
2040 | ENT_2_TVA_Transmission | ENT | TVA_Transmission | Internal | Summer | B7 | 400 | 2100 | 0 | 57.49 | 59.08 | 8 | 0
2040 | ENT_2_TVA_Transmission | ENT | TVA_Transmission | Internal | Summer | B8 | 500 | 2100 | 0 | 57.49 | 57.28 | 8 | 0
2040 | ENT_2_TVA_Transmission | ENT | TVA_Transmission | Internal | Summer | B9 | 800 | 2100 | 0 | 55.79 | 53.34 | 8 | 0
2040 | ENT_2_TVA_Transmission | ENT | TVA_Transmission | Internal | Summer | B10 | 1262 | 2100 | 0 | 53.09 | 44.64 | 8 | 0
2040 | ENT_2_TVA_Transmission | ENT | TVA_Transmission | Internal | Winter | B16 | 25 | 2100 | 0 | 69.29 | 68.29 | 8 | 0
2040 | ENT_2_TVA_Transmission | ENT | TVA_Transmission | Internal | Winter | B17 | 100 | 2100 | 0 | 63.4 | 65.9 | 8 | 0
2040 | ENT_2_TVA_Transmission | ENT | TVA_Transmission | Internal | Winter | B18 | 400 | 2100 | 0 | 63.4 | 62.97 | 8 | 0
2040 | ENT_2_TVA_Transmission | ENT | TVA_Transmission | Internal | Winter | B19 | 700 | 2100 | 0 | 61.29 | 57.96 | 8 | 0
2040 | ENT_2_TVA_Transmission | ENT | TVA_Transmission | Internal | Winter | B20 | 935 | 2100 | 0 | 56.07 | 50.67 | 8 | 0
2040 | HQ_NEISO_2_NEISO | HQ_NEISO | NEISO | Internal | Shoulder | B11 | 25 | 99999 | 2920 | 45.21 | 45.22 | 0.01 | 0
2040 | HQ_NEISO_2_NEISO | HQ_NEISO | NEISO | Internal | Shoulder | B12 | 200 | 99999 | 2920 | 45.21 | 45.22 | 0.01 | 0
2040 | HQ_NEISO_2_NEISO | HQ_NEISO | NEISO | Internal | Shoulder | B13 | 600 | 99999 | 2920 | 45.21 | 45.22 | 0.01 | 0
2040 | HQ_NEISO_2_NEISO | HQ_NEISO | NEISO | Internal | Shoulder | B14 | 900 | 99999 | 2920 | 45.21 | 45.22 | 0.01 | 0
2040 | HQ_NEISO_2_NEISO | HQ_NEISO | NEISO | Internal | Shoulder | B15 | 1203 | 99999 | 2564.65 | 45.21 | 45.22 | 0.01 | 0
2040 | HQ_NEISO_2_NEISO | HQ_NEISO | NEISO | Internal | Summer | B1 | 10 | 99999 | 2920.1 | 96.55 | 96.57 | 0.01 | 0
2040 | HQ_NEISO_2_NEISO | HQ_NEISO | NEISO | Internal | Summer | B2 | 25 | 99999 | 2920 | 87.76 | 87.77 | 0.01 | 0
2040 | HQ_NEISO_2_NEISO | HQ_NEISO | NEISO | Internal | Summer | B3 | 75 | 99999 | 2920 | 68.33 | 68.34 | 0.01 | 0
2040 | HQ_NEISO_2_NEISO | HQ_NEISO | NEISO | Internal | Summer | B4 | 100 | 99999 | 2920 | 57.49 | 57.5 | 0.01 | 0
2040 | HQ_NEISO_2_NEISO | HQ_NEISO | NEISO | Internal | Summer | B5 | 200 | 99999 | 2920 | 52.49 | 52.5 | 0.01 | 0
2040 | HQ_NEISO_2_NEISO | HQ_NEISO | NEISO | Internal | Summer | B6 | 300 | 99999 | 2920 | 41.34 | 41.35 | 0.01 | 0
2040 | HQ_NEISO_2_NEISO | HQ_NEISO | NEISO | Internal | Summer | B7 | 400 | 99999 | 2920 | 41.34 | 41.35 | 0.01 | 0
2040 | HQ_NEISO_2_NEISO | HQ_NEISO | NEISO | Internal | Summer | B8 | 500 | 99999 | 2920 | 41.34 | 41.35 | 0.01 | 0
2040 | HQ_NEISO_2_NEISO | HQ_NEISO | NEISO | Internal | Summer | B9 | 800 | 99999 | 2920 | 41.34 | 41.35 | 0.01 | 0
2040 | HQ_NEISO_2_NEISO | HQ_NEISO | NEISO | Internal | Summer | B10 | 1262 | 99999 | 2495.19 | 41.34 | 41.35 | 0.01 | 0
2040 | HQ_NEISO_2_NEISO | HQ_NEISO | NEISO | Internal | Winter | B16 | 25 | 99999 | 2920 | 57.11 | 57.12 | 0.01 | 0
2040 | HQ_NEISO_2_NEISO | HQ_NEISO | NEISO | Internal | Winter | B17 | 100 | 99999 | 2920 | 57.11 | 57.12 | 0.01 | 0
2040 | HQ_NEISO_2_NEISO | HQ_NEISO | NEISO | Internal | Winter | B18 | 400 | 99999 | 2920 | 57.11 | 57.12 | 0.01 | 0
2040 | HQ_NEISO_2_NEISO | HQ_NEISO | NEISO | Internal | Winter | B19 | 700 | 99999 | 2920 | 57.11 | 57.12 | 0.01 | 0
2040 | HQ_NEISO_2_NEISO | HQ_NEISO | NEISO | Internal | Winter | B20 | 935 | 99999 | 2582.72 | 57.11 | 57.12 | 0.01 | 0
2040 | HQ_NY_2_NYISO_A-F | HQ_NY | NYISO_A-F | Internal | Shoulder | B11 | 25 | 99999 | 1500 | 53.77 | 53.78 | 0.01 | 0
2040 | HQ_NY_2_NYISO_A-F | HQ_NY | NYISO_A-F | Internal | Shoulder | B12 | 200 | 99999 | 1500 | 53.77 | 53.78 | 0.01 | 0
2040 | HQ_NY_2_NYISO_A-F | HQ_NY | NYISO_A-F | Internal | Shoulder | B13 | 600 | 99999 | 1500 | 49.06 | 49.07 | 0.01 | 0
2040 | HQ_NY_2_NYISO_A-F | HQ_NY | NYISO_A-F | Internal | Shoulder | B14 | 900 | 99999 | 1500 | 49 | 49.02 | 0.01 | 0
2040 | HQ_NY_2_NYISO_A-F | HQ_NY | NYISO_A-F | Internal | Shoulder | B15 | 1203 | 99999 | 1317.46 | 48.22 | 48.23 | 0.01 | 0
2040 | HQ_NY_2_NYISO_A-F | HQ_NY | NYISO_A-F | Internal | Summer | B1 | 10 | 99999 | 1500.1 | 93.55 | 93.57 | 0.01 | 0
2040 | HQ_NY_2_NYISO_A-F | HQ_NY | NYISO_A-F | Internal | Summer | B2 | 25 | 99999 | 1500 | 90.74 | 90.75 | 0.01 | 0
2040 | HQ_NY_2_NYISO_A-F | HQ_NY | NYISO_A-F | Internal | Summer | B3 | 75 | 99999 | 1500 | 71.32 | 71.33 | 0.01 | 0
2040 | HQ_NY_2_NYISO_A-F | HQ_NY | NYISO_A-F | Internal | Summer | B4 | 100 | 99999 | 1500 | 63.15 | 63.16 | 0.01 | 0
2040 | HQ_NY_2_NYISO_A-F | HQ_NY | NYISO_A-F | Internal | Summer | B5 | 200 | 99999 | 1500 | 62.9 | 62.92 | 0.01 | 0
2040 | HQ_NY_2_NYISO_A-F | HQ_NY | NYISO_A-F | Internal | Summer | B6 | 300 | 99999 | 1500 | 58.06 | 58.07 | 0.01 | 0
2040 | HQ_NY_2_NYISO_A-F | HQ_NY | NYISO_A-F | Internal | Summer | B7 | 400 | 99999 | 1500 | 52.35 | 52.37 | 0.01 | 0
2040 | HQ_NY_2_NYISO_A-F | HQ_NY | NYISO_A-F | Internal | Summer | B8 | 500 | 99999 | 1500 | 47.72 | 47.73 | 0.01 | 0
2040 | HQ_NY_2_NYISO_A-F | HQ_NY | NYISO_A-F | Internal | Summer | B9 | 800 | 99999 | 1500 | 45.9 | 45.91 | 0.01 | 0
2040 | HQ_NY_2_NYISO_A-F | HQ_NY | NYISO_A-F | Internal | Summer | B10 | 1262 | 99999 | 1281.77 | 45.39 | 45.41 | 0.01 | 0
2040 | HQ_NY_2_NYISO_A-F | HQ_NY | NYISO_A-F | Internal | Winter | B16 | 25 | 99999 | 1500 | 62.04 | 62.05 | 0.01 | 0
2040 | HQ_NY_2_NYISO_A-F | HQ_NY | NYISO_A-F | Internal | Winter | B17 | 100 | 99999 | 1500 | 62.04 | 62.05 | 0.01 | 0
2040 | HQ_NY_2_NYISO_A-F | HQ_NY | NYISO_A-F | Internal | Winter | B18 | 400 | 99999 | 1500 | 60.11 | 60.12 | 0.01 | 0
2040 | HQ_NY_2_NYISO_A-F | HQ_NY | NYISO_A-F | Internal | Winter | B19 | 700 | 99999 | 1500 | 56.86 | 56.87 | 0.01 | 0
2040 | HQ_NY_2_NYISO_A-F | HQ_NY | NYISO_A-F | Internal | Winter | B20 | 935 | 99999 | 1326.74 | 56.58 | 56.59 | 0.01 | 0
2040 | HQ_IESO_2_IESO | HQ_IESO | IESO | Internal | Shoulder | B11 | 25 | 99999 | 3000 | 48.39 | 48.4 | 0.01 | 0
2040 | HQ_IESO_2_IESO | HQ_IESO | IESO | Internal | Shoulder | B12 | 200 | 99999 | 3000 | 51.67 | 51.68 | 0.01 | 0
2040 | HQ_IESO_2_IESO | HQ_IESO | IESO | Internal | Shoulder | B13 | 600 | 99999 | 3000 | 48.39 | 48.4 | 0.01 | 0
2040 | HQ_IESO_2_IESO | HQ_IESO | IESO | Internal | Shoulder | B14 | 900 | 99999 | 3000 | 42 | 42.02 | 0.01 | 0
2040 | HQ_IESO_2_IESO | HQ_IESO | IESO | Internal | Shoulder | B15 | 1203 | 99999 | 2634.91 | 42 | 42.02 | 0.01 | 0
2040 | HQ_IESO_2_IESO | HQ_IESO | IESO | Internal | Summer | B1 | 10 | 99999 | 3000 | 86.55 | 86.57 | 0.01 | 0
2040 | HQ_IESO_2_IESO | HQ_IESO | IESO | Internal | Summer | B2 | 25 | 99999 | 3000 | 83.74 | 83.75 | 0.01 | 0
2040 | HQ_IESO_2_IESO | HQ_IESO | IESO | Internal | Summer | B3 | 75 | 99999 | 3000 | 64.32 | 64.33 | 0.01 | 0
2040 | HQ_IESO_2_IESO | HQ_IESO | IESO | Internal | Summer | B4 | 100 | 99999 | 3000 | 56.15 | 56.16 | 0.01 | 0
2040 | HQ_IESO_2_IESO | HQ_IESO | IESO | Internal | Summer | B5 | 200 | 99999 | 3000 | 51.99 | 52 | 0.01 | 0
2040 | HQ_IESO_2_IESO | HQ_IESO | IESO | Internal | Summer | B6 | 300 | 99999 | 3000 | 51.99 | 52 | 0.01 | 0
2040 | HQ_IESO_2_IESO | HQ_IESO | IESO | Internal | Summer | B7 | 400 | 99999 | 3000 | 47.77 | 47.78 | 0.01 | 0
2040 | HQ_IESO_2_IESO | HQ_IESO | IESO | Internal | Summer | B8 | 500 | 99999 | 3000 | 44.89 | 44.91 | 0.01 | 0
2040 | HQ_IESO_2_IESO | HQ_IESO | IESO | Internal | Summer | B9 | 800 | 99999 | 3000 | 39.15 | 39.16 | 0.01 | 0
2040 | HQ_IESO_2_IESO | HQ_IESO | IESO | Internal | Summer | B10 | 1262 | 99999 | 2563.55 | 39.15 | 39.16 | 0.01 | 0
2040 | HQ_IESO_2_IESO | HQ_IESO | IESO | Internal | Winter | B16 | 25 | 99999 | 3000 | 55.04 | 55.05 | 0.01 | 0
2040 | HQ_IESO_2_IESO | HQ_IESO | IESO | Internal | Winter | B17 | 100 | 99999 | 3000 | 55.04 | 55.05 | 0.01 | 0
2040 | HQ_IESO_2_IESO | HQ_IESO | IESO | Internal | Winter | B18 | 400 | 99999 | 3000 | 53.11 | 53.12 | 0.01 | 0
2040 | HQ_IESO_2_IESO | HQ_IESO | IESO | Internal | Winter | B19 | 700 | 99999 | 3000 | 49.66 | 49.67 | 0.01 | 0
2040 | HQ_IESO_2_IESO | HQ_IESO | IESO | Internal | Winter | B20 | 935 | 99999 | 2653.48 | 49.58 | 49.59 | 0.01 | 0
2040 | IESO_2_MAPP_CA | IESO | MAPP_CA | Internal | Shoulder | B11 | 25 | 262 | 0 | 48.4 | 47.44 | 7 | 0
2040 | IESO_2_MAPP_CA | IESO | MAPP_CA | Internal | Shoulder | B12 | 200 | 262 | 0 | 51.68 | 47.44 | 7 | 0
2040 | IESO_2_MAPP_CA | IESO | MAPP_CA | Internal | Shoulder | B13 | 600 | 262 | 0 | 48.4 | 47.44 | 7 | 0
2040 | IESO_2_MAPP_CA | IESO | MAPP_CA | Internal | Shoulder | B14 | 900 | 262 | 0 | 42.02 | 47.44 | 7 | 0
2040 | IESO_2_MAPP_CA | IESO | MAPP_CA | Internal | Shoulder | B15 | 1203 | 262 | 0 | 42.02 | 47.44 | 7 | 0
2040 | IESO_2_MAPP_CA | IESO | MAPP_CA | Internal | Summer | B1 | 10 | 262 | 0 | 86.57 | 40.12 | 7 | 0
2040 | IESO_2_MAPP_CA | IESO | MAPP_CA | Internal | Summer | B2 | 25 | 262 | 0 | 83.75 | 40.12 | 7 | 0
2040 | IESO_2_MAPP_CA | IESO | MAPP_CA | Internal | Summer | B3 | 75 | 262 | 0 | 64.33 | 56.33 | 7 | 0
2040 | IESO_2_MAPP_CA | IESO | MAPP_CA | Internal | Summer | B4 | 100 | 262 | 0 | 56.16 | 40.12 | 7 | 0
2040 | IESO_2_MAPP_CA | IESO | MAPP_CA | Internal | Summer | B5 | 200 | 262 | 0 | 52 | 40.12 | 7 | 0
2040 | IESO_2_MAPP_CA | IESO | MAPP_CA | Internal | Summer | B6 | 300 | 262 | 0 | 52 | 40.12 | 7 | 0
2040 | IESO_2_MAPP_CA | IESO | MAPP_CA | Internal | Summer | B7 | 400 | 262 | 0 | 47.78 | 40.12 | 7 | 0
2040 | IESO_2_MAPP_CA | IESO | MAPP_CA | Internal | Summer | B8 | 500 | 262 | 0 | 44.91 | 40.12 | 7 | 0
2040 | IESO_2_MAPP_CA | IESO | MAPP_CA | Internal | Summer | B9 | 800 | 262 | 0 | 39.16 | 40.12 | 7 | 0
2040 | IESO_2_MAPP_CA | IESO | MAPP_CA | Internal | Summer | B10 | 1262 | 262 | 0 | 39.16 | 40.12 | 7 | 0
2040 | IESO_2_MAPP_CA | IESO | MAPP_CA | Internal | Winter | B16 | 25 | 262 | 0 | 55.05 | 56.62 | 7 | 0
2040 | IESO_2_MAPP_CA | IESO | MAPP_CA | Internal | Winter | B17 | 100 | 262 | 0 | 55.05 | 56.62 | 7 | 0
2040 | IESO_2_MAPP_CA | IESO | MAPP_CA | Internal | Winter | B18 | 400 | 262 | 0 | 53.12 | 56.62 | 7 | 0
2040 | IESO_2_MAPP_CA | IESO | MAPP_CA | Internal | Winter | B19 | 700 | 262 | 0 | 49.67 | 56.62 | 7 | 0
2040 | IESO_2_MAPP_CA | IESO | MAPP_CA | Internal | Winter | B20 | 935 | 262 | 262 | 49.59 | 56.62 | 7 | 0.03
2040 | IESO_2_MISO_MI | IESO | MISO_MI | Internal | Shoulder | B11 | 25 | 1840 | 1840 | 48.4 | 83.37 | 7 | 27.97
2040 | IESO_2_MISO_MI | IESO | MISO_MI | Internal | Shoulder | B12 | 200 | 1840 | 1840 | 51.68 | 58.77 | 7 | 0.09
2040 | IESO_2_MISO_MI | IESO | MISO_MI | Internal | Shoulder | B13 | 600 | 1840 | 1840 | 48.4 | 57.18 | 7 | 1.77
2040 | IESO_2_MISO_MI | IESO | MISO_MI | Internal | Shoulder | B14 | 900 | 1840 | 1840 | 42.02 | 54.05 | 7 | 5.03
2040 | IESO_2_MISO_MI | IESO | MISO_MI | Internal | Shoulder | B15 | 1203 | 1840 | 1840 | 42.02 | 49.48 | 7 | 0.46
2040 | IESO_2_MISO_MI | IESO | MISO_MI | Internal | Summer | B1 | 10 | 1840 | 1415.94 | 86.57 | 93.57 | 7 | 0
2040 | IESO_2_MISO_MI | IESO | MISO_MI | Internal | Summer | B2 | 25 | 1840 | 487.16 | 83.75 | 90.75 | 7 | 0
2040 | IESO_2_MISO_MI | IESO | MISO_MI | Internal | Summer | B3 | 75 | 1840 | 1840 | 64.33 | 88.48 | 7 | 17.15
2040 | IESO_2_MISO_MI | IESO | MISO_MI | Internal | Summer | B4 | 100 | 1840 | 1840 | 56.16 | 88.18 | 7 | 25.02
2040 | IESO_2_MISO_MI | IESO | MISO_MI | Internal | Summer | B5 | 200 | 1840 | 1840 | 52 | 85.58 | 7 | 26.57
2040 | IESO_2_MISO_MI | IESO | MISO_MI | Internal | Summer | B6 | 300 | 1840 | 1840 | 52 | 68.81 | 7 | 9.81
2040 | IESO_2_MISO_MI | IESO | MISO_MI | Internal | Summer | B7 | 400 | 1840 | 1840 | 47.78 | 55.23 | 7 | 0.45
2040 | IESO_2_MISO_MI | IESO | MISO_MI | Internal | Summer | B8 | 500 | 1840 | 1840 | 44.91 | 51.94 | 7 | 0.04
2040 | IESO_2_MISO_MI | IESO | MISO_MI | Internal | Summer | B9 | 800 | 1840 | 1840 | 39.16 | 47.8 | 7 | 1.64
2040 | IESO_2_MISO_MI | IESO | MISO_MI | Internal | Summer | B10 | 1262 | 1840 | 0 | 39.16 | 44.12 | 7 | 0
2040 | IESO_2_MISO_MI | IESO | MISO_MI | Internal | Winter | B16 | 25 | 1840 | 1840 | 55.05 | 64.59 | 7 | 2.53
2040 | IESO_2_MISO_MI | IESO | MISO_MI | Internal | Winter | B17 | 100 | 1840 | 1840 | 55.05 | 63.48 | 7 | 1.42
2040 | IESO_2_MISO_MI | IESO | MISO_MI | Internal | Winter | B18 | 400 | 1840 | 1252.31 | 53.12 | 60.12 | 7 | 0
2040 | IESO_2_MISO_MI | IESO | MISO_MI | Internal | Winter | B19 | 700 | 1840 | 143.01 | 49.67 | 56.67 | 7 | 0
2040 | IESO_2_MISO_MI | IESO | MISO_MI | Internal | Winter | B20 | 935 | 1840 | 0 | 49.59 | 46.66 | 7 | 0
2040 | IESO_2_MISO_W | IESO | MISO_W | Internal | Shoulder | B11 | 25 | 140 | 140 | 48.4 | 83.39 | 7 | 27.98
2040 | IESO_2_MISO_W | IESO | MISO_W | Internal | Shoulder | B12 | 200 | 140 | 105.96 | 51.68 | 58.68 | 7 | 0
2040 | IESO_2_MISO_W | IESO | MISO_W | Internal | Shoulder | B13 | 600 | 140 | 140 | 48.4 | 57.14 | 7 | 1.74
2040 | IESO_2_MISO_W | IESO | MISO_W | Internal | Shoulder | B14 | 900 | 140 | 140 | 42.02 | 54.01 | 7 | 5
2040 | IESO_2_MISO_W | IESO | MISO_W | Internal | Shoulder | B15 | 1203 | 140 | 0 | 42.02 | 47.45 | 7 | 0
2040 | IESO_2_MISO_W | IESO | MISO_W | Internal | Summer | B1 | 10 | 140 | 139.98 | 86.57 | 93.58 | 7 | 0.01
2040 | IESO_2_MISO_W | IESO | MISO_W | Internal | Summer | B2 | 25 | 140 | 113.79 | 83.75 | 90.75 | 7 | 0
2040 | IESO_2_MISO_W | IESO | MISO_W | Internal | Summer | B3 | 75 | 140 | 140 | 64.33 | 89.88 | 7 | 18.55
2040 | IESO_2_MISO_W | IESO | MISO_W | Internal | Summer | B4 | 100 | 140 | 140 | 56.16 | 88.3 | 7 | 25.14
2040 | IESO_2_MISO_W | IESO | MISO_W | Internal | Summer | B5 | 200 | 140 | 140 | 52 | 86.08 | 7 | 27.07
2040 | IESO_2_MISO_W | IESO | MISO_W | Internal | Summer | B6 | 300 | 140 | 140 | 52 | 69.84 | 7 | 10.83
2040 | IESO_2_MISO_W | IESO | MISO_W | Internal | Summer | B7 | 400 | 140 | 140 | 47.78 | 55.19 | 7 | 0.41
2040 | IESO_2_MISO_W | IESO | MISO_W | Internal | Summer | B8 | 500 | 140 | 16.3 | 44.91 | 51.91 | 7 | 0
2040 | IESO_2_MISO_W | IESO | MISO_W | Internal | Summer | B9 | 800 | 140 | 140 | 39.16 | 47.78 | 7 | 1.62
2040 | IESO_2_MISO_W | IESO | MISO_W | Internal | Summer | B10 | 1262 | 140 | 0 | 39.16 | 40.11 | 7 | 0
2040 | IESO_2_MISO_W | IESO | MISO_W | Internal | Winter | B16 | 25 | 140 | 140 | 55.05 | 62.59 | 7 | 0.54
2040 | IESO_2_MISO_W | IESO | MISO_W | Internal | Winter | B17 | 100 | 140 | 140 | 55.05 | 62.25 | 7 | 0.2
2040 | IESO_2_MISO_W | IESO | MISO_W | Internal | Winter | B18 | 400 | 140 | 0 | 53.12 | 60.09 | 7 | 0
2040 | IESO_2_MISO_W | IESO | MISO_W | Internal | Winter | B19 | 700 | 140 | 0 | 49.67 | 56.64 | 7 | 0
2040 | IESO_2_MISO_W | IESO | MISO_W | Internal | Winter | B20 | 935 | 140 | 0 | 49.59 | 44.91 | 7 | 0
2040 | IESO_2_NYISO_A-F | IESO | NYISO_A-F | Internal | Shoulder | B11 | 25 | 1725 | 0 | 48.4 | 53.78 | 7 | 0
2040 | IESO_2_NYISO_A-F | IESO | NYISO_A-F | Internal | Shoulder | B12 | 200 | 1725 | 0 | 51.68 | 53.78 | 7 | 0
2040 | IESO_2_NYISO_A-F | IESO | NYISO_A-F | Internal | Shoulder | B13 | 600 | 1725 | 0 | 48.4 | 49.07 | 7 | 0
2040 | IESO_2_NYISO_A-F | IESO | NYISO_A-F | Internal | Shoulder | B14 | 900 | 1725 | 377.76 | 42.02 | 49.02 | 7 | 0
2040 | IESO_2_NYISO_A-F | IESO | NYISO_A-F | Internal | Shoulder | B15 | 1203 | 1725 | 0 | 42.02 | 48.23 | 7 | 0
2040 | IESO_2_NYISO_A-F | IESO | NYISO_A-F | Internal | Summer | B1 | 10 | 1725 | 1390.55 | 86.57 | 93.57 | 7 | 0
2040 | IESO_2_NYISO_A-F | IESO | NYISO_A-F | Internal | Summer | B2 | 25 | 1725 | 123.92 | 83.75 | 90.75 | 7 | 0
2040 | IESO_2_NYISO_A-F | IESO | NYISO_A-F | Internal | Summer | B3 | 75 | 1725 | 163.52 | 64.33 | 71.33 | 7 | 0
2040 | IESO_2_NYISO_A-F | IESO | NYISO_A-F | Internal | Summer | B4 | 100 | 1725 | 1165.61 | 56.16 | 63.16 | 7 | 0
2040 | IESO_2_NYISO_A-F | IESO | NYISO_A-F | Internal | Summer | B5 | 200 | 1725 | 1725 | 52 | 62.92 | 7 | 3.91
2040 | IESO_2_NYISO_A-F | IESO | NYISO_A-F | Internal | Summer | B6 | 300 | 1725 | 0 | 52 | 58.07 | 7 | 0
2040 | IESO_2_NYISO_A-F | IESO | NYISO_A-F | Internal | Summer | B7 | 400 | 1725 | 0 | 47.78 | 52.37 | 7 | 0
2040 | IESO_2_NYISO_A-F | IESO | NYISO_A-F | Internal | Summer | B8 | 500 | 1725 | 0 | 44.91 | 47.73 | 7 | 0
2040 | IESO_2_NYISO_A-F | IESO | NYISO_A-F | Internal | Summer | B9 | 800 | 1725 | 0 | 39.16 | 45.91 | 7 | 0
2040 | IESO_2_NYISO_A-F | IESO | NYISO_A-F | Internal | Summer | B10 | 1262 | 1725 | 0 | 39.16 | 45.41 | 7 | 0
2040 | IESO_2_NYISO_A-F | IESO | NYISO_A-F | Internal | Winter | B16 | 25 | 1725 | 596.08 | 55.05 | 62.05 | 7 | 0
2040 | IESO_2_NYISO_A-F | IESO | NYISO_A-F | Internal | Winter | B17 | 100 | 1725 | 212.65 | 55.05 | 62.05 | 7 | 0
2040 | IESO_2_NYISO_A-F | IESO | NYISO_A-F | Internal | Winter | B18 | 400 | 1725 | 568.36 | 53.12 | 60.12 | 7 | 0
2040 | IESO_2_NYISO_A-F | IESO | NYISO_A-F | Internal | Winter | B19 | 700 | 1725 | 1725 | 49.67 | 56.87 | 7 | 0.2
2040 | IESO_2_NYISO_A-F | IESO | NYISO_A-F | Internal | Winter | B20 | 935 | 1725 | 1059.19 | 49.59 | 56.59 | 7 | 0
2040 | MAPP_CA_2_IESO | MAPP_CA | IESO | Internal | Shoulder | B11 | 25 | 330 | 0 | 47.44 | 48.4 | 8 | 0
2040 | MAPP_CA_2_IESO | MAPP_CA | IESO | Internal | Shoulder | B12 | 200 | 330 | 0 | 47.44 | 51.68 | 8 | 0
2040 | MAPP_CA_2_IESO | MAPP_CA | IESO | Internal | Shoulder | B13 | 600 | 330 | 0 | 47.44 | 48.4 | 8 | 0
2040 | MAPP_CA_2_IESO | MAPP_CA | IESO | Internal | Shoulder | B14 | 900 | 330 | 0 | 47.44 | 42.02 | 8 | 0
2040 | MAPP_CA_2_IESO | MAPP_CA | IESO | Internal | Shoulder | B15 | 1203 | 330 | 0 | 47.44 | 42.02 | 8 | 0
2040 | MAPP_CA_2_IESO | MAPP_CA | IESO | Internal | Summer | B1 | 10 | 330 | 330 | 40.12 | 86.57 | 8 | 38.45
2040 | MAPP_CA_2_IESO | MAPP_CA | IESO | Internal | Summer | B2 | 25 | 330 | 330 | 40.12 | 83.75 | 8 | 35.63
2040 | MAPP_CA_2_IESO | MAPP_CA | IESO | Internal | Summer | B3 | 75 | 330 | 322.95 | 56.33 | 64.33 | 8 | 0
2040 | MAPP_CA_2_IESO | MAPP_CA | IESO | Internal | Summer | B4 | 100 | 330 | 330 | 40.12 | 56.16 | 8 | 8.04
2040 | MAPP_CA_2_IESO | MAPP_CA | IESO | Internal | Summer | B5 | 200 | 330 | 330 | 40.12 | 52 | 8 | 3.88
2040 | MAPP_CA_2_IESO | MAPP_CA | IESO | Internal | Summer | B6 | 300 | 330 | 330 | 40.12 | 52 | 8 | 3.88
2040 | MAPP_CA_2_IESO | MAPP_CA | IESO | Internal | Summer | B7 | 400 | 330 | 0 | 40.12 | 47.78 | 8 | 0
2040 | MAPP_CA_2_IESO | MAPP_CA | IESO | Internal | Summer | B8 | 500 | 330 | 0 | 40.12 | 44.91 | 8 | 0
2040 | MAPP_CA_2_IESO | MAPP_CA | IESO | Internal | Summer | B9 | 800 | 330 | 0 | 40.12 | 39.16 | 8 | 0
2040 | MAPP_CA_2_IESO | MAPP_CA | IESO | Internal | Summer | B10 | 1262 | 330 | 0 | 40.12 | 39.16 | 8 | 0
2040 | MAPP_CA_2_IESO | MAPP_CA | IESO | Internal | Winter | B16 | 25 | 330 | 0 | 56.62 | 55.05 | 8 | 0
2040 | MAPP_CA_2_IESO | MAPP_CA | IESO | Internal | Winter | B17 | 100 | 330 | 0 | 56.62 | 55.05 | 8 | 0
2040 | MAPP_CA_2_IESO | MAPP_CA | IESO | Internal | Winter | B18 | 400 | 330 | 0 | 56.62 | 53.12 | 8 | 0
2040 | MAPP_CA_2_IESO | MAPP_CA | IESO | Internal | Winter | B19 | 700 | 330 | 0 | 56.62 | 49.67 | 8 | 0
2040 | MAPP_CA_2_IESO | MAPP_CA | IESO | Internal | Winter | B20 | 935 | 330 | 0 | 56.62 | 49.59 | 8 | 0
2040 | MAPP_CA_2_MAPP_US | MAPP_CA | MAPP_US | Internal | Shoulder | B11 | 25 | 372 | 372 | 47.44 | 76.39 | 7 | 21.95
2040 | MAPP_CA_2_MAPP_US | MAPP_CA | MAPP_US | Internal | Shoulder | B12 | 200 | 372 | 0 | 47.44 | 50.87 | 7 | 0
2040 | MAPP_CA_2_MAPP_US | MAPP_CA | MAPP_US | Internal | Shoulder | B13 | 600 | 372 | 0 | 47.44 | 49.89 | 7 | 0
2040 | MAPP_CA_2_MAPP_US | MAPP_CA | MAPP_US | Internal | Shoulder | B14 | 900 | 372 | 0 | 47.44 | 45.11 | 7 | 0
2040 | MAPP_CA_2_MAPP_US | MAPP_CA | MAPP_US | Internal | Shoulder | B15 | 1203 | 372 | 0 | 47.44 | 35.48 | 7 | 0
2040 | MAPP_CA_2_MAPP_US | MAPP_CA | MAPP_US | Internal | Summer | B1 | 10 | 372 | 372 | 40.12 | 86.58 | 7 | 39.46
2040 | MAPP_CA_2_MAPP_US | MAPP_CA | MAPP_US | Internal | Summer | B2 | 25 | 372 | 372 | 40.12 | 83.75 | 7 | 36.63
2040 | MAPP_CA_2_MAPP_US | MAPP_CA | MAPP_US | Internal | Summer | B3 | 75 | 372 | 372 | 56.33 | 82.88 | 7 | 19.55
2040 | MAPP_CA_2_MAPP_US | MAPP_CA | MAPP_US | Internal | Summer | B4 | 100 | 372 | 372 | 40.12 | 81.3 | 7 | 34.18
2040 | MAPP_CA_2_MAPP_US | MAPP_CA | MAPP_US | Internal | Summer | B5 | 200 | 372 | 372 | 40.12 | 79.08 | 7 | 31.96
2040 | MAPP_CA_2_MAPP_US | MAPP_CA | MAPP_US | Internal | Summer | B6 | 300 | 372 | 372 | 40.12 | 62.84 | 7 | 15.72
2040 | MAPP_CA_2_MAPP_US | MAPP_CA | MAPP_US | Internal | Summer | B7 | 400 | 372 | 372 | 40.12 | 48.19 | 7 | 1.07
2040 | MAPP_CA_2_MAPP_US | MAPP_CA | MAPP_US | Internal | Summer | B8 | 500 | 372 | 0 | 40.12 | 44.91 | 7 | 0
2040 | MAPP_CA_2_MAPP_US | MAPP_CA | MAPP_US | Internal | Summer | B9 | 800 | 372 | 0 | 40.12 | 40.78 | 7 | 0
2040 | MAPP_CA_2_MAPP_US | MAPP_CA | MAPP_US | Internal | Summer | B10 | 1262 | 372 | 0 | 40.12 | 33.11 | 7 | 0
2040 | MAPP_CA_2_MAPP_US | MAPP_CA | MAPP_US | Internal | Winter | B16 | 25 | 372 | 0 | 56.62 | 49.15 | 7 | 0
2040 | MAPP_CA_2_MAPP_US | MAPP_CA | MAPP_US | Internal | Winter | B17 | 100 | 372 | 0 | 56.62 | 49.15 | 7 | 0
2040 | MAPP_CA_2_MAPP_US | MAPP_CA | MAPP_US | Internal | Winter | B18 | 400 | 372 | 0 | 56.62 | 51.39 | 7 | 0
2040 | MAPP_CA_2_MAPP_US | MAPP_CA | MAPP_US | Internal | Winter | B19 | 700 | 372 | 0 | 56.62 | 49.15 | 7 | 0
2040 | MAPP_CA_2_MAPP_US | MAPP_CA | MAPP_US | Internal | Winter | B20 | 935 | 372 | 0 | 56.62 | 33.5 | 7 | 0
2040 | MAPP_CA_2_MISO_W | MAPP_CA | MISO_W | Internal | Shoulder | B11 | 25 | 1988 | 1988 | 47.44 | 83.39 | 0.01 | 35.94
2040 | MAPP_CA_2_MISO_W | MAPP_CA | MISO_W | Internal | Shoulder | B12 | 200 | 1988 | 1988 | 47.44 | 58.68 | 0.01 | 11.23
2040 | MAPP_CA_2_MISO_W | MAPP_CA | MISO_W | Internal | Shoulder | B13 | 600 | 1988 | 1988 | 47.44 | 57.14 | 0.01 | 9.69
2040 | MAPP_CA_2_MISO_W | MAPP_CA | MISO_W | Internal | Shoulder | B14 | 900 | 1988 | 1988 | 47.44 | 54.01 | 0.01 | 6.56
2040 | MAPP_CA_2_MISO_W | MAPP_CA | MISO_W | Internal | Shoulder | B15 | 1203 | 1988 | 43.06 | 47.44 | 47.45 | 0.01 | 0
2040 | MAPP_CA_2_MISO_W | MAPP_CA | MISO_W | Internal | Summer | B1 | 10 | 1988 | 1988 | 40.12 | 93.58 | 0.01 | 53.45
2040 | MAPP_CA_2_MISO_W | MAPP_CA | MISO_W | Internal | Summer | B2 | 25 | 1988 | 1988 | 40.12 | 90.75 | 0.01 | 50.62
2040 | MAPP_CA_2_MISO_W | MAPP_CA | MISO_W | Internal | Summer | B3 | 75 | 1988 | 1988 | 56.33 | 89.88 | 0.01 | 33.54
2040 | MAPP_CA_2_MISO_W | MAPP_CA | MISO_W | Internal | Summer | B4 | 100 | 1988 | 1988 | 40.12 | 88.3 | 0.01 | 48.17
2040 | MAPP_CA_2_MISO_W | MAPP_CA | MISO_W | Internal | Summer | B5 | 200 | 1988 | 1988 | 40.12 | 86.08 | 0.01 | 45.95
2040 | MAPP_CA_2_MISO_W | MAPP_CA | MISO_W | Internal | Summer | B6 | 300 | 1988 | 1988 | 40.12 | 69.84 | 0.01 | 29.7
2040 | MAPP_CA_2_MISO_W | MAPP_CA | MISO_W | Internal | Summer | B7 | 400 | 1988 | 1988 | 40.12 | 55.19 | 0.01 | 15.06
2040 | MAPP_CA_2_MISO_W | MAPP_CA | MISO_W | Internal | Summer | B8 | 500 | 1988 | 1988 | 40.12 | 51.91 | 0.01 | 11.77
2040 | MAPP_CA_2_MISO_W | MAPP_CA | MISO_W | Internal | Summer | B9 | 800 | 1988 | 1988 | 40.12 | 47.78 | 0.01 | 7.65
2040 | MAPP_CA_2_MISO_W | MAPP_CA | MISO_W | Internal | Summer | B10 | 1262 | 1988 | 0 | 40.12 | 40.11 | 0.01 | 0
2040 | MAPP_CA_2_MISO_W | MAPP_CA | MISO_W | Internal | Winter | B16 | 25 | 1988 | 1988 | 56.62 | 62.59 | 0.01 | 5.95
2040 | MAPP_CA_2_MISO_W | MAPP_CA | MISO_W | Internal | Winter | B17 | 100 | 1988 | 1988 | 56.62 | 62.25 | 0.01 | 5.62
2040 | MAPP_CA_2_MISO_W | MAPP_CA | MISO_W | Internal | Winter | B18 | 400 | 1988 | 1988 | 56.62 | 60.09 | 0.01 | 3.45
2040 | MAPP_CA_2_MISO_W | MAPP_CA | MISO_W | Internal | Winter | B19 | 700 | 1988 | 588.47 | 56.62 | 56.64 | 0.01 | 0
2040 | MAPP_CA_2_MISO_W | MAPP_CA | MISO_W | Internal | Winter | B20 | 935 | 1988 | 0 | 56.62 | 44.91 | 0.01 | 0
2040 | MAPP_US_2_MAPP_CA | MAPP_US | MAPP_CA | Internal | Shoulder | B11 | 25 | 165 | 0 | 76.39 | 47.44 | 7 | 0
2040 | MAPP_US_2_MAPP_CA | MAPP_US | MAPP_CA | Internal | Shoulder | B12 | 200 | 165 | 0 | 50.87 | 47.44 | 7 | 0
2040 | MAPP_US_2_MAPP_CA | MAPP_US | MAPP_CA | Internal | Shoulder | B13 | 600 | 165 | 0 | 49.89 | 47.44 | 7 | 0
2040 | MAPP_US_2_MAPP_CA | MAPP_US | MAPP_CA | Internal | Shoulder | B14 | 900 | 165 | 0 | 45.11 | 47.44 | 7 | 0
2040 | MAPP_US_2_MAPP_CA | MAPP_US | MAPP_CA | Internal | Shoulder | B15 | 1203 | 165 | 165 | 35.48 | 47.44 | 7 | 4.96
2040 | MAPP_US_2_MAPP_CA | MAPP_US | MAPP_CA | Internal | Summer | B1 | 10 | 165 | 0 | 86.58 | 40.12 | 7 | 0
2040 | MAPP_US_2_MAPP_CA | MAPP_US | MAPP_CA | Internal | Summer | B2 | 25 | 165 | 0 | 83.75 | 40.12 | 7 | 0
2040 | MAPP_US_2_MAPP_CA | MAPP_US | MAPP_CA | Internal | Summer | B3 | 75 | 165 | 0 | 82.88 | 56.33 | 7 | 0
2040 | MAPP_US_2_MAPP_CA | MAPP_US | MAPP_CA | Internal | Summer | B4 | 100 | 165 | 0 | 81.3 | 40.12 | 7 | 0
2040 | MAPP_US_2_MAPP_CA | MAPP_US | MAPP_CA | Internal | Summer | B5 | 200 | 165 | 0 | 79.08 | 40.12 | 7 | 0
2040 | MAPP_US_2_MAPP_CA | MAPP_US | MAPP_CA | Internal | Summer | B6 | 300 | 165 | 0 | 62.84 | 40.12 | 7 | 0
2040 | MAPP_US_2_MAPP_CA | MAPP_US | MAPP_CA | Internal | Summer | B7 | 400 | 165 | 0 | 48.19 | 40.12 | 7 | 0
2040 | MAPP_US_2_MAPP_CA | MAPP_US | MAPP_CA | Internal | Summer | B8 | 500 | 165 | 0 | 44.91 | 40.12 | 7 | 0
2040 | MAPP_US_2_MAPP_CA | MAPP_US | MAPP_CA | Internal | Summer | B9 | 800 | 165 | 0 | 40.78 | 40.12 | 7 | 0
2040 | MAPP_US_2_MAPP_CA | MAPP_US | MAPP_CA | Internal | Summer | B10 | 1262 | 165 | 165 | 33.11 | 40.12 | 7 | 0.01
2040 | MAPP_US_2_MAPP_CA | MAPP_US | MAPP_CA | Internal | Winter | B16 | 25 | 165 | 165 | 49.15 | 56.62 | 7 | 0.47
2040 | MAPP_US_2_MAPP_CA | MAPP_US | MAPP_CA | Internal | Winter | B17 | 100 | 165 | 165 | 49.15 | 56.62 | 7 | 0.47
2040 | MAPP_US_2_MAPP_CA | MAPP_US | MAPP_CA | Internal | Winter | B18 | 400 | 165 | 0 | 51.39 | 56.62 | 7 | 0
2040 | MAPP_US_2_MAPP_CA | MAPP_US | MAPP_CA | Internal | Winter | B19 | 700 | 165 | 165 | 49.15 | 56.62 | 7 | 0.47
2040 | MAPP_US_2_MAPP_CA | MAPP_US | MAPP_CA | Internal | Winter | B20 | 935 | 165 | 165 | 33.5 | 56.62 | 7 | 16.13
2040 | MAPP_US_2_MISO_W | MAPP_US | MISO_W | Internal | Shoulder | B11 | 25 | 2635 | 2027.24 | 76.39 | 83.39 | 7 | 0
2040 | MAPP_US_2_MISO_W | MAPP_US | MISO_W | Internal | Shoulder | B12 | 200 | 2635 | 2635 | 50.87 | 58.68 | 7 | 0.81
2040 | MAPP_US_2_MISO_W | MAPP_US | MISO_W | Internal | Shoulder | B13 | 600 | 2635 | 2635 | 49.89 | 57.14 | 7 | 0.25
2040 | MAPP_US_2_MISO_W | MAPP_US | MISO_W | Internal | Shoulder | B14 | 900 | 2635 | 2635 | 45.11 | 54.01 | 7 | 1.91
2040 | MAPP_US_2_MISO_W | MAPP_US | MISO_W | Internal | Shoulder | B15 | 1203 | 2635 | 2635 | 35.48 | 47.45 | 7 | 4.97
2040 | MAPP_US_2_MISO_W | MAPP_US | MISO_W | Internal | Summer | B1 | 10 | 2635 | 1931.78 | 86.58 | 93.58 | 7 | 0
2040 | MAPP_US_2_MISO_W | MAPP_US | MISO_W | Internal | Summer | B2 | 25 | 2635 | 1138.7 | 83.75 | 90.75 | 7 | 0
2040 | MAPP_US_2_MISO_W | MAPP_US | MISO_W | Internal | Summer | B3 | 75 | 2635 | 654.25 | 82.88 | 89.88 | 7 | 0
2040 | MAPP_US_2_MISO_W | MAPP_US | MISO_W | Internal | Summer | B4 | 100 | 2635 | 1081.27 | 81.3 | 88.3 | 7 | 0
2040 | MAPP_US_2_MISO_W | MAPP_US | MISO_W | Internal | Summer | B5 | 200 | 2635 | 948.8 | 79.08 | 86.08 | 7 | 0
2040 | MAPP_US_2_MISO_W | MAPP_US | MISO_W | Internal | Summer | B6 | 300 | 2635 | 930.12 | 62.84 | 69.84 | 7 | 0
2040 | MAPP_US_2_MISO_W | MAPP_US | MISO_W | Internal | Summer | B7 | 400 | 2635 | 1517.75 | 48.19 | 55.19 | 7 | 0
2040 | MAPP_US_2_MISO_W | MAPP_US | MISO_W | Internal | Summer | B8 | 500 | 2635 | 1932.12 | 44.91 | 51.91 | 7 | 0
2040 | MAPP_US_2_MISO_W | MAPP_US | MISO_W | Internal | Summer | B9 | 800 | 2635 | 1507.25 | 40.78 | 47.78 | 7 | 0
2040 | MAPP_US_2_MISO_W | MAPP_US | MISO_W | Internal | Summer | B10 | 1262 | 2635 | 2332.62 | 33.11 | 40.11 | 7 | 0
2040 | MAPP_US_2_MISO_W | MAPP_US | MISO_W | Internal | Winter | B16 | 25 | 2635 | 2635 | 49.15 | 62.59 | 7 | 6.44
2040 | MAPP_US_2_MISO_W | MAPP_US | MISO_W | Internal | Winter | B17 | 100 | 2635 | 2635 | 49.15 | 62.25 | 7 | 6.1
2040 | MAPP_US_2_MISO_W | MAPP_US | MISO_W | Internal | Winter | B18 | 400 | 2635 | 2635 | 51.39 | 60.09 | 7 | 1.7
2040 | MAPP_US_2_MISO_W | MAPP_US | MISO_W | Internal | Winter | B19 | 700 | 2635 | 2635 | 49.15 | 56.64 | 7 | 0.48
2040 | MAPP_US_2_MISO_W | MAPP_US | MISO_W | Internal | Winter | B20 | 935 | 2635 | 2635 | 33.5 | 44.91 | 7 | 4.41
2040 | MAPP_US_2_NE | MAPP_US | NE | Internal | Shoulder | B11 | 25 | 2000 | 2000 | 76.39 | 90.37 | 7 | 6.99
2040 | MAPP_US_2_NE | MAPP_US | NE | Internal | Shoulder | B12 | 200 | 2000 | 773.51 | 50.87 | 57.87 | 7 | 0
2040 | MAPP_US_2_NE | MAPP_US | NE | Internal | Shoulder | B13 | 600 | 2000 | 1103.47 | 49.89 | 56.89 | 7 | 0
2040 | MAPP_US_2_NE | MAPP_US | NE | Internal | Shoulder | B14 | 900 | 2000 | 113.39 | 45.11 | 52.11 | 7 | 0
2040 | MAPP_US_2_NE | MAPP_US | NE | Internal | Shoulder | B15 | 1203 | 2000 | 541.47 | 35.48 | 42.48 | 7 | 0
2040 | MAPP_US_2_NE | MAPP_US | NE | Internal | Summer | B1 | 10 | 2000 | 0 | 86.58 | 90.77 | 7 | 0
2040 | MAPP_US_2_NE | MAPP_US | NE | Internal | Summer | B2 | 25 | 2000 | 1861.56 | 83.75 | 90.75 | 7 | 0
2040 | MAPP_US_2_NE | MAPP_US | NE | Internal | Summer | B3 | 75 | 2000 | 2000 | 82.88 | 90.75 | 7 | 0.87
2040 | MAPP_US_2_NE | MAPP_US | NE | Internal | Summer | B4 | 100 | 2000 | 2000 | 81.3 | 90.75 | 7 | 2.45
2040 | MAPP_US_2_NE | MAPP_US | NE | Internal | Summer | B5 | 200 | 2000 | 2000 | 79.08 | 90.75 | 7 | 4.67
2040 | MAPP_US_2_NE | MAPP_US | NE | Internal | Summer | B6 | 300 | 2000 | 2000 | 62.84 | 76.82 | 7 | 6.99
2040 | MAPP_US_2_NE | MAPP_US | NE | Internal | Summer | B7 | 400 | 2000 | 2000 | 48.19 | 60.1 | 7 | 4.9
2040 | MAPP_US_2_NE | MAPP_US | NE | Internal | Summer | B8 | 500 | 2000 | 2000 | 44.91 | 55.02 | 7 | 3.12
2040 | MAPP_US_2_NE | MAPP_US | NE | Internal | Summer | B9 | 800 | 2000 | 2000 | 40.78 | 54.77 | 7 | 6.99
2040 | MAPP_US_2_NE | MAPP_US | NE | Internal | Summer | B10 | 1262 | 2000 | 1368.6 | 33.11 | 40.11 | 7 | 0
2040 | MAPP_US_2_NE | MAPP_US | NE | Internal | Winter | B16 | 25 | 2000 | 2000 | 49.15 | 64.28 | 7 | 8.12
2040 | MAPP_US_2_NE | MAPP_US | NE | Internal | Winter | B17 | 100 | 2000 | 2000 | 49.15 | 57.89 | 7 | 1.74
2040 | MAPP_US_2_NE | MAPP_US | NE | Internal | Winter | B18 | 400 | 2000 | 1866.07 | 51.39 | 58.39 | 7 | 0
2040 | MAPP_US_2_NE | MAPP_US | NE | Internal | Winter | B19 | 700 | 2000 | 0 | 49.15 | 55.8 | 7 | 0
2040 | MAPP_US_2_NE | MAPP_US | NE | Internal | Winter | B20 | 935 | 2000 | 683.64 | 33.5 | 40.5 | 7 | 0
2040 | MARITIMES_2_NEISO | MARITIMES | NEISO | Internal | Shoulder | B11 | 25 | 99999 | 1900 | 45.21 | 45.22 | 0.01 | 0
2040 | MARITIMES_2_NEISO | MARITIMES | NEISO | Internal | Shoulder | B12 | 200 | 99999 | 1900 | 45.21 | 45.22 | 0.01 | 0
2040 | MARITIMES_2_NEISO | MARITIMES | NEISO | Internal | Shoulder | B13 | 600 | 99999 | 1900 | 45.21 | 45.22 | 0.01 | 0
2040 | MARITIMES_2_NEISO | MARITIMES | NEISO | Internal | Shoulder | B14 | 900 | 99999 | 1900 | 45.21 | 45.22 | 0.01 | 0
2040 | MARITIMES_2_NEISO | MARITIMES | NEISO | Internal | Shoulder | B15 | 1203 | 99999 | 1425.39 | 45.21 | 45.22 | 0.01 | 0
2040 | MARITIMES_2_NEISO | MARITIMES | NEISO | Internal | Summer | B1 | 10 | 99999 | 1900.1 | 96.55 | 96.57 | 0.01 | 0
2040 | MARITIMES_2_NEISO | MARITIMES | NEISO | Internal | Summer | B2 | 25 | 99999 | 1900 | 87.76 | 87.77 | 0.01 | 0
2040 | MARITIMES_2_NEISO | MARITIMES | NEISO | Internal | Summer | B3 | 75 | 99999 | 1900 | 68.33 | 68.34 | 0.01 | 0
2040 | MARITIMES_2_NEISO | MARITIMES | NEISO | Internal | Summer | B4 | 100 | 99999 | 1900 | 57.49 | 57.5 | 0.01 | 0
2040 | MARITIMES_2_NEISO | MARITIMES | NEISO | Internal | Summer | B5 | 200 | 99999 | 1900 | 52.49 | 52.5 | 0.01 | 0
2040 | MARITIMES_2_NEISO | MARITIMES | NEISO | Internal | Summer | B6 | 300 | 99999 | 1900 | 41.34 | 41.35 | 0.01 | 0
2040 | MARITIMES_2_NEISO | MARITIMES | NEISO | Internal | Summer | B7 | 400 | 99999 | 1900 | 41.34 | 41.35 | 0.01 | 0
2040 | MARITIMES_2_NEISO | MARITIMES | NEISO | Internal | Summer | B8 | 500 | 99999 | 1900 | 41.34 | 41.35 | 0.01 | 0
2040 | MARITIMES_2_NEISO | MARITIMES | NEISO | Internal | Summer | B9 | 800 | 99999 | 1900 | 41.34 | 41.35 | 0.01 | 0
2040 | MARITIMES_2_NEISO | MARITIMES | NEISO | Internal | Summer | B10 | 1262 | 99999 | 1332.61 | 41.34 | 41.35 | 0.01 | 0
2040 | MARITIMES_2_NEISO | MARITIMES | NEISO | Internal | Winter | B16 | 25 | 99999 | 1900 | 57.11 | 57.12 | 0.01 | 0
2040 | MARITIMES_2_NEISO | MARITIMES | NEISO | Internal | Winter | B17 | 100 | 99999 | 1900 | 57.11 | 57.12 | 0.01 | 0
2040 | MARITIMES_2_NEISO | MARITIMES | NEISO | Internal | Winter | B18 | 400 | 99999 | 1900 | 57.11 | 57.12 | 0.01 | 0
2040 | MARITIMES_2_NEISO | MARITIMES | NEISO | Internal | Winter | B19 | 700 | 99999 | 1900 | 57.11 | 57.12 | 0.01 | 0
2040 | MARITIMES_2_NEISO | MARITIMES | NEISO | Internal | Winter | B20 | 935 | 99999 | 1449.52 | 57.11 | 57.12 | 0.01 | 0
2040 | MISO_IN_2_MISO_MI | MISO_IN | MISO_MI | Internal | Shoulder | B11 | 25 | 5000 | 0 | 83.39 | 83.37 | 0.01 | 0
2040 | MISO_IN_2_MISO_MI | MISO_IN | MISO_MI | Internal | Shoulder | B12 | 200 | 5000 | 1269.19 | 58.76 | 58.77 | 0.01 | 0
2040 | MISO_IN_2_MISO_MI | MISO_IN | MISO_MI | Internal | Shoulder | B13 | 600 | 5000 | 1913.1 | 57.16 | 57.18 | 0.01 | 0
2040 | MISO_IN_2_MISO_MI | MISO_IN | MISO_MI | Internal | Shoulder | B14 | 900 | 5000 | 2440.37 | 54.04 | 54.05 | 0.01 | 0
2040 | MISO_IN_2_MISO_MI | MISO_IN | MISO_MI | Internal | Shoulder | B15 | 1203 | 5000 | 1995.81 | 49.46 | 49.48 | 0.01 | 0
2040 | MISO_IN_2_MISO_MI | MISO_IN | MISO_MI | Internal | Summer | B1 | 10 | 5000 | 0 | 93.58 | 93.57 | 0.01 | 0
2040 | MISO_IN_2_MISO_MI | MISO_IN | MISO_MI | Internal | Summer | B2 | 25 | 5000 | 0 | 90.75 | 90.75 | 0.01 | 0
2040 | MISO_IN_2_MISO_MI | MISO_IN | MISO_MI | Internal | Summer | B3 | 75 | 5000 | 0 | 88.49 | 88.48 | 0.01 | 0
2040 | MISO_IN_2_MISO_MI | MISO_IN | MISO_MI | Internal | Summer | B4 | 100 | 5000 | 0 | 88.19 | 88.18 | 0.01 | 0
2040 | MISO_IN_2_MISO_MI | MISO_IN | MISO_MI | Internal | Summer | B5 | 200 | 5000 | 0 | 86.05 | 85.58 | 0.01 | 0
2040 | MISO_IN_2_MISO_MI | MISO_IN | MISO_MI | Internal | Summer | B6 | 300 | 5000 | 0 | 68.82 | 68.81 | 0.01 | 0
2040 | MISO_IN_2_MISO_MI | MISO_IN | MISO_MI | Internal | Summer | B7 | 400 | 5000 | 2769.84 | 55.21 | 55.23 | 0.01 | 0
2040 | MISO_IN_2_MISO_MI | MISO_IN | MISO_MI | Internal | Summer | B8 | 500 | 5000 | 3395.32 | 51.93 | 51.94 | 0.01 | 0
2040 | MISO_IN_2_MISO_MI | MISO_IN | MISO_MI | Internal | Summer | B9 | 800 | 5000 | 2773.1 | 47.79 | 47.8 | 0.01 | 0
2040 | MISO_IN_2_MISO_MI | MISO_IN | MISO_MI | Internal | Summer | B10 | 1262 | 5000 | 3301.19 | 44.11 | 44.12 | 0.01 | 0
2040 | MISO_IN_2_MISO_MI | MISO_IN | MISO_MI | Internal | Winter | B16 | 25 | 5000 | 0.02 | 64.59 | 64.59 | 0.01 | 0
2040 | MISO_IN_2_MISO_MI | MISO_IN | MISO_MI | Internal | Winter | B17 | 100 | 5000 | 1272.24 | 63.46 | 63.48 | 0.01 | 0
2040 | MISO_IN_2_MISO_MI | MISO_IN | MISO_MI | Internal | Winter | B18 | 400 | 5000 | 1947.24 | 60.11 | 60.12 | 0.01 | 0
2040 | MISO_IN_2_MISO_MI | MISO_IN | MISO_MI | Internal | Winter | B19 | 700 | 5000 | 2656.03 | 56.66 | 56.67 | 0.01 | 0
2040 | MISO_IN_2_MISO_MI | MISO_IN | MISO_MI | Internal | Winter | B20 | 935 | 5000 | 2672.31 | 46.65 | 46.66 | 0.01 | 0
2040 | MISO_IN_2_MISO_MO-IL | MISO_IN | MISO_MO-IL | Internal | Shoulder | B11 | 25 | 5000 | 709.97 | 83.39 | 83.4 | 0.01 | 0
2040 | MISO_IN_2_MISO_MO-IL | MISO_IN | MISO_MO-IL | Internal | Shoulder | B12 | 200 | 5000 | 0 | 58.76 | 58.74 | 0.01 | 0
2040 | MISO_IN_2_MISO_MO-IL | MISO_IN | MISO_MO-IL | Internal | Shoulder | B13 | 600 | 5000 | 0 | 57.16 | 57.15 | 0.01 | 0
2040 | MISO_IN_2_MISO_MO-IL | MISO_IN | MISO_MO-IL | Internal | Shoulder | B14 | 900 | 5000 | 0 | 54.04 | 54.03 | 0.01 | 0
2040 | MISO_IN_2_MISO_MO-IL | MISO_IN | MISO_MO-IL | Internal | Shoulder | B15 | 1203 | 5000 | 0 | 49.46 | 47.49 | 0.01 | 0
2040 | MISO_IN_2_MISO_MO-IL | MISO_IN | MISO_MO-IL | Internal | Summer | B1 | 10 | 5000 | 1093.52 | 93.58 | 93.59 | 0.01 | 0
2040 | MISO_IN_2_MISO_MO-IL | MISO_IN | MISO_MO-IL | Internal | Summer | B2 | 25 | 5000 | 899.07 | 90.75 | 90.76 | 0.01 | 0
2040 | MISO_IN_2_MISO_MO-IL | MISO_IN | MISO_MO-IL | Internal | Summer | B3 | 75 | 5000 | 342.15 | 88.49 | 88.5 | 0.01 | 0
2040 | MISO_IN_2_MISO_MO-IL | MISO_IN | MISO_MO-IL | Internal | Summer | B4 | 100 | 5000 | 674.66 | 88.19 | 88.2 | 0.01 | 0
2040 | MISO_IN_2_MISO_MO-IL | MISO_IN | MISO_MO-IL | Internal | Summer | B5 | 200 | 5000 | 1806.09 | 86.05 | 86.07 | 0.01 | 0
2040 | MISO_IN_2_MISO_MO-IL | MISO_IN | MISO_MO-IL | Internal | Summer | B6 | 300 | 5000 | 1626.98 | 68.82 | 68.84 | 0.01 | 0
2040 | MISO_IN_2_MISO_MO-IL | MISO_IN | MISO_MO-IL | Internal | Summer | B7 | 400 | 5000 | 0 | 55.21 | 55.2 | 0.01 | 0
2040 | MISO_IN_2_MISO_MO-IL | MISO_IN | MISO_MO-IL | Internal | Summer | B8 | 500 | 5000 | 0 | 51.93 | 51.92 | 0.01 | 0
2040 | MISO_IN_2_MISO_MO-IL | MISO_IN | MISO_MO-IL | Internal | Summer | B9 | 800 | 5000 | 0 | 47.79 | 47.79 | 0.01 | 0
2040 | MISO_IN_2_MISO_MO-IL | MISO_IN | MISO_MO-IL | Internal | Summer | B10 | 1262 | 5000 | 0 | 44.11 | 40.65 | 0.01 | 0
2040 | MISO_IN_2_MISO_MO-IL | MISO_IN | MISO_MO-IL | Internal | Winter | B16 | 25 | 5000 | 0 | 64.59 | 63.94 | 0.01 | 0
2040 | MISO_IN_2_MISO_MO-IL | MISO_IN | MISO_MO-IL | Internal | Winter | B17 | 100 | 5000 | 0 | 63.46 | 62.26 | 0.01 | 0
2040 | MISO_IN_2_MISO_MO-IL | MISO_IN | MISO_MO-IL | Internal | Winter | B18 | 400 | 5000 | 0 | 60.11 | 60.1 | 0.01 | 0
2040 | MISO_IN_2_MISO_MO-IL | MISO_IN | MISO_MO-IL | Internal | Winter | B19 | 700 | 5000 | 0 | 56.66 | 56.65 | 0.01 | 0
2040 | MISO_IN_2_MISO_MO-IL | MISO_IN | MISO_MO-IL | Internal | Winter | B20 | 935 | 5000 | 0 | 46.65 | 44.92 | 0.01 | 0
2040 | MISO_IN_2_NonRTO_Midwest | MISO_IN | NonRTO_Midwest | Internal | Shoulder | B11 | 25 | 4800 | 749.25 | 83.39 | 91.39 | 8 | 0
2040 | MISO_IN_2_NonRTO_Midwest | MISO_IN | NonRTO_Midwest | Internal | Shoulder | B12 | 200 | 4800 | 736.63 | 58.76 | 66.76 | 8 | 0
2040 | MISO_IN_2_NonRTO_Midwest | MISO_IN | NonRTO_Midwest | Internal | Shoulder | B13 | 600 | 4800 | 120.11 | 57.16 | 65.16 | 8 | 0
2040 | MISO_IN_2_NonRTO_Midwest | MISO_IN | NonRTO_Midwest | Internal | Shoulder | B14 | 900 | 4800 | 0 | 54.04 | 53.43 | 8 | 0
2040 | MISO_IN_2_NonRTO_Midwest | MISO_IN | NonRTO_Midwest | Internal | Shoulder | B15 | 1203 | 4800 | 0 | 49.46 | 44.16 | 8 | 0
2040 | MISO_IN_2_NonRTO_Midwest | MISO_IN | NonRTO_Midwest | Internal | Summer | B1 | 10 | 4800 | 106.56 | 93.58 | 101.58 | 8 | 0
2040 | MISO_IN_2_NonRTO_Midwest | MISO_IN | NonRTO_Midwest | Internal | Summer | B2 | 25 | 4800 | 0 | 90.75 | 94.05 | 8 | 0
2040 | MISO_IN_2_NonRTO_Midwest | MISO_IN | NonRTO_Midwest | Internal | Summer | B3 | 75 | 4800 | 0 | 88.49 | 94.05 | 8 | 0
2040 | MISO_IN_2_NonRTO_Midwest | MISO_IN | NonRTO_Midwest | Internal | Summer | B4 | 100 | 4800 | 0 | 88.19 | 94.05 | 8 | 0
2040 | MISO_IN_2_NonRTO_Midwest | MISO_IN | NonRTO_Midwest | Internal | Summer | B5 | 200 | 4800 | 1276.11 | 86.05 | 94.05 | 8 | 0
2040 | MISO_IN_2_NonRTO_Midwest | MISO_IN | NonRTO_Midwest | Internal | Summer | B6 | 300 | 4800 | 852.49 | 68.82 | 76.82 | 8 | 0
2040 | MISO_IN_2_NonRTO_Midwest | MISO_IN | NonRTO_Midwest | Internal | Summer | B7 | 400 | 4800 | 292.03 | 55.21 | 63.21 | 8 | 0
2040 | MISO_IN_2_NonRTO_Midwest | MISO_IN | NonRTO_Midwest | Internal | Summer | B8 | 500 | 4800 | 0 | 51.93 | 51.79 | 8 | 0
2040 | MISO_IN_2_NonRTO_Midwest | MISO_IN | NonRTO_Midwest | Internal | Summer | B9 | 800 | 4800 | 0 | 47.79 | 45.34 | 8 | 0
2040 | MISO_IN_2_NonRTO_Midwest | MISO_IN | NonRTO_Midwest | Internal | Summer | B10 | 1262 | 4800 | 0 | 44.11 | 36.8 | 8 | 0
2040 | MISO_IN_2_NonRTO_Midwest | MISO_IN | NonRTO_Midwest | Internal | Winter | B16 | 25 | 4800 | 2448.45 | 64.59 | 72.59 | 8 | 0
2040 | MISO_IN_2_NonRTO_Midwest | MISO_IN | NonRTO_Midwest | Internal | Winter | B17 | 100 | 4800 | 1273.85 | 63.46 | 71.46 | 8 | 0
2040 | MISO_IN_2_NonRTO_Midwest | MISO_IN | NonRTO_Midwest | Internal | Winter | B18 | 400 | 4800 | 321.95 | 60.11 | 68.11 | 8 | 0
2040 | MISO_IN_2_NonRTO_Midwest | MISO_IN | NonRTO_Midwest | Internal | Winter | B19 | 700 | 4800 | 0 | 56.66 | 55.64 | 8 | 0
2040 | MISO_IN_2_NonRTO_Midwest | MISO_IN | NonRTO_Midwest | Internal | Winter | B20 | 935 | 4800 | 0 | 46.65 | 42.67 | 8 | 0
2040 | MISO_IN_2_PJM_ROR | MISO_IN | PJM_ROR | Internal | Shoulder | B11 | 25 | 992 | 0 | 83.39 | 76.39 | 2 | 0
2040 | MISO_IN_2_PJM_ROR | MISO_IN | PJM_ROR | Internal | Shoulder | B12 | 200 | 992 | 0 | 58.76 | 56.76 | 2 | 0
2040 | MISO_IN_2_PJM_ROR | MISO_IN | PJM_ROR | Internal | Shoulder | B13 | 600 | 992 | 0 | 57.16 | 55.15 | 2 | 0
2040 | MISO_IN_2_PJM_ROR | MISO_IN | PJM_ROR | Internal | Shoulder | B14 | 900 | 992 | 0 | 54.04 | 52.43 | 2 | 0
2040 | MISO_IN_2_PJM_ROR | MISO_IN | PJM_ROR | Internal | Shoulder | B15 | 1203 | 992 | 0 | 49.46 | 47.26 | 2 | 0
2040 | MISO_IN_2_PJM_ROR | MISO_IN | PJM_ROR | Internal | Summer | B1 | 10 | 992 | 0 | 93.58 | 88.94 | 2 | 0
2040 | MISO_IN_2_PJM_ROR | MISO_IN | PJM_ROR | Internal | Summer | B2 | 25 | 992 | 0 | 90.75 | 88.75 | 2 | 0
2040 | MISO_IN_2_PJM_ROR | MISO_IN | PJM_ROR | Internal | Summer | B3 | 75 | 992 | 0 | 88.49 | 86.48 | 2 | 0
2040 | MISO_IN_2_PJM_ROR | MISO_IN | PJM_ROR | Internal | Summer | B4 | 100 | 992 | 0 | 88.19 | 86.3 | 2 | 0
2040 | MISO_IN_2_PJM_ROR | MISO_IN | PJM_ROR | Internal | Summer | B5 | 200 | 992 | 0 | 86.05 | 84.04 | 2 | 0
2040 | MISO_IN_2_PJM_ROR | MISO_IN | PJM_ROR | Internal | Summer | B6 | 300 | 992 | 0 | 68.82 | 66.81 | 2 | 0
2040 | MISO_IN_2_PJM_ROR | MISO_IN | PJM_ROR | Internal | Summer | B7 | 400 | 992 | 0 | 55.21 | 54.38 | 2 | 0
2040 | MISO_IN_2_PJM_ROR | MISO_IN | PJM_ROR | Internal | Summer | B8 | 500 | 992 | 0 | 51.93 | 51.74 | 2 | 0
2040 | MISO_IN_2_PJM_ROR | MISO_IN | PJM_ROR | Internal | Summer | B9 | 800 | 992 | 0 | 47.79 | 47.34 | 2 | 0
2040 | MISO_IN_2_PJM_ROR | MISO_IN | PJM_ROR | Internal | Summer | B10 | 1262 | 992 | 0 | 44.11 | 42.11 | 2 | 0
2040 | MISO_IN_2_PJM_ROR | MISO_IN | PJM_ROR | Internal | Winter | B16 | 25 | 992 | 0 | 64.59 | 61.94 | 2 | 0
2040 | MISO_IN_2_PJM_ROR | MISO_IN | PJM_ROR | Internal | Winter | B17 | 100 | 992 | 0 | 63.46 | 61.48 | 2 | 0
2040 | MISO_IN_2_PJM_ROR | MISO_IN | PJM_ROR | Internal | Winter | B18 | 400 | 992 | 0 | 60.11 | 58.12 | 2 | 0
2040 | MISO_IN_2_PJM_ROR | MISO_IN | PJM_ROR | Internal | Winter | B19 | 700 | 992 | 0 | 56.66 | 54.66 | 2 | 0
2040 | MISO_IN_2_PJM_ROR | MISO_IN | PJM_ROR | Internal | Winter | B20 | 935 | 992 | 0 | 46.65 | 44.67 | 2 | 0
2040 | MISO_MI_2_MISO_IN | MISO_MI | MISO_IN | Internal | Shoulder | B11 | 25 | 2045 | 1414.53 | 83.37 | 83.39 | 0.01 | 0
2040 | MISO_MI_2_MISO_IN | MISO_MI | MISO_IN | Internal | Shoulder | B12 | 200 | 2045 | 0 | 58.77 | 58.76 | 0.01 | 0
2040 | MISO_MI_2_MISO_IN | MISO_MI | MISO_IN | Internal | Shoulder | B13 | 600 | 2045 | 0 | 57.18 | 57.16 | 0.01 | 0
2040 | MISO_MI_2_MISO_IN | MISO_MI | MISO_IN | Internal | Shoulder | B14 | 900 | 2045 | 0 | 54.05 | 54.04 | 0.01 | 0
2040 | MISO_MI_2_MISO_IN | MISO_MI | MISO_IN | Internal | Shoulder | B15 | 1203 | 2045 | 0 | 49.48 | 49.46 | 0.01 | 0
2040 | MISO_MI_2_MISO_IN | MISO_MI | MISO_IN | Internal | Summer | B1 | 10 | 2045 | 600.58 | 93.57 | 93.58 | 0.01 | 0
2040 | MISO_MI_2_MISO_IN | MISO_MI | MISO_IN | Internal | Summer | B2 | 25 | 2045 | 0.01 | 90.75 | 90.75 | 0.01 | 0
2040 | MISO_MI_2_MISO_IN | MISO_MI | MISO_IN | Internal | Summer | B3 | 75 | 2045 | 933.8 | 88.48 | 88.49 | 0.01 | 0
2040 | MISO_MI_2_MISO_IN | MISO_MI | MISO_IN | Internal | Summer | B4 | 100 | 2045 | 1192.35 | 88.18 | 88.19 | 0.01 | 0
2040 | MISO_MI_2_MISO_IN | MISO_MI | MISO_IN | Internal | Summer | B5 | 200 | 2045 | 2045 | 85.58 | 86.05 | 0.01 | 0.46
2040 | MISO_MI_2_MISO_IN | MISO_MI | MISO_IN | Internal | Summer | B6 | 300 | 2045 | 586.75 | 68.81 | 68.82 | 0.01 | 0
2040 | MISO_MI_2_MISO_IN | MISO_MI | MISO_IN | Internal | Summer | B7 | 400 | 2045 | 0 | 55.23 | 55.21 | 0.01 | 0
2040 | MISO_MI_2_MISO_IN | MISO_MI | MISO_IN | Internal | Summer | B8 | 500 | 2045 | 0 | 51.94 | 51.93 | 0.01 | 0
2040 | MISO_MI_2_MISO_IN | MISO_MI | MISO_IN | Internal | Summer | B9 | 800 | 2045 | 0 | 47.8 | 47.79 | 0.01 | 0
2040 | MISO_MI_2_MISO_IN | MISO_MI | MISO_IN | Internal | Summer | B10 | 1262 | 2045 | 0 | 44.12 | 44.11 | 0.01 | 0
2040 | MISO_MI_2_MISO_IN | MISO_MI | MISO_IN | Internal | Winter | B16 | 25 | 2045 | 0.02 | 64.59 | 64.59 | 0.01 | 0
2040 | MISO_MI_2_MISO_IN | MISO_MI | MISO_IN | Internal | Winter | B17 | 100 | 2045 | 0 | 63.48 | 63.46 | 0.01 | 0
2040 | MISO_MI_2_MISO_IN | MISO_MI | MISO_IN | Internal | Winter | B18 | 400 | 2045 | 0 | 60.12 | 60.11 | 0.01 | 0
2040 | MISO_MI_2_MISO_IN | MISO_MI | MISO_IN | Internal | Winter | B19 | 700 | 2045 | 0 | 56.67 | 56.66 | 0.01 | 0
2040 | MISO_MI_2_MISO_IN | MISO_MI | MISO_IN | Internal | Winter | B20 | 935 | 2045 | 0 | 46.66 | 46.65 | 0.01 | 0
2040 | MISO_MI_2_MISO_WUMS | MISO_MI | MISO_WUMS | Internal | Shoulder | B11 | 25 | 947 | 0 | 83.37 | 83.36 | 0.01 | 0
2040 | MISO_MI_2_MISO_WUMS | MISO_MI | MISO_WUMS | Internal | Shoulder | B12 | 200 | 947 | 0 | 58.77 | 58.69 | 0.01 | 0
2040 | MISO_MI_2_MISO_WUMS | MISO_MI | MISO_WUMS | Internal | Shoulder | B13 | 600 | 947 | 0 | 57.18 | 57.15 | 0.01 | 0
2040 | MISO_MI_2_MISO_WUMS | MISO_MI | MISO_WUMS | Internal | Shoulder | B14 | 900 | 947 | 0 | 54.05 | 54.04 | 0.01 | 0
2040 | MISO_MI_2_MISO_WUMS | MISO_MI | MISO_WUMS | Internal | Shoulder | B15 | 1203 | 947 | 869.67 | 49.48 | 49.49 | 0.01 | 0
2040 | MISO_MI_2_MISO_WUMS | MISO_MI | MISO_WUMS | Internal | Summer | B1 | 10 | 947 | 0 | 93.57 | 84.3 | 0.01 | 0
2040 | MISO_MI_2_MISO_WUMS | MISO_MI | MISO_WUMS | Internal | Summer | B2 | 25 | 947 | 0 | 90.75 | 84.3 | 0.01 | 0
2040 | MISO_MI_2_MISO_WUMS | MISO_MI | MISO_WUMS | Internal | Summer | B3 | 75 | 947 | 0 | 88.48 | 84.3 | 0.01 | 0
2040 | MISO_MI_2_MISO_WUMS | MISO_MI | MISO_WUMS | Internal | Summer | B4 | 100 | 947 | 0 | 88.18 | 84.3 | 0.01 | 0
2040 | MISO_MI_2_MISO_WUMS | MISO_MI | MISO_WUMS | Internal | Summer | B5 | 200 | 947 | 0 | 85.58 | 84.3 | 0.01 | 0
2040 | MISO_MI_2_MISO_WUMS | MISO_MI | MISO_WUMS | Internal | Summer | B6 | 300 | 947 | 0 | 68.81 | 68.81 | 0.01 | 0
2040 | MISO_MI_2_MISO_WUMS | MISO_MI | MISO_WUMS | Internal | Summer | B7 | 400 | 947 | 0 | 55.23 | 55.2 | 0.01 | 0
2040 | MISO_MI_2_MISO_WUMS | MISO_MI | MISO_WUMS | Internal | Summer | B8 | 500 | 947 | 0 | 51.94 | 51.92 | 0.01 | 0
2040 | MISO_MI_2_MISO_WUMS | MISO_MI | MISO_WUMS | Internal | Summer | B9 | 800 | 947 | 0 | 47.8 | 47.79 | 0.01 | 0
2040 | MISO_MI_2_MISO_WUMS | MISO_MI | MISO_WUMS | Internal | Summer | B10 | 1262 | 947 | 121.51 | 44.12 | 44.13 | 0.01 | 0
2040 | MISO_MI_2_MISO_WUMS | MISO_MI | MISO_WUMS | Internal | Winter | B16 | 25 | 947 | 0 | 64.59 | 63.94 | 0.01 | 0
2040 | MISO_MI_2_MISO_WUMS | MISO_MI | MISO_WUMS | Internal | Winter | B17 | 100 | 947 | 0 | 63.48 | 63.46 | 0.01 | 0
2040 | MISO_MI_2_MISO_WUMS | MISO_MI | MISO_WUMS | Internal | Winter | B18 | 400 | 947 | 0 | 60.12 | 60.11 | 0.01 | 0
2040 | MISO_MI_2_MISO_WUMS | MISO_MI | MISO_WUMS | Internal | Winter | B19 | 700 | 947 | 0 | 56.67 | 56.66 | 0.01 | 0
2040 | MISO_MI_2_MISO_WUMS | MISO_MI | MISO_WUMS | Internal | Winter | B20 | 935 | 947 | 300.23 | 46.66 | 46.67 | 0.01 | 0
2040 | MISO_MI_2_PJM_ROR | MISO_MI | PJM_ROR | Internal | Shoulder | B11 | 25 | 1424 | 0 | 83.37 | 76.39 | 2 | 0
2040 | MISO_MI_2_PJM_ROR | MISO_MI | PJM_ROR | Internal | Shoulder | B12 | 200 | 1424 | 0 | 58.77 | 56.76 | 2 | 0
2040 | MISO_MI_2_PJM_ROR | MISO_MI | PJM_ROR | Internal | Shoulder | B13 | 600 | 1424 | 0 | 57.18 | 55.15 | 2 | 0
2040 | MISO_MI_2_PJM_ROR | MISO_MI | PJM_ROR | Internal | Shoulder | B14 | 900 | 1424 | 0 | 54.05 | 52.43 | 2 | 0
2040 | MISO_MI_2_PJM_ROR | MISO_MI | PJM_ROR | Internal | Shoulder | B15 | 1203 | 1424 | 0 | 49.48 | 47.26 | 2 | 0
2040 | MISO_MI_2_PJM_ROR | MISO_MI | PJM_ROR | Internal | Summer | B1 | 10 | 1424 | 0 | 93.57 | 88.94 | 2 | 0
2040 | MISO_MI_2_PJM_ROR | MISO_MI | PJM_ROR | Internal | Summer | B2 | 25 | 1424 | 0 | 90.75 | 88.75 | 2 | 0
2040 | MISO_MI_2_PJM_ROR | MISO_MI | PJM_ROR | Internal | Summer | B3 | 75 | 1424 | 0 | 88.48 | 86.48 | 2 | 0
2040 | MISO_MI_2_PJM_ROR | MISO_MI | PJM_ROR | Internal | Summer | B4 | 100 | 1424 | 0 | 88.18 | 86.3 | 2 | 0
2040 | MISO_MI_2_PJM_ROR | MISO_MI | PJM_ROR | Internal | Summer | B5 | 200 | 1424 | 0 | 85.58 | 84.04 | 2 | 0
2040 | MISO_MI_2_PJM_ROR | MISO_MI | PJM_ROR | Internal | Summer | B6 | 300 | 1424 | 0 | 68.81 | 66.81 | 2 | 0
2040 | MISO_MI_2_PJM_ROR | MISO_MI | PJM_ROR | Internal | Summer | B7 | 400 | 1424 | 0 | 55.23 | 54.38 | 2 | 0
2040 | MISO_MI_2_PJM_ROR | MISO_MI | PJM_ROR | Internal | Summer | B8 | 500 | 1424 | 0 | 51.94 | 51.74 | 2 | 0
2040 | MISO_MI_2_PJM_ROR | MISO_MI | PJM_ROR | Internal | Summer | B9 | 800 | 1424 | 0 | 47.8 | 47.34 | 2 | 0
2040 | MISO_MI_2_PJM_ROR | MISO_MI | PJM_ROR | Internal | Summer | B10 | 1262 | 1424 | 0 | 44.12 | 42.11 | 2 | 0
2040 | MISO_MI_2_PJM_ROR | MISO_MI | PJM_ROR | Internal | Winter | B16 | 25 | 1424 | 0 | 64.59 | 61.94 | 2 | 0
2040 | MISO_MI_2_PJM_ROR | MISO_MI | PJM_ROR | Internal | Winter | B17 | 100 | 1424 | 0 | 63.48 | 61.48 | 2 | 0
2040 | MISO_MI_2_PJM_ROR | MISO_MI | PJM_ROR | Internal | Winter | B18 | 400 | 1424 | 0 | 60.12 | 58.12 | 2 | 0
2040 | MISO_MI_2_PJM_ROR | MISO_MI | PJM_ROR | Internal | Winter | B19 | 700 | 1424 | 0 | 56.67 | 54.66 | 2 | 0
2040 | MISO_MI_2_PJM_ROR | MISO_MI | PJM_ROR | Internal | Winter | B20 | 935 | 1424 | 0 | 46.66 | 44.67 | 2 | 0
2040 | MISO_MO-IL_2_ENT | MISO_MO-IL | ENT | Internal | Shoulder | B11 | 25 | 2540 | 0 | 83.4 | 84.26 | 8 | 0
2040 | MISO_MO-IL_2_ENT | MISO_MO-IL | ENT | Internal | Shoulder | B12 | 200 | 2540 | 0 | 58.74 | 59.51 | 8 | 0
2040 | MISO_MO-IL_2_ENT | MISO_MO-IL | ENT | Internal | Shoulder | B13 | 600 | 2540 | 0 | 57.15 | 59.51 | 8 | 0
2040 | MISO_MO-IL_2_ENT | MISO_MO-IL | ENT | Internal | Shoulder | B14 | 900 | 2540 | 0 | 54.03 | 57.12 | 8 | 0
2040 | MISO_MO-IL_2_ENT | MISO_MO-IL | ENT | Internal | Shoulder | B15 | 1203 | 2540 | 2540 | 47.49 | 57.12 | 8 | 1.63
2040 | MISO_MO-IL_2_ENT | MISO_MO-IL | ENT | Internal | Summer | B1 | 10 | 2540 | 0 | 93.59 | 94.69 | 8 | 0
2040 | MISO_MO-IL_2_ENT | MISO_MO-IL | ENT | Internal | Summer | B2 | 25 | 2540 | 0 | 90.76 | 94.69 | 8 | 0
2040 | MISO_MO-IL_2_ENT | MISO_MO-IL | ENT | Internal | Summer | B3 | 75 | 2540 | 0 | 88.5 | 88.91 | 8 | 0
2040 | MISO_MO-IL_2_ENT | MISO_MO-IL | ENT | Internal | Summer | B4 | 100 | 2540 | 0 | 88.2 | 88.91 | 8 | 0
2040 | MISO_MO-IL_2_ENT | MISO_MO-IL | ENT | Internal | Summer | B5 | 200 | 2540 | 0 | 86.07 | 84.58 | 8 | 0
2040 | MISO_MO-IL_2_ENT | MISO_MO-IL | ENT | Internal | Summer | B6 | 300 | 2540 | 33.26 | 68.84 | 76.84 | 8 | 0
2040 | MISO_MO-IL_2_ENT | MISO_MO-IL | ENT | Internal | Summer | B7 | 400 | 2540 | 0 | 55.2 | 57.49 | 8 | 0
2040 | MISO_MO-IL_2_ENT | MISO_MO-IL | ENT | Internal | Summer | B8 | 500 | 2540 | 0 | 51.92 | 57.49 | 8 | 0
2040 | MISO_MO-IL_2_ENT | MISO_MO-IL | ENT | Internal | Summer | B9 | 800 | 2540 | 2159.76 | 47.79 | 55.79 | 8 | 0
2040 | MISO_MO-IL_2_ENT | MISO_MO-IL | ENT | Internal | Summer | B10 | 1262 | 2540 | 2540 | 40.65 | 53.09 | 8 | 4.44
2040 | MISO_MO-IL_2_ENT | MISO_MO-IL | ENT | Internal | Winter | B16 | 25 | 2540 | 0 | 63.94 | 69.29 | 8 | 0
2040 | MISO_MO-IL_2_ENT | MISO_MO-IL | ENT | Internal | Winter | B17 | 100 | 2540 | 0 | 62.26 | 63.4 | 8 | 0
2040 | MISO_MO-IL_2_ENT | MISO_MO-IL | ENT | Internal | Winter | B18 | 400 | 2540 | 0 | 60.1 | 63.4 | 8 | 0
2040 | MISO_MO-IL_2_ENT | MISO_MO-IL | ENT | Internal | Winter | B19 | 700 | 2540 | 0 | 56.65 | 61.29 | 8 | 0
2040 | MISO_MO-IL_2_ENT | MISO_MO-IL | ENT | Internal | Winter | B20 | 935 | 2540 | 2540 | 44.92 | 56.07 | 8 | 3.15
2040 | MISO_MO-IL_2_MISO_IN | MISO_MO-IL | MISO_IN | Internal | Shoulder | B11 | 25 | 2100 | 0 | 83.4 | 83.39 | 0.01 | 0
2040 | MISO_MO-IL_2_MISO_IN | MISO_MO-IL | MISO_IN | Internal | Shoulder | B12 | 200 | 2100 | 1180.62 | 58.74 | 58.76 | 0.01 | 0
2040 | MISO_MO-IL_2_MISO_IN | MISO_MO-IL | MISO_IN | Internal | Shoulder | B13 | 600 | 2100 | 814.64 | 57.15 | 57.16 | 0.01 | 0
2040 | MISO_MO-IL_2_MISO_IN | MISO_MO-IL | MISO_IN | Internal | Shoulder | B14 | 900 | 2100 | 1372.93 | 54.03 | 54.04 | 0.01 | 0
2040 | MISO_MO-IL_2_MISO_IN | MISO_MO-IL | MISO_IN | Internal | Shoulder | B15 | 1203 | 2100 | 2100 | 47.49 | 49.46 | 0.01 | 1.96
2040 | MISO_MO-IL_2_MISO_IN | MISO_MO-IL | MISO_IN | Internal | Summer | B1 | 10 | 2100 | 0 | 93.59 | 93.58 | 0.01 | 0
2040 | MISO_MO-IL_2_MISO_IN | MISO_MO-IL | MISO_IN | Internal | Summer | B2 | 25 | 2100 | 0 | 90.76 | 90.75 | 0.01 | 0
2040 | MISO_MO-IL_2_MISO_IN | MISO_MO-IL | MISO_IN | Internal | Summer | B3 | 75 | 2100 | 0 | 88.5 | 88.49 | 0.01 | 0
2040 | MISO_MO-IL_2_MISO_IN | MISO_MO-IL | MISO_IN | Internal | Summer | B4 | 100 | 2100 | 0 | 88.2 | 88.19 | 0.01 | 0
2040 | MISO_MO-IL_2_MISO_IN | MISO_MO-IL | MISO_IN | Internal | Summer | B5 | 200 | 2100 | 0 | 86.07 | 86.05 | 0.01 | 0
2040 | MISO_MO-IL_2_MISO_IN | MISO_MO-IL | MISO_IN | Internal | Summer | B6 | 300 | 2100 | 0 | 68.84 | 68.82 | 0.01 | 0
2040 | MISO_MO-IL_2_MISO_IN | MISO_MO-IL | MISO_IN | Internal | Summer | B7 | 400 | 2100 | 739.76 | 55.2 | 55.21 | 0.01 | 0
2040 | MISO_MO-IL_2_MISO_IN | MISO_MO-IL | MISO_IN | Internal | Summer | B8 | 500 | 2100 | 1112.06 | 51.92 | 51.93 | 0.01 | 0
2040 | MISO_MO-IL_2_MISO_IN | MISO_MO-IL | MISO_IN | Internal | Summer | B9 | 800 | 2100 | 0 | 47.79 | 47.79 | 0.01 | 0
2040 | MISO_MO-IL_2_MISO_IN | MISO_MO-IL | MISO_IN | Internal | Summer | B10 | 1262 | 2100 | 2100 | 40.65 | 44.11 | 0.01 | 3.44
2040 | MISO_MO-IL_2_MISO_IN | MISO_MO-IL | MISO_IN | Internal | Winter | B16 | 25 | 2100 | 2100 | 63.94 | 64.59 | 0.01 | 0.64
2040 | MISO_MO-IL_2_MISO_IN | MISO_MO-IL | MISO_IN | Internal | Winter | B17 | 100 | 2100 | 2100 | 62.26 | 63.46 | 0.01 | 1.19
2040 | MISO_MO-IL_2_MISO_IN | MISO_MO-IL | MISO_IN | Internal | Winter | B18 | 400 | 2100 | 1098.42 | 60.1 | 60.11 | 0.01 | 0
2040 | MISO_MO-IL_2_MISO_IN | MISO_MO-IL | MISO_IN | Internal | Winter | B19 | 700 | 2100 | 525.26 | 56.65 | 56.66 | 0.01 | 0
2040 | MISO_MO-IL_2_MISO_IN | MISO_MO-IL | MISO_IN | Internal | Winter | B20 | 935 | 2100 | 2100 | 44.92 | 46.65 | 0.01 | 1.72
2040 | MISO_MO-IL_2_MISO_W | MISO_MO-IL | MISO_W | Internal | Shoulder | B11 | 25 | 960 | 0 | 83.4 | 83.39 | 0.01 | 0
2040 | MISO_MO-IL_2_MISO_W | MISO_MO-IL | MISO_W | Internal | Shoulder | B12 | 200 | 960 | 0 | 58.74 | 58.68 | 0.01 | 0
2040 | MISO_MO-IL_2_MISO_W | MISO_MO-IL | MISO_W | Internal | Shoulder | B13 | 600 | 960 | 0 | 57.15 | 57.14 | 0.01 | 0
2040 | MISO_MO-IL_2_MISO_W | MISO_MO-IL | MISO_W | Internal | Shoulder | B14 | 900 | 960 | 0 | 54.03 | 54.01 | 0.01 | 0
2040 | MISO_MO-IL_2_MISO_W | MISO_MO-IL | MISO_W | Internal | Shoulder | B15 | 1203 | 960 | 0 | 47.49 | 47.45 | 0.01 | 0
2040 | MISO_MO-IL_2_MISO_W | MISO_MO-IL | MISO_W | Internal | Summer | B1 | 10 | 960 | 0 | 93.59 | 93.58 | 0.01 | 0
2040 | MISO_MO-IL_2_MISO_W | MISO_MO-IL | MISO_W | Internal | Summer | B2 | 25 | 960 | 0 | 90.76 | 90.75 | 0.01 | 0
2040 | MISO_MO-IL_2_MISO_W | MISO_MO-IL | MISO_W | Internal | Summer | B3 | 75 | 960 | 960 | 88.5 | 89.88 | 0.01 | 1.37
2040 | MISO_MO-IL_2_MISO_W | MISO_MO-IL | MISO_W | Internal | Summer | B4 | 100 | 960 | 960 | 88.2 | 88.3 | 0.01 | 0.09
2040 | MISO_MO-IL_2_MISO_W | MISO_MO-IL | MISO_W | Internal | Summer | B5 | 200 | 960 | 169.61 | 86.07 | 86.08 | 0.01 | 0
2040 | MISO_MO-IL_2_MISO_W | MISO_MO-IL | MISO_W | Internal | Summer | B6 | 300 | 960 | 960 | 68.84 | 69.84 | 0.01 | 0.99
2040 | MISO_MO-IL_2_MISO_W | MISO_MO-IL | MISO_W | Internal | Summer | B7 | 400 | 960 | 0 | 55.2 | 55.19 | 0.01 | 0
2040 | MISO_MO-IL_2_MISO_W | MISO_MO-IL | MISO_W | Internal | Summer | B8 | 500 | 960 | 0 | 51.92 | 51.91 | 0.01 | 0
2040 | MISO_MO-IL_2_MISO_W | MISO_MO-IL | MISO_W | Internal | Summer | B9 | 800 | 960 | 0 | 47.79 | 47.78 | 0.01 | 0
2040 | MISO_MO-IL_2_MISO_W | MISO_MO-IL | MISO_W | Internal | Summer | B10 | 1262 | 960 | 0 | 40.65 | 40.11 | 0.01 | 0
2040 | MISO_MO-IL_2_MISO_W | MISO_MO-IL | MISO_W | Internal | Winter | B16 | 25 | 960 | 0 | 63.94 | 62.59 | 0.01 | 0
2040 | MISO_MO-IL_2_MISO_W | MISO_MO-IL | MISO_W | Internal | Winter | B17 | 100 | 960 | 0 | 62.26 | 62.25 | 0.01 | 0
2040 | MISO_MO-IL_2_MISO_W | MISO_MO-IL | MISO_W | Internal | Winter | B18 | 400 | 960 | 0 | 60.1 | 60.09 | 0.01 | 0
2040 | MISO_MO-IL_2_MISO_W | MISO_MO-IL | MISO_W | Internal | Winter | B19 | 700 | 960 | 0 | 56.65 | 56.64 | 0.01 | 0
2040 | MISO_MO-IL_2_MISO_W | MISO_MO-IL | MISO_W | Internal | Winter | B20 | 935 | 960 | 0 | 44.92 | 44.91 | 0.01 | 0
2040 | MISO_MO-IL_2_PJM_ROR | MISO_MO-IL | PJM_ROR | Internal | Shoulder | B11 | 25 | 1212 | 0 | 83.4 | 76.39 | 2 | 0
2040 | MISO_MO-IL_2_PJM_ROR | MISO_MO-IL | PJM_ROR | Internal | Shoulder | B12 | 200 | 1212 | 0 | 58.74 | 56.76 | 2 | 0
2040 | MISO_MO-IL_2_PJM_ROR | MISO_MO-IL | PJM_ROR | Internal | Shoulder | B13 | 600 | 1212 | 0 | 57.15 | 55.15 | 2 | 0
2040 | MISO_MO-IL_2_PJM_ROR | MISO_MO-IL | PJM_ROR | Internal | Shoulder | B14 | 900 | 1212 | 0 | 54.03 | 52.43 | 2 | 0
2040 | MISO_MO-IL_2_PJM_ROR | MISO_MO-IL | PJM_ROR | Internal | Shoulder | B15 | 1203 | 1212 | 0 | 47.49 | 47.26 | 2 | 0
2040 | MISO_MO-IL_2_PJM_ROR | MISO_MO-IL | PJM_ROR | Internal | Summer | B1 | 10 | 1212 | 0 | 93.59 | 88.94 | 2 | 0
2040 | MISO_MO-IL_2_PJM_ROR | MISO_MO-IL | PJM_ROR | Internal | Summer | B2 | 25 | 1212 | 0 | 90.76 | 88.75 | 2 | 0
2040 | MISO_MO-IL_2_PJM_ROR | MISO_MO-IL | PJM_ROR | Internal | Summer | B3 | 75 | 1212 | 0 | 88.5 | 86.48 | 2 | 0
2040 | MISO_MO-IL_2_PJM_ROR | MISO_MO-IL | PJM_ROR | Internal | Summer | B4 | 100 | 1212 | 0 | 88.2 | 86.3 | 2 | 0
2040 | MISO_MO-IL_2_PJM_ROR | MISO_MO-IL | PJM_ROR | Internal | Summer | B5 | 200 | 1212 | 0 | 86.07 | 84.04 | 2 | 0
2040 | MISO_MO-IL_2_PJM_ROR | MISO_MO-IL | PJM_ROR | Internal | Summer | B6 | 300 | 1212 | 0 | 68.84 | 66.81 | 2 | 0
2040 | MISO_MO-IL_2_PJM_ROR | MISO_MO-IL | PJM_ROR | Internal | Summer | B7 | 400 | 1212 | 0 | 55.2 | 54.38 | 2 | 0
2040 | MISO_MO-IL_2_PJM_ROR | MISO_MO-IL | PJM_ROR | Internal | Summer | B8 | 500 | 1212 | 0 | 51.92 | 51.74 | 2 | 0
2040 | MISO_MO-IL_2_PJM_ROR | MISO_MO-IL | PJM_ROR | Internal | Summer | B9 | 800 | 1212 | 0 | 47.79 | 47.34 | 2 | 0
2040 | MISO_MO-IL_2_PJM_ROR | MISO_MO-IL | PJM_ROR | Internal | Summer | B10 | 1262 | 1212 | 0 | 40.65 | 42.11 | 2 | 0
2040 | MISO_MO-IL_2_PJM_ROR | MISO_MO-IL | PJM_ROR | Internal | Winter | B16 | 25 | 1212 | 0 | 63.94 | 61.94 | 2 | 0
2040 | MISO_MO-IL_2_PJM_ROR | MISO_MO-IL | PJM_ROR | Internal | Winter | B17 | 100 | 1212 | 0 | 62.26 | 61.48 | 2 | 0
2040 | MISO_MO-IL_2_PJM_ROR | MISO_MO-IL | PJM_ROR | Internal | Winter | B18 | 400 | 1212 | 0 | 60.1 | 58.12 | 2 | 0
2040 | MISO_MO-IL_2_PJM_ROR | MISO_MO-IL | PJM_ROR | Internal | Winter | B19 | 700 | 1212 | 0 | 56.65 | 54.66 | 2 | 0
2040 | MISO_MO-IL_2_PJM_ROR | MISO_MO-IL | PJM_ROR | Internal | Winter | B20 | 935 | 1212 | 0 | 44.92 | 44.67 | 2 | 0
2040 | MISO_MO-IL_2_SPP_N | MISO_MO-IL | SPP_N | Internal | Shoulder | B11 | 25 | 2000 | 0 | 83.4 | 90.39 | 8 | 0
2040 | MISO_MO-IL_2_SPP_N | MISO_MO-IL | SPP_N | Internal | Shoulder | B12 | 200 | 2000 | 0 | 58.74 | 57.88 | 8 | 0
2040 | MISO_MO-IL_2_SPP_N | MISO_MO-IL | SPP_N | Internal | Shoulder | B13 | 600 | 2000 | 0 | 57.15 | 56.9 | 8 | 0
2040 | MISO_MO-IL_2_SPP_N | MISO_MO-IL | SPP_N | Internal | Shoulder | B14 | 900 | 2000 | 0 | 54.03 | 52.12 | 8 | 0
2040 | MISO_MO-IL_2_SPP_N | MISO_MO-IL | SPP_N | Internal | Shoulder | B15 | 1203 | 2000 | 0 | 47.49 | 42.49 | 8 | 0
2040 | MISO_MO-IL_2_SPP_N | MISO_MO-IL | SPP_N | Internal | Summer | B1 | 10 | 2000 | 0 | 93.59 | 90.76 | 8 | 0
2040 | MISO_MO-IL_2_SPP_N | MISO_MO-IL | SPP_N | Internal | Summer | B2 | 25 | 2000 | 0 | 90.76 | 90.76 | 8 | 0
2040 | MISO_MO-IL_2_SPP_N | MISO_MO-IL | SPP_N | Internal | Summer | B3 | 75 | 2000 | 0 | 88.5 | 90.76 | 8 | 0
2040 | MISO_MO-IL_2_SPP_N | MISO_MO-IL | SPP_N | Internal | Summer | B4 | 100 | 2000 | 0 | 88.2 | 90.76 | 8 | 0
2040 | MISO_MO-IL_2_SPP_N | MISO_MO-IL | SPP_N | Internal | Summer | B5 | 200 | 2000 | 0 | 86.07 | 90.76 | 8 | 0
2040 | MISO_MO-IL_2_SPP_N | MISO_MO-IL | SPP_N | Internal | Summer | B6 | 300 | 2000 | 286.88 | 68.84 | 76.84 | 8 | 0
2040 | MISO_MO-IL_2_SPP_N | MISO_MO-IL | SPP_N | Internal | Summer | B7 | 400 | 2000 | 0 | 55.2 | 60.11 | 8 | 0
2040 | MISO_MO-IL_2_SPP_N | MISO_MO-IL | SPP_N | Internal | Summer | B8 | 500 | 2000 | 0 | 51.92 | 55.03 | 8 | 0
2040 | MISO_MO-IL_2_SPP_N | MISO_MO-IL | SPP_N | Internal | Summer | B9 | 800 | 2000 | 0 | 47.79 | 54.78 | 8 | 0
2040 | MISO_MO-IL_2_SPP_N | MISO_MO-IL | SPP_N | Internal | Summer | B10 | 1262 | 2000 | 0 | 40.65 | 42.77 | 8 | 0
2040 | MISO_MO-IL_2_SPP_N | MISO_MO-IL | SPP_N | Internal | Winter | B16 | 25 | 2000 | 0 | 63.94 | 64.29 | 8 | 0
2040 | MISO_MO-IL_2_SPP_N | MISO_MO-IL | SPP_N | Internal | Winter | B17 | 100 | 2000 | 0 | 62.26 | 57.9 | 8 | 0
2040 | MISO_MO-IL_2_SPP_N | MISO_MO-IL | SPP_N | Internal | Winter | B18 | 400 | 2000 | 0 | 60.1 | 58.4 | 8 | 0
2040 | MISO_MO-IL_2_SPP_N | MISO_MO-IL | SPP_N | Internal | Winter | B19 | 700 | 2000 | 0 | 56.65 | 55.81 | 8 | 0
2040 | MISO_MO-IL_2_SPP_N | MISO_MO-IL | SPP_N | Internal | Winter | B20 | 935 | 2000 | 0 | 44.92 | 40.51 | 8 | 0
2040 | MISO_MO-IL_2_TVA_Transmission | MISO_MO-IL | TVA_Transmission | Internal | Shoulder | B11 | 25 | 4000 | 0 | 83.4 | 82.39 | 8 | 0
2040 | MISO_MO-IL_2_TVA_Transmission | MISO_MO-IL | TVA_Transmission | Internal | Shoulder | B12 | 200 | 4000 | 0 | 58.74 | 60.3 | 8 | 0
2040 | MISO_MO-IL_2_TVA_Transmission | MISO_MO-IL | TVA_Transmission | Internal | Shoulder | B13 | 600 | 4000 | 0 | 57.15 | 59.62 | 8 | 0
2040 | MISO_MO-IL_2_TVA_Transmission | MISO_MO-IL | TVA_Transmission | Internal | Shoulder | B14 | 900 | 4000 | 0 | 54.03 | 58.43 | 8 | 0
2040 | MISO_MO-IL_2_TVA_Transmission | MISO_MO-IL | TVA_Transmission | Internal | Shoulder | B15 | 1203 | 4000 | 0 | 47.49 | 52.16 | 8 | 0
2040 | MISO_MO-IL_2_TVA_Transmission | MISO_MO-IL | TVA_Transmission | Internal | Summer | B1 | 10 | 4000 | 2128.9 | 93.59 | 101.59 | 8 | 0
2040 | MISO_MO-IL_2_TVA_Transmission | MISO_MO-IL | TVA_Transmission | Internal | Summer | B2 | 25 | 4000 | 1332.82 | 90.76 | 98.76 | 8 | 0
2040 | MISO_MO-IL_2_TVA_Transmission | MISO_MO-IL | TVA_Transmission | Internal | Summer | B3 | 75 | 4000 | 0 | 88.5 | 92.48 | 8 | 0
2040 | MISO_MO-IL_2_TVA_Transmission | MISO_MO-IL | TVA_Transmission | Internal | Summer | B4 | 100 | 4000 | 0 | 88.2 | 92.3 | 8 | 0
2040 | MISO_MO-IL_2_TVA_Transmission | MISO_MO-IL | TVA_Transmission | Internal | Summer | B5 | 200 | 4000 | 0 | 86.07 | 90.04 | 8 | 0
2040 | MISO_MO-IL_2_TVA_Transmission | MISO_MO-IL | TVA_Transmission | Internal | Summer | B6 | 300 | 4000 | 0 | 68.84 | 71.98 | 8 | 0
2040 | MISO_MO-IL_2_TVA_Transmission | MISO_MO-IL | TVA_Transmission | Internal | Summer | B7 | 400 | 4000 | 0 | 55.2 | 59.08 | 8 | 0
2040 | MISO_MO-IL_2_TVA_Transmission | MISO_MO-IL | TVA_Transmission | Internal | Summer | B8 | 500 | 4000 | 0 | 51.92 | 57.28 | 8 | 0
2040 | MISO_MO-IL_2_TVA_Transmission | MISO_MO-IL | TVA_Transmission | Internal | Summer | B9 | 800 | 4000 | 0 | 47.79 | 53.34 | 8 | 0
2040 | MISO_MO-IL_2_TVA_Transmission | MISO_MO-IL | TVA_Transmission | Internal | Summer | B10 | 1262 | 4000 | 0 | 40.65 | 44.64 | 8 | 0
2040 | MISO_MO-IL_2_TVA_Transmission | MISO_MO-IL | TVA_Transmission | Internal | Winter | B16 | 25 | 4000 | 0 | 63.94 | 68.29 | 8 | 0
2040 | MISO_MO-IL_2_TVA_Transmission | MISO_MO-IL | TVA_Transmission | Internal | Winter | B17 | 100 | 4000 | 0 | 62.26 | 65.9 | 8 | 0
2040 | MISO_MO-IL_2_TVA_Transmission | MISO_MO-IL | TVA_Transmission | Internal | Winter | B18 | 400 | 4000 | 0 | 60.1 | 62.97 | 8 | 0
2040 | MISO_MO-IL_2_TVA_Transmission | MISO_MO-IL | TVA_Transmission | Internal | Winter | B19 | 700 | 4000 | 0 | 56.65 | 57.96 | 8 | 0
2040 | MISO_MO-IL_2_TVA_Transmission | MISO_MO-IL | TVA_Transmission | Internal | Winter | B20 | 935 | 4000 | 0 | 44.92 | 50.67 | 8 | 0
2040 | MISO_W_2_MAPP_CA | MISO_W | MAPP_CA | Internal | Shoulder | B11 | 25 | 718 | 0 | 83.39 | 47.44 | 0.01 | 0
2040 | MISO_W_2_MAPP_CA | MISO_W | MAPP_CA | Internal | Shoulder | B12 | 200 | 718 | 0 | 58.68 | 47.44 | 0.01 | 0
2040 | MISO_W_2_MAPP_CA | MISO_W | MAPP_CA | Internal | Shoulder | B13 | 600 | 718 | 0 | 57.14 | 47.44 | 0.01 | 0
2040 | MISO_W_2_MAPP_CA | MISO_W | MAPP_CA | Internal | Shoulder | B14 | 900 | 718 | 0 | 54.01 | 47.44 | 0.01 | 0
2040 | MISO_W_2_MAPP_CA | MISO_W | MAPP_CA | Internal | Shoulder | B15 | 1203 | 718 | 0 | 47.45 | 47.44 | 0.01 | 0
2040 | MISO_W_2_MAPP_CA | MISO_W | MAPP_CA | Internal | Summer | B1 | 10 | 718 | 0 | 93.58 | 40.12 | 0.01 | 0
2040 | MISO_W_2_MAPP_CA | MISO_W | MAPP_CA | Internal | Summer | B2 | 25 | 718 | 0 | 90.75 | 40.12 | 0.01 | 0
2040 | MISO_W_2_MAPP_CA | MISO_W | MAPP_CA | Internal | Summer | B3 | 75 | 718 | 0 | 89.88 | 56.33 | 0.01 | 0
2040 | MISO_W_2_MAPP_CA | MISO_W | MAPP_CA | Internal | Summer | B4 | 100 | 718 | 0 | 88.3 | 40.12 | 0.01 | 0
2040 | MISO_W_2_MAPP_CA | MISO_W | MAPP_CA | Internal | Summer | B5 | 200 | 718 | 0 | 86.08 | 40.12 | 0.01 | 0
2040 | MISO_W_2_MAPP_CA | MISO_W | MAPP_CA | Internal | Summer | B6 | 300 | 718 | 0 | 69.84 | 40.12 | 0.01 | 0
2040 | MISO_W_2_MAPP_CA | MISO_W | MAPP_CA | Internal | Summer | B7 | 400 | 718 | 0 | 55.19 | 40.12 | 0.01 | 0
2040 | MISO_W_2_MAPP_CA | MISO_W | MAPP_CA | Internal | Summer | B8 | 500 | 718 | 0 | 51.91 | 40.12 | 0.01 | 0
2040 | MISO_W_2_MAPP_CA | MISO_W | MAPP_CA | Internal | Summer | B9 | 800 | 718 | 0 | 47.78 | 40.12 | 0.01 | 0
2040 | MISO_W_2_MAPP_CA | MISO_W | MAPP_CA | Internal | Summer | B10 | 1262 | 718 | 482.93 | 40.11 | 40.12 | 0.01 | 0
2040 | MISO_W_2_MAPP_CA | MISO_W | MAPP_CA | Internal | Winter | B16 | 25 | 718 | 0 | 62.59 | 56.62 | 0.01 | 0
2040 | MISO_W_2_MAPP_CA | MISO_W | MAPP_CA | Internal | Winter | B17 | 100 | 718 | 0 | 62.25 | 56.62 | 0.01 | 0
2040 | MISO_W_2_MAPP_CA | MISO_W | MAPP_CA | Internal | Winter | B18 | 400 | 718 | 0 | 60.09 | 56.62 | 0.01 | 0
2040 | MISO_W_2_MAPP_CA | MISO_W | MAPP_CA | Internal | Winter | B19 | 700 | 718 | 0 | 56.64 | 56.62 | 0.01 | 0
2040 | MISO_W_2_MAPP_CA | MISO_W | MAPP_CA | Internal | Winter | B20 | 935 | 718 | 718 | 44.91 | 56.62 | 0.01 | 11.71
2040 | MISO_W_2_MISO_MO-IL | MISO_W | MISO_MO-IL | Internal | Shoulder | B11 | 25 | 3800 | 2980.67 | 83.39 | 83.4 | 0.01 | 0
2040 | MISO_W_2_MISO_MO-IL | MISO_W | MISO_MO-IL | Internal | Shoulder | B12 | 200 | 3800 | 3800 | 58.68 | 58.74 | 0.01 | 0.05
2040 | MISO_W_2_MISO_MO-IL | MISO_W | MISO_MO-IL | Internal | Shoulder | B13 | 600 | 3800 | 2302.13 | 57.14 | 57.15 | 0.01 | 0
2040 | MISO_W_2_MISO_MO-IL | MISO_W | MISO_MO-IL | Internal | Shoulder | B14 | 900 | 3800 | 3021.24 | 54.01 | 54.03 | 0.01 | 0
2040 | MISO_W_2_MISO_MO-IL | MISO_W | MISO_MO-IL | Internal | Shoulder | B15 | 1203 | 3800 | 3800 | 47.45 | 47.49 | 0.01 | 0.03
2040 | MISO_W_2_MISO_MO-IL | MISO_W | MISO_MO-IL | Internal | Summer | B1 | 10 | 3800 | 2243.26 | 93.58 | 93.59 | 0.01 | 0
2040 | MISO_W_2_MISO_MO-IL | MISO_W | MISO_MO-IL | Internal | Summer | B2 | 25 | 3800 | 856.39 | 90.75 | 90.76 | 0.01 | 0
2040 | MISO_W_2_MISO_MO-IL | MISO_W | MISO_MO-IL | Internal | Summer | B3 | 75 | 3800 | 0 | 89.88 | 88.5 | 0.01 | 0
2040 | MISO_W_2_MISO_MO-IL | MISO_W | MISO_MO-IL | Internal | Summer | B4 | 100 | 3800 | 0 | 88.3 | 88.2 | 0.01 | 0
2040 | MISO_W_2_MISO_MO-IL | MISO_W | MISO_MO-IL | Internal | Summer | B5 | 200 | 3800 | 0 | 86.08 | 86.07 | 0.01 | 0
2040 | MISO_W_2_MISO_MO-IL | MISO_W | MISO_MO-IL | Internal | Summer | B6 | 300 | 3800 | 0 | 69.84 | 68.84 | 0.01 | 0
2040 | MISO_W_2_MISO_MO-IL | MISO_W | MISO_MO-IL | Internal | Summer | B7 | 400 | 3800 | 1925.06 | 55.19 | 55.2 | 0.01 | 0
2040 | MISO_W_2_MISO_MO-IL | MISO_W | MISO_MO-IL | Internal | Summer | B8 | 500 | 3800 | 1681.7 | 51.91 | 51.92 | 0.01 | 0
2040 | MISO_W_2_MISO_MO-IL | MISO_W | MISO_MO-IL | Internal | Summer | B9 | 800 | 3800 | 1252.68 | 47.78 | 47.79 | 0.01 | 0
2040 | MISO_W_2_MISO_MO-IL | MISO_W | MISO_MO-IL | Internal | Summer | B10 | 1262 | 3800 | 3800 | 40.11 | 40.65 | 0.01 | 0.53
2040 | MISO_W_2_MISO_MO-IL | MISO_W | MISO_MO-IL | Internal | Winter | B16 | 25 | 3800 | 3800 | 62.59 | 63.94 | 0.01 | 1.33
2040 | MISO_W_2_MISO_MO-IL | MISO_W | MISO_MO-IL | Internal | Winter | B17 | 100 | 3800 | 2638.01 | 62.25 | 62.26 | 0.01 | 0
2040 | MISO_W_2_MISO_MO-IL | MISO_W | MISO_MO-IL | Internal | Winter | B18 | 400 | 3800 | 1127.92 | 60.09 | 60.1 | 0.01 | 0
2040 | MISO_W_2_MISO_MO-IL | MISO_W | MISO_MO-IL | Internal | Winter | B19 | 700 | 3800 | 119.09 | 56.64 | 56.65 | 0.01 | 0
2040 | MISO_W_2_MISO_MO-IL | MISO_W | MISO_MO-IL | Internal | Winter | B20 | 935 | 3800 | 2682.83 | 44.91 | 44.92 | 0.01 | 0
2040 | MISO_W_2_MISO_WUMS | MISO_W | MISO_WUMS | Internal | Shoulder | B11 | 25 | 1629 | 0 | 83.39 | 83.36 | 0.01 | 0
2040 | MISO_W_2_MISO_WUMS | MISO_W | MISO_WUMS | Internal | Shoulder | B12 | 200 | 1629 | 800.29 | 58.68 | 58.69 | 0.01 | 0
2040 | MISO_W_2_MISO_WUMS | MISO_W | MISO_WUMS | Internal | Shoulder | B13 | 600 | 1629 | 462.48 | 57.14 | 57.15 | 0.01 | 0
2040 | MISO_W_2_MISO_WUMS | MISO_W | MISO_WUMS | Internal | Shoulder | B14 | 900 | 1629 | 1629 | 54.01 | 54.04 | 0.01 | 0.01
2040 | MISO_W_2_MISO_WUMS | MISO_W | MISO_WUMS | Internal | Shoulder | B15 | 1203 | 1629 | 1629 | 47.45 | 49.49 | 0.01 | 2.03
2040 | MISO_W_2_MISO_WUMS | MISO_W | MISO_WUMS | Internal | Summer | B1 | 10 | 1629 | 0 | 93.58 | 84.3 | 0.01 | 0
2040 | MISO_W_2_MISO_WUMS | MISO_W | MISO_WUMS | Internal | Summer | B2 | 25 | 1629 | 0 | 90.75 | 84.3 | 0.01 | 0
2040 | MISO_W_2_MISO_WUMS | MISO_W | MISO_WUMS | Internal | Summer | B3 | 75 | 1629 | 0 | 89.88 | 84.3 | 0.01 | 0
2040 | MISO_W_2_MISO_WUMS | MISO_W | MISO_WUMS | Internal | Summer | B4 | 100 | 1629 | 0 | 88.3 | 84.3 | 0.01 | 0
2040 | MISO_W_2_MISO_WUMS | MISO_W | MISO_WUMS | Internal | Summer | B5 | 200 | 1629 | 0 | 86.08 | 84.3 | 0.01 | 0
2040 | MISO_W_2_MISO_WUMS | MISO_W | MISO_WUMS | Internal | Summer | B6 | 300 | 1629 | 0 | 69.84 | 68.81 | 0.01 | 0
2040 | MISO_W_2_MISO_WUMS | MISO_W | MISO_WUMS | Internal | Summer | B7 | 400 | 1629 | 306.93 | 55.19 | 55.2 | 0.01 | 0
2040 | MISO_W_2_MISO_WUMS | MISO_W | MISO_WUMS | Internal | Summer | B8 | 500 | 1629 | 1513.75 | 51.91 | 51.92 | 0.01 | 0
2040 | MISO_W_2_MISO_WUMS | MISO_W | MISO_WUMS | Internal | Summer | B9 | 800 | 1629 | 1265.12 | 47.78 | 47.79 | 0.01 | 0
2040 | MISO_W_2_MISO_WUMS | MISO_W | MISO_WUMS | Internal | Summer | B10 | 1262 | 1629 | 1629 | 40.11 | 44.13 | 0.01 | 4.01
2040 | MISO_W_2_MISO_WUMS | MISO_W | MISO_WUMS | Internal | Winter | B16 | 25 | 1629 | 1629 | 62.59 | 63.94 | 0.01 | 1.33
2040 | MISO_W_2_MISO_WUMS | MISO_W | MISO_WUMS | Internal | Winter | B17 | 100 | 1629 | 1629 | 62.25 | 63.46 | 0.01 | 1.2
2040 | MISO_W_2_MISO_WUMS | MISO_W | MISO_WUMS | Internal | Winter | B18 | 400 | 1629 | 1629 | 60.09 | 60.11 | 0.01 | 0.01
2040 | MISO_W_2_MISO_WUMS | MISO_W | MISO_WUMS | Internal | Winter | B19 | 700 | 1629 | 1629 | 56.64 | 56.66 | 0.01 | 0.01
2040 | MISO_W_2_MISO_WUMS | MISO_W | MISO_WUMS | Internal | Winter | B20 | 935 | 1629 | 1629 | 44.91 | 46.67 | 0.01 | 1.75
2040 | MISO_W_2_NE | MISO_W | NE | Internal | Shoulder | B11 | 25 | 2800 | 0 | 83.39 | 90.37 | 7 | 0
2040 | MISO_W_2_NE | MISO_W | NE | Internal | Shoulder | B12 | 200 | 2800 | 0 | 58.68 | 57.87 | 7 | 0
2040 | MISO_W_2_NE | MISO_W | NE | Internal | Shoulder | B13 | 600 | 2800 | 0 | 57.14 | 56.89 | 7 | 0
2040 | MISO_W_2_NE | MISO_W | NE | Internal | Shoulder | B14 | 900 | 2800 | 0 | 54.01 | 52.11 | 7 | 0
2040 | MISO_W_2_NE | MISO_W | NE | Internal | Shoulder | B15 | 1203 | 2800 | 0 | 47.45 | 42.48 | 7 | 0
2040 | MISO_W_2_NE | MISO_W | NE | Internal | Summer | B1 | 10 | 2800 | 0 | 93.58 | 90.77 | 7 | 0
2040 | MISO_W_2_NE | MISO_W | NE | Internal | Summer | B2 | 25 | 2800 | 0 | 90.75 | 90.75 | 7 | 0
2040 | MISO_W_2_NE | MISO_W | NE | Internal | Summer | B3 | 75 | 2800 | 0 | 89.88 | 90.75 | 7 | 0
2040 | MISO_W_2_NE | MISO_W | NE | Internal | Summer | B4 | 100 | 2800 | 0 | 88.3 | 90.75 | 7 | 0
2040 | MISO_W_2_NE | MISO_W | NE | Internal | Summer | B5 | 200 | 2800 | 0 | 86.08 | 90.75 | 7 | 0
2040 | MISO_W_2_NE | MISO_W | NE | Internal | Summer | B6 | 300 | 2800 | 0 | 69.84 | 76.82 | 7 | 0
2040 | MISO_W_2_NE | MISO_W | NE | Internal | Summer | B7 | 400 | 2800 | 0 | 55.19 | 60.1 | 7 | 0
2040 | MISO_W_2_NE | MISO_W | NE | Internal | Summer | B8 | 500 | 2800 | 0 | 51.91 | 55.02 | 7 | 0
2040 | MISO_W_2_NE | MISO_W | NE | Internal | Summer | B9 | 800 | 2800 | 0 | 47.78 | 54.77 | 7 | 0
2040 | MISO_W_2_NE | MISO_W | NE | Internal | Summer | B10 | 1262 | 2800 | 0 | 40.11 | 40.11 | 7 | 0
2040 | MISO_W_2_NE | MISO_W | NE | Internal | Winter | B16 | 25 | 2800 | 0 | 62.59 | 64.28 | 7 | 0
2040 | MISO_W_2_NE | MISO_W | NE | Internal | Winter | B17 | 100 | 2800 | 0 | 62.25 | 57.89 | 7 | 0
2040 | MISO_W_2_NE | MISO_W | NE | Internal | Winter | B18 | 400 | 2800 | 0 | 60.09 | 58.39 | 7 | 0
2040 | MISO_W_2_NE | MISO_W | NE | Internal | Winter | B19 | 700 | 2800 | 0 | 56.64 | 55.8 | 7 | 0
2040 | MISO_W_2_NE | MISO_W | NE | Internal | Winter | B20 | 935 | 2800 | 0 | 44.91 | 40.5 | 7 | 0
2040 | MISO_W_2_PJM_ROR | MISO_W | PJM_ROR | Internal | Shoulder | B11 | 25 | 773 | 0 | 83.39 | 76.39 | 2 | 0
2040 | MISO_W_2_PJM_ROR | MISO_W | PJM_ROR | Internal | Shoulder | B12 | 200 | 773 | 0 | 58.68 | 56.76 | 2 | 0
2040 | MISO_W_2_PJM_ROR | MISO_W | PJM_ROR | Internal | Shoulder | B13 | 600 | 773 | 0 | 57.14 | 55.15 | 2 | 0
2040 | MISO_W_2_PJM_ROR | MISO_W | PJM_ROR | Internal | Shoulder | B14 | 900 | 773 | 0 | 54.01 | 52.43 | 2 | 0
2040 | MISO_W_2_PJM_ROR | MISO_W | PJM_ROR | Internal | Shoulder | B15 | 1203 | 773 | 0 | 47.45 | 47.26 | 2 | 0
2040 | MISO_W_2_PJM_ROR | MISO_W | PJM_ROR | Internal | Summer | B1 | 10 | 773 | 0 | 93.58 | 88.94 | 2 | 0
2040 | MISO_W_2_PJM_ROR | MISO_W | PJM_ROR | Internal | Summer | B2 | 25 | 773 | 0 | 90.75 | 88.75 | 2 | 0
2040 | MISO_W_2_PJM_ROR | MISO_W | PJM_ROR | Internal | Summer | B3 | 75 | 773 | 0 | 89.88 | 86.48 | 2 | 0
2040 | MISO_W_2_PJM_ROR | MISO_W | PJM_ROR | Internal | Summer | B4 | 100 | 773 | 0 | 88.3 | 86.3 | 2 | 0
2040 | MISO_W_2_PJM_ROR | MISO_W | PJM_ROR | Internal | Summer | B5 | 200 | 773 | 0 | 86.08 | 84.04 | 2 | 0
2040 | MISO_W_2_PJM_ROR | MISO_W | PJM_ROR | Internal | Summer | B6 | 300 | 773 | 0 | 69.84 | 66.81 | 2 | 0
2040 | MISO_W_2_PJM_ROR | MISO_W | PJM_ROR | Internal | Summer | B7 | 400 | 773 | 0 | 55.19 | 54.38 | 2 | 0
2040 | MISO_W_2_PJM_ROR | MISO_W | PJM_ROR | Internal | Summer | B8 | 500 | 773 | 0 | 51.91 | 51.74 | 2 | 0
2040 | MISO_W_2_PJM_ROR | MISO_W | PJM_ROR | Internal | Summer | B9 | 800 | 773 | 0 | 47.78 | 47.34 | 2 | 0
2040 | MISO_W_2_PJM_ROR | MISO_W | PJM_ROR | Internal | Summer | B10 | 1262 | 773 | 600.48 | 40.11 | 42.11 | 2 | 0
2040 | MISO_W_2_PJM_ROR | MISO_W | PJM_ROR | Internal | Winter | B16 | 25 | 773 | 0 | 62.59 | 61.94 | 2 | 0
2040 | MISO_W_2_PJM_ROR | MISO_W | PJM_ROR | Internal | Winter | B17 | 100 | 773 | 0 | 62.25 | 61.48 | 2 | 0
2040 | MISO_W_2_PJM_ROR | MISO_W | PJM_ROR | Internal | Winter | B18 | 400 | 773 | 0 | 60.09 | 58.12 | 2 | 0
2040 | MISO_W_2_PJM_ROR | MISO_W | PJM_ROR | Internal | Winter | B19 | 700 | 773 | 0 | 56.64 | 54.66 | 2 | 0
2040 | MISO_W_2_PJM_ROR | MISO_W | PJM_ROR | Internal | Winter | B20 | 935 | 773 | 0 | 44.91 | 44.67 | 2 | 0
2040 | MISO_W_2_SPP_N | MISO_W | SPP_N | Internal | Shoulder | B11 | 25 | 3200 | 336.43 | 83.39 | 90.39 | 7 | 0
2040 | MISO_W_2_SPP_N | MISO_W | SPP_N | Internal | Shoulder | B12 | 200 | 3200 | 0 | 58.68 | 57.88 | 7 | 0
2040 | MISO_W_2_SPP_N | MISO_W | SPP_N | Internal | Shoulder | B13 | 600 | 3200 | 0 | 57.14 | 56.9 | 7 | 0
2040 | MISO_W_2_SPP_N | MISO_W | SPP_N | Internal | Shoulder | B14 | 900 | 3200 | 0 | 54.01 | 52.12 | 7 | 0
2040 | MISO_W_2_SPP_N | MISO_W | SPP_N | Internal | Shoulder | B15 | 1203 | 3200 | 0 | 47.45 | 42.49 | 7 | 0
2040 | MISO_W_2_SPP_N | MISO_W | SPP_N | Internal | Summer | B1 | 10 | 3200 | 0 | 93.58 | 90.76 | 7 | 0
2040 | MISO_W_2_SPP_N | MISO_W | SPP_N | Internal | Summer | B2 | 25 | 3200 | 0 | 90.75 | 90.76 | 7 | 0
2040 | MISO_W_2_SPP_N | MISO_W | SPP_N | Internal | Summer | B3 | 75 | 3200 | 0 | 89.88 | 90.76 | 7 | 0
2040 | MISO_W_2_SPP_N | MISO_W | SPP_N | Internal | Summer | B4 | 100 | 3200 | 0 | 88.3 | 90.76 | 7 | 0
2040 | MISO_W_2_SPP_N | MISO_W | SPP_N | Internal | Summer | B5 | 200 | 3200 | 0 | 86.08 | 90.76 | 7 | 0
2040 | MISO_W_2_SPP_N | MISO_W | SPP_N | Internal | Summer | B6 | 300 | 3200 | 2256.47 | 69.84 | 76.84 | 7 | 0
2040 | MISO_W_2_SPP_N | MISO_W | SPP_N | Internal | Summer | B7 | 400 | 3200 | 0 | 55.19 | 60.11 | 7 | 0
2040 | MISO_W_2_SPP_N | MISO_W | SPP_N | Internal | Summer | B8 | 500 | 3200 | 0 | 51.91 | 55.03 | 7 | 0
2040 | MISO_W_2_SPP_N | MISO_W | SPP_N | Internal | Summer | B9 | 800 | 3200 | 1520.75 | 47.78 | 54.78 | 7 | 0
2040 | MISO_W_2_SPP_N | MISO_W | SPP_N | Internal | Summer | B10 | 1262 | 3200 | 0 | 40.11 | 42.77 | 7 | 0
2040 | MISO_W_2_SPP_N | MISO_W | SPP_N | Internal | Winter | B16 | 25 | 3200 | 0 | 62.59 | 64.29 | 7 | 0
2040 | MISO_W_2_SPP_N | MISO_W | SPP_N | Internal | Winter | B17 | 100 | 3200 | 0 | 62.25 | 57.9 | 7 | 0
2040 | MISO_W_2_SPP_N | MISO_W | SPP_N | Internal | Winter | B18 | 400 | 3200 | 0 | 60.09 | 58.4 | 7 | 0
2040 | MISO_W_2_SPP_N | MISO_W | SPP_N | Internal | Winter | B19 | 700 | 3200 | 0 | 56.64 | 55.81 | 7 | 0
2040 | MISO_W_2_SPP_N | MISO_W | SPP_N | Internal | Winter | B20 | 935 | 3200 | 0 | 44.91 | 40.51 | 7 | 0
2040 | MISO_WUMS_2_MISO_MI | MISO_WUMS | MISO_MI | Internal | Shoulder | B11 | 25 | 929 | 269.47 | 83.36 | 83.37 | 0.01 | 0
2040 | MISO_WUMS_2_MISO_MI | MISO_WUMS | MISO_MI | Internal | Shoulder | B12 | 200 | 929 | 929 | 58.69 | 58.77 | 0.01 | 0.07
2040 | MISO_WUMS_2_MISO_MI | MISO_WUMS | MISO_MI | Internal | Shoulder | B13 | 600 | 929 | 929 | 57.15 | 57.18 | 0.01 | 0.01
2040 | MISO_WUMS_2_MISO_MI | MISO_WUMS | MISO_MI | Internal | Shoulder | B14 | 900 | 929 | 619.39 | 54.04 | 54.05 | 0.01 | 0
2040 | MISO_WUMS_2_MISO_MI | MISO_WUMS | MISO_MI | Internal | Shoulder | B15 | 1203 | 929 | 0 | 49.49 | 49.48 | 0.01 | 0
2040 | MISO_WUMS_2_MISO_MI | MISO_WUMS | MISO_MI | Internal | Summer | B1 | 10 | 929 | 929 | 84.3 | 93.57 | 0.01 | 9.25
2040 | MISO_WUMS_2_MISO_MI | MISO_WUMS | MISO_MI | Internal | Summer | B2 | 25 | 929 | 929 | 84.3 | 90.75 | 0.01 | 6.44
2040 | MISO_WUMS_2_MISO_MI | MISO_WUMS | MISO_MI | Internal | Summer | B3 | 75 | 929 | 929 | 84.3 | 88.48 | 0.01 | 4.16
2040 | MISO_WUMS_2_MISO_MI | MISO_WUMS | MISO_MI | Internal | Summer | B4 | 100 | 929 | 929 | 84.3 | 88.18 | 0.01 | 3.86
2040 | MISO_WUMS_2_MISO_MI | MISO_WUMS | MISO_MI | Internal | Summer | B5 | 200 | 929 | 929 | 84.3 | 85.58 | 0.01 | 1.26
2040 | MISO_WUMS_2_MISO_MI | MISO_WUMS | MISO_MI | Internal | Summer | B6 | 300 | 929 | 0 | 68.81 | 68.81 | 0.01 | 0
2040 | MISO_WUMS_2_MISO_MI | MISO_WUMS | MISO_MI | Internal | Summer | B7 | 400 | 929 | 929 | 55.2 | 55.23 | 0.01 | 0.01
2040 | MISO_WUMS_2_MISO_MI | MISO_WUMS | MISO_MI | Internal | Summer | B8 | 500 | 929 | 929 | 51.92 | 51.94 | 0.01 | 0.01
2040 | MISO_WUMS_2_MISO_MI | MISO_WUMS | MISO_MI | Internal | Summer | B9 | 800 | 929 | 456.19 | 47.79 | 47.8 | 0.01 | 0
2040 | MISO_WUMS_2_MISO_MI | MISO_WUMS | MISO_MI | Internal | Summer | B10 | 1262 | 929 | 0 | 44.13 | 44.12 | 0.01 | 0
2040 | MISO_WUMS_2_MISO_MI | MISO_WUMS | MISO_MI | Internal | Winter | B16 | 25 | 929 | 929 | 63.94 | 64.59 | 0.01 | 0.64
2040 | MISO_WUMS_2_MISO_MI | MISO_WUMS | MISO_MI | Internal | Winter | B17 | 100 | 929 | 665.41 | 63.46 | 63.48 | 0.01 | 0
2040 | MISO_WUMS_2_MISO_MI | MISO_WUMS | MISO_MI | Internal | Winter | B18 | 400 | 929 | 868.62 | 60.11 | 60.12 | 0.01 | 0
2040 | MISO_WUMS_2_MISO_MI | MISO_WUMS | MISO_MI | Internal | Winter | B19 | 700 | 929 | 622.91 | 56.66 | 56.67 | 0.01 | 0
2040 | MISO_WUMS_2_MISO_MI | MISO_WUMS | MISO_MI | Internal | Winter | B20 | 935 | 929 | 0 | 46.67 | 46.66 | 0.01 | 0
2040 | MISO_WUMS_2_MISO_W | MISO_WUMS | MISO_W | Internal | Shoulder | B11 | 25 | 1137 | 1136.99 | 83.36 | 83.39 | 0.01 | 0.01
2040 | MISO_WUMS_2_MISO_W | MISO_WUMS | MISO_W | Internal | Shoulder | B12 | 200 | 1137 | 0 | 58.69 | 58.68 | 0.01 | 0
2040 | MISO_WUMS_2_MISO_W | MISO_WUMS | MISO_W | Internal | Shoulder | B13 | 600 | 1137 | 0 | 57.15 | 57.14 | 0.01 | 0
2040 | MISO_WUMS_2_MISO_W | MISO_WUMS | MISO_W | Internal | Shoulder | B14 | 900 | 1137 | 0 | 54.04 | 54.01 | 0.01 | 0
2040 | MISO_WUMS_2_MISO_W | MISO_WUMS | MISO_W | Internal | Shoulder | B15 | 1203 | 1137 | 0 | 49.49 | 47.45 | 0.01 | 0
2040 | MISO_WUMS_2_MISO_W | MISO_WUMS | MISO_W | Internal | Summer | B1 | 10 | 1137 | 1137 | 84.3 | 93.58 | 0.01 | 9.26
2040 | MISO_WUMS_2_MISO_W | MISO_WUMS | MISO_W | Internal | Summer | B2 | 25 | 1137 | 1137 | 84.3 | 90.75 | 0.01 | 6.44
2040 | MISO_WUMS_2_MISO_W | MISO_WUMS | MISO_W | Internal | Summer | B3 | 75 | 1137 | 1137 | 84.3 | 89.88 | 0.01 | 5.57
2040 | MISO_WUMS_2_MISO_W | MISO_WUMS | MISO_W | Internal | Summer | B4 | 100 | 1137 | 1137 | 84.3 | 88.3 | 0.01 | 3.99
2040 | MISO_WUMS_2_MISO_W | MISO_WUMS | MISO_W | Internal | Summer | B5 | 200 | 1137 | 1137 | 84.3 | 86.08 | 0.01 | 1.76
2040 | MISO_WUMS_2_MISO_W | MISO_WUMS | MISO_W | Internal | Summer | B6 | 300 | 1137 | 1137 | 68.81 | 69.84 | 0.01 | 1.01
2040 | MISO_WUMS_2_MISO_W | MISO_WUMS | MISO_W | Internal | Summer | B7 | 400 | 1137 | 0 | 55.2 | 55.19 | 0.01 | 0
2040 | MISO_WUMS_2_MISO_W | MISO_WUMS | MISO_W | Internal | Summer | B8 | 500 | 1137 | 0 | 51.92 | 51.91 | 0.01 | 0
2040 | MISO_WUMS_2_MISO_W | MISO_WUMS | MISO_W | Internal | Summer | B9 | 800 | 1137 | 0 | 47.79 | 47.78 | 0.01 | 0
2040 | MISO_WUMS_2_MISO_W | MISO_WUMS | MISO_W | Internal | Summer | B10 | 1262 | 1137 | 0 | 44.13 | 40.11 | 0.01 | 0
2040 | MISO_WUMS_2_MISO_W | MISO_WUMS | MISO_W | Internal | Winter | B16 | 25 | 1137 | 0 | 63.94 | 62.59 | 0.01 | 0
2040 | MISO_WUMS_2_MISO_W | MISO_WUMS | MISO_W | Internal | Winter | B17 | 100 | 1137 | 0 | 63.46 | 62.25 | 0.01 | 0
2040 | MISO_WUMS_2_MISO_W | MISO_WUMS | MISO_W | Internal | Winter | B18 | 400 | 1137 | 0 | 60.11 | 60.09 | 0.01 | 0
2040 | MISO_WUMS_2_MISO_W | MISO_WUMS | MISO_W | Internal | Winter | B19 | 700 | 1137 | 0 | 56.66 | 56.64 | 0.01 | 0
2040 | MISO_WUMS_2_MISO_W | MISO_WUMS | MISO_W | Internal | Winter | B20 | 935 | 1137 | 0 | 46.67 | 44.91 | 0.01 | 0
2040 | MISO_WUMS_2_PJM_ROR | MISO_WUMS | PJM_ROR | Internal | Shoulder | B11 | 25 | 1600 | 0 | 83.36 | 76.39 | 2 | 0
2040 | MISO_WUMS_2_PJM_ROR | MISO_WUMS | PJM_ROR | Internal | Shoulder | B12 | 200 | 1600 | 0 | 58.69 | 56.76 | 2 | 0
2040 | MISO_WUMS_2_PJM_ROR | MISO_WUMS | PJM_ROR | Internal | Shoulder | B13 | 600 | 1600 | 0 | 57.15 | 55.15 | 2 | 0
2040 | MISO_WUMS_2_PJM_ROR | MISO_WUMS | PJM_ROR | Internal | Shoulder | B14 | 900 | 1600 | 0 | 54.04 | 52.43 | 2 | 0
2040 | MISO_WUMS_2_PJM_ROR | MISO_WUMS | PJM_ROR | Internal | Shoulder | B15 | 1203 | 1600 | 0 | 49.49 | 47.26 | 2 | 0
2040 | MISO_WUMS_2_PJM_ROR | MISO_WUMS | PJM_ROR | Internal | Summer | B1 | 10 | 1600 | 1600 | 84.3 | 88.94 | 2 | 2.64
2040 | MISO_WUMS_2_PJM_ROR | MISO_WUMS | PJM_ROR | Internal | Summer | B2 | 25 | 1600 | 1600 | 84.3 | 88.75 | 2 | 2.45
2040 | MISO_WUMS_2_PJM_ROR | MISO_WUMS | PJM_ROR | Internal | Summer | B3 | 75 | 1600 | 1600 | 84.3 | 86.48 | 2 | 0.17
2040 | MISO_WUMS_2_PJM_ROR | MISO_WUMS | PJM_ROR | Internal | Summer | B4 | 100 | 1600 | 422.09 | 84.3 | 86.3 | 2 | 0
2040 | MISO_WUMS_2_PJM_ROR | MISO_WUMS | PJM_ROR | Internal | Summer | B5 | 200 | 1600 | 0 | 84.3 | 84.04 | 2 | 0
2040 | MISO_WUMS_2_PJM_ROR | MISO_WUMS | PJM_ROR | Internal | Summer | B6 | 300 | 1600 | 0 | 68.81 | 66.81 | 2 | 0
2040 | MISO_WUMS_2_PJM_ROR | MISO_WUMS | PJM_ROR | Internal | Summer | B7 | 400 | 1600 | 0 | 55.2 | 54.38 | 2 | 0
2040 | MISO_WUMS_2_PJM_ROR | MISO_WUMS | PJM_ROR | Internal | Summer | B8 | 500 | 1600 | 0 | 51.92 | 51.74 | 2 | 0
2040 | MISO_WUMS_2_PJM_ROR | MISO_WUMS | PJM_ROR | Internal | Summer | B9 | 800 | 1600 | 0 | 47.79 | 47.34 | 2 | 0
2040 | MISO_WUMS_2_PJM_ROR | MISO_WUMS | PJM_ROR | Internal | Summer | B10 | 1262 | 1600 | 0 | 44.13 | 42.11 | 2 | 0
2040 | MISO_WUMS_2_PJM_ROR | MISO_WUMS | PJM_ROR | Internal | Winter | B16 | 25 | 1600 | 0 | 63.94 | 61.94 | 2 | 0
2040 | MISO_WUMS_2_PJM_ROR | MISO_WUMS | PJM_ROR | Internal | Winter | B17 | 100 | 1600 | 0 | 63.46 | 61.48 | 2 | 0
2040 | MISO_WUMS_2_PJM_ROR | MISO_WUMS | PJM_ROR | Internal | Winter | B18 | 400 | 1600 | 0 | 60.11 | 58.12 | 2 | 0
2040 | MISO_WUMS_2_PJM_ROR | MISO_WUMS | PJM_ROR | Internal | Winter | B19 | 700 | 1600 | 0 | 56.66 | 54.66 | 2 | 0
2040 | MISO_WUMS_2_PJM_ROR | MISO_WUMS | PJM_ROR | Internal | Winter | B20 | 935 | 1600 | 0 | 46.67 | 44.67 | 2 | 0
2040 | NE_2_MISO_W | NE | MISO_W | Internal | Shoulder | B11 | 25 | 1600 | 0 | 90.37 | 83.39 | 5 | 0
2040 | NE_2_MISO_W | NE | MISO_W | Internal | Shoulder | B12 | 200 | 1600 | 0 | 57.87 | 58.68 | 5 | 0
2040 | NE_2_MISO_W | NE | MISO_W | Internal | Shoulder | B13 | 600 | 1600 | 0 | 56.89 | 57.14 | 5 | 0
2040 | NE_2_MISO_W | NE | MISO_W | Internal | Shoulder | B14 | 900 | 1600 | 0 | 52.11 | 54.01 | 5 | 0
2040 | NE_2_MISO_W | NE | MISO_W | Internal | Shoulder | B15 | 1203 | 1600 | 0 | 42.48 | 47.45 | 5 | 0
2040 | NE_2_MISO_W | NE | MISO_W | Internal | Summer | B1 | 10 | 1600 | 0 | 90.77 | 93.58 | 5 | 0
2040 | NE_2_MISO_W | NE | MISO_W | Internal | Summer | B2 | 25 | 1600 | 0 | 90.75 | 90.75 | 5 | 0
2040 | NE_2_MISO_W | NE | MISO_W | Internal | Summer | B3 | 75 | 1600 | 0 | 90.75 | 89.88 | 5 | 0
2040 | NE_2_MISO_W | NE | MISO_W | Internal | Summer | B4 | 100 | 1600 | 0 | 90.75 | 88.3 | 5 | 0
2040 | NE_2_MISO_W | NE | MISO_W | Internal | Summer | B5 | 200 | 1600 | 0 | 90.75 | 86.08 | 5 | 0
2040 | NE_2_MISO_W | NE | MISO_W | Internal | Summer | B6 | 300 | 1600 | 0 | 76.82 | 69.84 | 5 | 0
2040 | NE_2_MISO_W | NE | MISO_W | Internal | Summer | B7 | 400 | 1600 | 0 | 60.1 | 55.19 | 5 | 0
2040 | NE_2_MISO_W | NE | MISO_W | Internal | Summer | B8 | 500 | 1600 | 0 | 55.02 | 51.91 | 5 | 0
2040 | NE_2_MISO_W | NE | MISO_W | Internal | Summer | B9 | 800 | 1600 | 0 | 54.77 | 47.78 | 5 | 0
2040 | NE_2_MISO_W | NE | MISO_W | Internal | Summer | B10 | 1262 | 1600 | 0 | 40.11 | 40.11 | 5 | 0
2040 | NE_2_MISO_W | NE | MISO_W | Internal | Winter | B16 | 25 | 1600 | 0 | 64.28 | 62.59 | 5 | 0
2040 | NE_2_MISO_W | NE | MISO_W | Internal | Winter | B17 | 100 | 1600 | 0 | 57.89 | 62.25 | 5 | 0
2040 | NE_2_MISO_W | NE | MISO_W | Internal | Winter | B18 | 400 | 1600 | 0 | 58.39 | 60.09 | 5 | 0
2040 | NE_2_MISO_W | NE | MISO_W | Internal | Winter | B19 | 700 | 1600 | 0 | 55.8 | 56.64 | 5 | 0
2040 | NE_2_MISO_W | NE | MISO_W | Internal | Winter | B20 | 935 | 1600 | 0 | 40.5 | 44.91 | 5 | 0
2040 | NE_2_SPP_N | NE | SPP_N | Internal | Shoulder | B11 | 25 | 3001 | 1863.72 | 90.37 | 90.39 | 0.01 | 0
2040 | NE_2_SPP_N | NE | SPP_N | Internal | Shoulder | B12 | 200 | 3001 | 665.75 | 57.87 | 57.88 | 0.01 | 0
2040 | NE_2_SPP_N | NE | SPP_N | Internal | Shoulder | B13 | 600 | 3001 | 1335.9 | 56.89 | 56.9 | 0.01 | 0
2040 | NE_2_SPP_N | NE | SPP_N | Internal | Shoulder | B14 | 900 | 3001 | 384.41 | 52.11 | 52.12 | 0.01 | 0
2040 | NE_2_SPP_N | NE | SPP_N | Internal | Shoulder | B15 | 1203 | 3001 | 1460.96 | 42.48 | 42.49 | 0.01 | 0
2040 | NE_2_SPP_N | NE | SPP_N | Internal | Summer | B1 | 10 | 3001 | 0 | 90.77 | 90.76 | 0.01 | 0
2040 | NE_2_SPP_N | NE | SPP_N | Internal | Summer | B2 | 25 | 3001 | 947.78 | 90.75 | 90.76 | 0.01 | 0
2040 | NE_2_SPP_N | NE | SPP_N | Internal | Summer | B3 | 75 | 3001 | 983.68 | 90.75 | 90.76 | 0.01 | 0
2040 | NE_2_SPP_N | NE | SPP_N | Internal | Summer | B4 | 100 | 3001 | 1356.58 | 90.75 | 90.76 | 0.01 | 0
2040 | NE_2_SPP_N | NE | SPP_N | Internal | Summer | B5 | 200 | 3001 | 1626.34 | 90.75 | 90.76 | 0.01 | 0
2040 | NE_2_SPP_N | NE | SPP_N | Internal | Summer | B6 | 300 | 3001 | 1954.49 | 76.82 | 76.84 | 0.01 | 0
2040 | NE_2_SPP_N | NE | SPP_N | Internal | Summer | B7 | 400 | 3001 | 1793.22 | 60.1 | 60.11 | 0.01 | 0
2040 | NE_2_SPP_N | NE | SPP_N | Internal | Summer | B8 | 500 | 3001 | 2037.57 | 55.02 | 55.03 | 0.01 | 0
2040 | NE_2_SPP_N | NE | SPP_N | Internal | Summer | B9 | 800 | 3001 | 2672.8 | 54.77 | 54.78 | 0.01 | 0
2040 | NE_2_SPP_N | NE | SPP_N | Internal | Summer | B10 | 1262 | 3001 | 3001 | 40.11 | 42.77 | 0.01 | 2.65
2040 | NE_2_SPP_N | NE | SPP_N | Internal | Winter | B16 | 25 | 3001 | 2357.11 | 64.28 | 64.29 | 0.01 | 0
2040 | NE_2_SPP_N | NE | SPP_N | Internal | Winter | B17 | 100 | 3001 | 2548.31 | 57.89 | 57.9 | 0.01 | 0
2040 | NE_2_SPP_N | NE | SPP_N | Internal | Winter | B18 | 400 | 3001 | 2434.09 | 58.39 | 58.4 | 0.01 | 0
2040 | NE_2_SPP_N | NE | SPP_N | Internal | Winter | B19 | 700 | 3001 | 582.89 | 55.8 | 55.81 | 0.01 | 0
2040 | NE_2_SPP_N | NE | SPP_N | Internal | Winter | B20 | 935 | 3001 | 2226.55 | 40.5 | 40.51 | 0.01 | 0
2040 | NEISO_2_NYISO_A-F | NEISO | NYISO_A-F | Internal | Shoulder | B11 | 25 | 600 | 600 | 45.22 | 53.78 | 3 | 5.56
2040 | NEISO_2_NYISO_A-F | NEISO | NYISO_A-F | Internal | Shoulder | B12 | 200 | 600 | 600 | 45.22 | 53.78 | 3 | 5.56
2040 | NEISO_2_NYISO_A-F | NEISO | NYISO_A-F | Internal | Shoulder | B13 | 600 | 600 | 600 | 45.22 | 49.07 | 3 | 0.85
2040 | NEISO_2_NYISO_A-F | NEISO | NYISO_A-F | Internal | Shoulder | B14 | 900 | 600 | 600 | 45.22 | 49.02 | 3 | 0.8
2040 | NEISO_2_NYISO_A-F | NEISO | NYISO_A-F | Internal | Shoulder | B15 | 1203 | 600 | 600 | 45.22 | 48.23 | 3 | 0.01
2040 | NEISO_2_NYISO_A-F | NEISO | NYISO_A-F | Internal | Summer | B1 | 10 | 600 | 0 | 96.57 | 93.57 | 3 | 0
2040 | NEISO_2_NYISO_A-F | NEISO | NYISO_A-F | Internal | Summer | B2 | 25 | 600 | 0 | 87.77 | 90.75 | 3 | 0
2040 | NEISO_2_NYISO_A-F | NEISO | NYISO_A-F | Internal | Summer | B3 | 75 | 600 | 0 | 68.34 | 71.33 | 3 | 0
2040 | NEISO_2_NYISO_A-F | NEISO | NYISO_A-F | Internal | Summer | B4 | 100 | 600 | 600 | 57.5 | 63.16 | 3 | 2.66
2040 | NEISO_2_NYISO_A-F | NEISO | NYISO_A-F | Internal | Summer | B5 | 200 | 600 | 600 | 52.5 | 62.92 | 3 | 7.42
2040 | NEISO_2_NYISO_A-F | NEISO | NYISO_A-F | Internal | Summer | B6 | 300 | 600 | 600 | 41.35 | 58.07 | 3 | 13.73
2040 | NEISO_2_NYISO_A-F | NEISO | NYISO_A-F | Internal | Summer | B7 | 400 | 600 | 600 | 41.35 | 52.37 | 3 | 8.02
2040 | NEISO_2_NYISO_A-F | NEISO | NYISO_A-F | Internal | Summer | B8 | 500 | 600 | 600 | 41.35 | 47.73 | 3 | 3.38
2040 | NEISO_2_NYISO_A-F | NEISO | NYISO_A-F | Internal | Summer | B9 | 800 | 600 | 600 | 41.35 | 45.91 | 3 | 1.57
2040 | NEISO_2_NYISO_A-F | NEISO | NYISO_A-F | Internal | Summer | B10 | 1262 | 600 | 600 | 41.35 | 45.41 | 3 | 1.06
2040 | NEISO_2_NYISO_A-F | NEISO | NYISO_A-F | Internal | Winter | B16 | 25 | 600 | 600 | 57.12 | 62.05 | 3 | 1.93
2040 | NEISO_2_NYISO_A-F | NEISO | NYISO_A-F | Internal | Winter | B17 | 100 | 600 | 600 | 57.12 | 62.05 | 3 | 1.93
2040 | NEISO_2_NYISO_A-F | NEISO | NYISO_A-F | Internal | Winter | B18 | 400 | 600 | 569.42 | 57.12 | 60.12 | 3 | 0
2040 | NEISO_2_NYISO_A-F | NEISO | NYISO_A-F | Internal | Winter | B19 | 700 | 600 | 0 | 57.12 | 56.87 | 3 | 0
2040 | NEISO_2_NYISO_A-F | NEISO | NYISO_A-F | Internal | Winter | B20 | 935 | 600 | 0 | 57.12 | 56.59 | 3 | 0
2040 | NEISO_2_NYISO_G-I | NEISO | NYISO_G-I | Internal | Shoulder | B11 | 25 | 600 | 600 | 45.22 | 53.8 | 3 | 5.58
2040 | NEISO_2_NYISO_G-I | NEISO | NYISO_G-I | Internal | Shoulder | B12 | 200 | 600 | 600 | 45.22 | 53.8 | 3 | 5.58
2040 | NEISO_2_NYISO_G-I | NEISO | NYISO_G-I | Internal | Shoulder | B13 | 600 | 600 | 600 | 45.22 | 49.08 | 3 | 0.87
2040 | NEISO_2_NYISO_G-I | NEISO | NYISO_G-I | Internal | Shoulder | B14 | 900 | 600 | 600 | 45.22 | 49.03 | 3 | 0.81
2040 | NEISO_2_NYISO_G-I | NEISO | NYISO_G-I | Internal | Shoulder | B15 | 1203 | 600 | 81.12 | 45.22 | 48.22 | 3 | 0
2040 | NEISO_2_NYISO_G-I | NEISO | NYISO_G-I | Internal | Summer | B1 | 10 | 600 | 0 | 96.57 | 93.58 | 3 | 0
2040 | NEISO_2_NYISO_G-I | NEISO | NYISO_G-I | Internal | Summer | B2 | 25 | 600 | 0 | 87.77 | 90.76 | 3 | 0
2040 | NEISO_2_NYISO_G-I | NEISO | NYISO_G-I | Internal | Summer | B3 | 75 | 600 | 366.83 | 68.34 | 71.34 | 3 | 0
2040 | NEISO_2_NYISO_G-I | NEISO | NYISO_G-I | Internal | Summer | B4 | 100 | 600 | 600 | 57.5 | 63.17 | 3 | 2.67
2040 | NEISO_2_NYISO_G-I | NEISO | NYISO_G-I | Internal | Summer | B5 | 200 | 600 | 600 | 52.5 | 62.93 | 3 | 7.43
2040 | NEISO_2_NYISO_G-I | NEISO | NYISO_G-I | Internal | Summer | B6 | 300 | 600 | 600 | 41.35 | 58.08 | 3 | 13.74
2040 | NEISO_2_NYISO_G-I | NEISO | NYISO_G-I | Internal | Summer | B7 | 400 | 600 | 600 | 41.35 | 52.38 | 3 | 8.03
2040 | NEISO_2_NYISO_G-I | NEISO | NYISO_G-I | Internal | Summer | B8 | 500 | 600 | 600 | 41.35 | 47.74 | 3 | 3.39
2040 | NEISO_2_NYISO_G-I | NEISO | NYISO_G-I | Internal | Summer | B9 | 800 | 600 | 600 | 41.35 | 45.93 | 3 | 1.58
2040 | NEISO_2_NYISO_G-I | NEISO | NYISO_G-I | Internal | Summer | B10 | 1262 | 600 | 600 | 41.35 | 45.39 | 3 | 1.05
2040 | NEISO_2_NYISO_G-I | NEISO | NYISO_G-I | Internal | Winter | B16 | 25 | 600 | 600 | 57.12 | 62.07 | 3 | 1.94
2040 | NEISO_2_NYISO_G-I | NEISO | NYISO_G-I | Internal | Winter | B17 | 100 | 600 | 600 | 57.12 | 62.07 | 3 | 1.94
2040 | NEISO_2_NYISO_G-I | NEISO | NYISO_G-I | Internal | Winter | B18 | 400 | 600 | 600 | 57.12 | 60.13 | 3 | 0.01
2040 | NEISO_2_NYISO_G-I | NEISO | NYISO_G-I | Internal | Winter | B19 | 700 | 600 | 0 | 57.12 | 56.88 | 3 | 0
2040 | NEISO_2_NYISO_G-I | NEISO | NYISO_G-I | Internal | Winter | B20 | 935 | 600 | 0 | 57.12 | 56.6 | 3 | 0
2040 | NEISO_2_NYISO_J-K | NEISO | NYISO_J-K | Internal | Shoulder | B11 | 25 | 500 | 500 | 45.22 | 65.44 | 3 | 17.22
2040 | NEISO_2_NYISO_J-K | NEISO | NYISO_J-K | Internal | Shoulder | B12 | 200 | 500 | 500 | 45.22 | 53.81 | 3 | 5.59
2040 | NEISO_2_NYISO_J-K | NEISO | NYISO_J-K | Internal | Shoulder | B13 | 600 | 500 | 500 | 45.22 | 49.1 | 3 | 0.88
2040 | NEISO_2_NYISO_J-K | NEISO | NYISO_J-K | Internal | Shoulder | B14 | 900 | 500 | 500 | 45.22 | 49.04 | 3 | 0.82
2040 | NEISO_2_NYISO_J-K | NEISO | NYISO_J-K | Internal | Shoulder | B15 | 1203 | 500 | 500 | 45.22 | 48.23 | 3 | 0.01
2040 | NEISO_2_NYISO_J-K | NEISO | NYISO_J-K | Internal | Summer | B1 | 10 | 500 | 0 | 96.57 | 93.59 | 3 | 0
2040 | NEISO_2_NYISO_J-K | NEISO | NYISO_J-K | Internal | Summer | B2 | 25 | 500 | 331.25 | 87.77 | 90.77 | 3 | 0
2040 | NEISO_2_NYISO_J-K | NEISO | NYISO_J-K | Internal | Summer | B3 | 75 | 500 | 500 | 68.34 | 71.35 | 3 | 0.01
2040 | NEISO_2_NYISO_J-K | NEISO | NYISO_J-K | Internal | Summer | B4 | 100 | 500 | 500 | 57.5 | 63.18 | 3 | 2.68
2040 | NEISO_2_NYISO_J-K | NEISO | NYISO_J-K | Internal | Summer | B5 | 200 | 500 | 500 | 52.5 | 62.94 | 3 | 7.44
2040 | NEISO_2_NYISO_J-K | NEISO | NYISO_J-K | Internal | Summer | B6 | 300 | 500 | 500 | 41.35 | 59.66 | 3 | 15.31
2040 | NEISO_2_NYISO_J-K | NEISO | NYISO_J-K | Internal | Summer | B7 | 400 | 500 | 500 | 41.35 | 59.66 | 3 | 15.31
2040 | NEISO_2_NYISO_J-K | NEISO | NYISO_J-K | Internal | Summer | B8 | 500 | 500 | 500 | 41.35 | 57.72 | 3 | 13.37
2040 | NEISO_2_NYISO_J-K | NEISO | NYISO_J-K | Internal | Summer | B9 | 800 | 500 | 500 | 41.35 | 45.94 | 3 | 1.59
2040 | NEISO_2_NYISO_J-K | NEISO | NYISO_J-K | Internal | Summer | B10 | 1262 | 500 | 500 | 41.35 | 45.41 | 3 | 1.06
2040 | NEISO_2_NYISO_J-K | NEISO | NYISO_J-K | Internal | Winter | B16 | 25 | 500 | 500 | 57.12 | 85.58 | 3 | 25.46
2040 | NEISO_2_NYISO_J-K | NEISO | NYISO_J-K | Internal | Winter | B17 | 100 | 500 | 500 | 57.12 | 68.18 | 3 | 8.06
2040 | NEISO_2_NYISO_J-K | NEISO | NYISO_J-K | Internal | Winter | B18 | 400 | 500 | 500 | 57.12 | 64.12 | 3 | 4
2040 | NEISO_2_NYISO_J-K | NEISO | NYISO_J-K | Internal | Winter | B19 | 700 | 500 | 500 | 57.12 | 64.02 | 3 | 3.9
2040 | NEISO_2_NYISO_J-K | NEISO | NYISO_J-K | Internal | Winter | B20 | 935 | 500 | 272.06 | 57.12 | 60.12 | 3 | 0
2040 | NonRTO_Midwest_2_TVA_Transmission | NonRTO_Midwest | TVA_Transmission | Internal | Shoulder | B11 | 25 | 2400 | 0 | 91.39 | 82.39 | 8 | 0
2040 | NonRTO_Midwest_2_TVA_Transmission | NonRTO_Midwest | TVA_Transmission | Internal | Shoulder | B12 | 200 | 2400 | 0 | 66.76 | 60.3 | 8 | 0
2040 | NonRTO_Midwest_2_TVA_Transmission | NonRTO_Midwest | TVA_Transmission | Internal | Shoulder | B13 | 600 | 2400 | 0 | 65.16 | 59.62 | 8 | 0
2040 | NonRTO_Midwest_2_TVA_Transmission | NonRTO_Midwest | TVA_Transmission | Internal | Shoulder | B14 | 900 | 2400 | 0 | 53.43 | 58.43 | 8 | 0
2040 | NonRTO_Midwest_2_TVA_Transmission | NonRTO_Midwest | TVA_Transmission | Internal | Shoulder | B15 | 1203 | 2400 | 292.25 | 44.16 | 52.16 | 8 | 0
2040 | NonRTO_Midwest_2_TVA_Transmission | NonRTO_Midwest | TVA_Transmission | Internal | Summer | B1 | 10 | 2400 | 0 | 101.58 | 101.59 | 8 | 0
2040 | NonRTO_Midwest_2_TVA_Transmission | NonRTO_Midwest | TVA_Transmission | Internal | Summer | B2 | 25 | 2400 | 0 | 94.05 | 98.76 | 8 | 0
2040 | NonRTO_Midwest_2_TVA_Transmission | NonRTO_Midwest | TVA_Transmission | Internal | Summer | B3 | 75 | 2400 | 0 | 94.05 | 92.48 | 8 | 0
2040 | NonRTO_Midwest_2_TVA_Transmission | NonRTO_Midwest | TVA_Transmission | Internal | Summer | B4 | 100 | 2400 | 0 | 94.05 | 92.3 | 8 | 0
2040 | NonRTO_Midwest_2_TVA_Transmission | NonRTO_Midwest | TVA_Transmission | Internal | Summer | B5 | 200 | 2400 | 0 | 94.05 | 90.04 | 8 | 0
2040 | NonRTO_Midwest_2_TVA_Transmission | NonRTO_Midwest | TVA_Transmission | Internal | Summer | B6 | 300 | 2400 | 0 | 76.82 | 71.98 | 8 | 0
2040 | NonRTO_Midwest_2_TVA_Transmission | NonRTO_Midwest | TVA_Transmission | Internal | Summer | B7 | 400 | 2400 | 0 | 63.21 | 59.08 | 8 | 0
2040 | NonRTO_Midwest_2_TVA_Transmission | NonRTO_Midwest | TVA_Transmission | Internal | Summer | B8 | 500 | 2400 | 0 | 51.79 | 57.28 | 8 | 0
2040 | NonRTO_Midwest_2_TVA_Transmission | NonRTO_Midwest | TVA_Transmission | Internal | Summer | B9 | 800 | 2400 | 128.45 | 45.34 | 53.34 | 8 | 0
2040 | NonRTO_Midwest_2_TVA_Transmission | NonRTO_Midwest | TVA_Transmission | Internal | Summer | B10 | 1262 | 2400 | 0 | 36.8 | 44.64 | 8 | 0
2040 | NonRTO_Midwest_2_TVA_Transmission | NonRTO_Midwest | TVA_Transmission | Internal | Winter | B16 | 25 | 2400 | 0 | 72.59 | 68.29 | 8 | 0
2040 | NonRTO_Midwest_2_TVA_Transmission | NonRTO_Midwest | TVA_Transmission | Internal | Winter | B17 | 100 | 2400 | 0 | 71.46 | 65.9 | 8 | 0
2040 | NonRTO_Midwest_2_TVA_Transmission | NonRTO_Midwest | TVA_Transmission | Internal | Winter | B18 | 400 | 2400 | 0 | 68.11 | 62.97 | 8 | 0
2040 | NonRTO_Midwest_2_TVA_Transmission | NonRTO_Midwest | TVA_Transmission | Internal | Winter | B19 | 700 | 2400 | 0 | 55.64 | 57.96 | 8 | 0
2040 | NonRTO_Midwest_2_TVA_Transmission | NonRTO_Midwest | TVA_Transmission | Internal | Winter | B20 | 935 | 2400 | 343.3 | 42.67 | 50.67 | 8 | 0
2040 | NYISO_A-F_2_NEISO | NYISO_A-F | NEISO | Internal | Shoulder | B11 | 25 | 600 | 0 | 53.78 | 45.22 | 3 | 0
2040 | NYISO_A-F_2_NEISO | NYISO_A-F | NEISO | Internal | Shoulder | B12 | 200 | 600 | 0 | 53.78 | 45.22 | 3 | 0
2040 | NYISO_A-F_2_NEISO | NYISO_A-F | NEISO | Internal | Shoulder | B13 | 600 | 600 | 0 | 49.07 | 45.22 | 3 | 0
2040 | NYISO_A-F_2_NEISO | NYISO_A-F | NEISO | Internal | Shoulder | B14 | 900 | 600 | 0 | 49.02 | 45.22 | 3 | 0
2040 | NYISO_A-F_2_NEISO | NYISO_A-F | NEISO | Internal | Shoulder | B15 | 1203 | 600 | 0 | 48.23 | 45.22 | 3 | 0
2040 | NYISO_A-F_2_NEISO | NYISO_A-F | NEISO | Internal | Summer | B1 | 10 | 600 | 231.55 | 93.57 | 96.57 | 3 | 0
2040 | NYISO_A-F_2_NEISO | NYISO_A-F | NEISO | Internal | Summer | B2 | 25 | 600 | 0 | 90.75 | 87.77 | 3 | 0
2040 | NYISO_A-F_2_NEISO | NYISO_A-F | NEISO | Internal | Summer | B3 | 75 | 600 | 0 | 71.33 | 68.34 | 3 | 0
2040 | NYISO_A-F_2_NEISO | NYISO_A-F | NEISO | Internal | Summer | B4 | 100 | 600 | 0 | 63.16 | 57.5 | 3 | 0
2040 | NYISO_A-F_2_NEISO | NYISO_A-F | NEISO | Internal | Summer | B5 | 200 | 600 | 0 | 62.92 | 52.5 | 3 | 0
2040 | NYISO_A-F_2_NEISO | NYISO_A-F | NEISO | Internal | Summer | B6 | 300 | 600 | 0 | 58.07 | 41.35 | 3 | 0
2040 | NYISO_A-F_2_NEISO | NYISO_A-F | NEISO | Internal | Summer | B7 | 400 | 600 | 0 | 52.37 | 41.35 | 3 | 0
2040 | NYISO_A-F_2_NEISO | NYISO_A-F | NEISO | Internal | Summer | B8 | 500 | 600 | 0 | 47.73 | 41.35 | 3 | 0
2040 | NYISO_A-F_2_NEISO | NYISO_A-F | NEISO | Internal | Summer | B9 | 800 | 600 | 0 | 45.91 | 41.35 | 3 | 0
2040 | NYISO_A-F_2_NEISO | NYISO_A-F | NEISO | Internal | Summer | B10 | 1262 | 600 | 0 | 45.41 | 41.35 | 3 | 0
2040 | NYISO_A-F_2_NEISO | NYISO_A-F | NEISO | Internal | Winter | B16 | 25 | 600 | 0 | 62.05 | 57.12 | 3 | 0
2040 | NYISO_A-F_2_NEISO | NYISO_A-F | NEISO | Internal | Winter | B17 | 100 | 600 | 0 | 62.05 | 57.12 | 3 | 0
2040 | NYISO_A-F_2_NEISO | NYISO_A-F | NEISO | Internal | Winter | B18 | 400 | 600 | 0 | 60.12 | 57.12 | 3 | 0
2040 | NYISO_A-F_2_NEISO | NYISO_A-F | NEISO | Internal | Winter | B19 | 700 | 600 | 0 | 56.87 | 57.12 | 3 | 0
2040 | NYISO_A-F_2_NEISO | NYISO_A-F | NEISO | Internal | Winter | B20 | 935 | 600 | 0 | 56.59 | 57.12 | 3 | 0
2040 | NYISO_A-F_2_NYISO_G-I | NYISO_A-F | NYISO_G-I | Internal | Shoulder | B11 | 25 | 4757 | 2277.89 | 53.78 | 53.8 | 0.01 | 0
2040 | NYISO_A-F_2_NYISO_G-I | NYISO_A-F | NYISO_G-I | Internal | Shoulder | B12 | 200 | 4757 | 1843.18 | 53.78 | 53.8 | 0.01 | 0
2040 | NYISO_A-F_2_NYISO_G-I | NYISO_A-F | NYISO_G-I | Internal | Shoulder | B13 | 600 | 4757 | 1720.85 | 49.07 | 49.08 | 0.01 | 0
2040 | NYISO_A-F_2_NYISO_G-I | NYISO_A-F | NYISO_G-I | Internal | Shoulder | B14 | 900 | 4757 | 1660.39 | 49.02 | 49.03 | 0.01 | 0
2040 | NYISO_A-F_2_NYISO_G-I | NYISO_A-F | NYISO_G-I | Internal | Shoulder | B15 | 1203 | 4757 | 0 | 48.23 | 48.22 | 0.01 | 0
2040 | NYISO_A-F_2_NYISO_G-I | NYISO_A-F | NYISO_G-I | Internal | Summer | B1 | 10 | 4757 | 3800.6 | 93.57 | 93.58 | 0.01 | 0
2040 | NYISO_A-F_2_NYISO_G-I | NYISO_A-F | NYISO_G-I | Internal | Summer | B2 | 25 | 4757 | 2739.11 | 90.75 | 90.76 | 0.01 | 0
2040 | NYISO_A-F_2_NYISO_G-I | NYISO_A-F | NYISO_G-I | Internal | Summer | B3 | 75 | 4757 | 1911.2 | 71.33 | 71.34 | 0.01 | 0
2040 | NYISO_A-F_2_NYISO_G-I | NYISO_A-F | NYISO_G-I | Internal | Summer | B4 | 100 | 4757 | 4055.22 | 63.16 | 63.17 | 0.01 | 0
2040 | NYISO_A-F_2_NYISO_G-I | NYISO_A-F | NYISO_G-I | Internal | Summer | B5 | 200 | 4757 | 3788.6 | 62.92 | 62.93 | 0.01 | 0
2040 | NYISO_A-F_2_NYISO_G-I | NYISO_A-F | NYISO_G-I | Internal | Summer | B6 | 300 | 4757 | 2893.14 | 58.07 | 58.08 | 0.01 | 0
2040 | NYISO_A-F_2_NYISO_G-I | NYISO_A-F | NYISO_G-I | Internal | Summer | B7 | 400 | 4757 | 2347.55 | 52.37 | 52.38 | 0.01 | 0
2040 | NYISO_A-F_2_NYISO_G-I | NYISO_A-F | NYISO_G-I | Internal | Summer | B8 | 500 | 4757 | 2189.32 | 47.73 | 47.74 | 0.01 | 0
2040 | NYISO_A-F_2_NYISO_G-I | NYISO_A-F | NYISO_G-I | Internal | Summer | B9 | 800 | 4757 | 1210.45 | 45.91 | 45.93 | 0.01 | 0
2040 | NYISO_A-F_2_NYISO_G-I | NYISO_A-F | NYISO_G-I | Internal | Summer | B10 | 1262 | 4757 | 0 | 45.41 | 45.39 | 0.01 | 0
2040 | NYISO_A-F_2_NYISO_G-I | NYISO_A-F | NYISO_G-I | Internal | Winter | B16 | 25 | 4757 | 3982.51 | 62.05 | 62.07 | 0.01 | 0
2040 | NYISO_A-F_2_NYISO_G-I | NYISO_A-F | NYISO_G-I | Internal | Winter | B17 | 100 | 4757 | 3833.24 | 62.05 | 62.07 | 0.01 | 0
2040 | NYISO_A-F_2_NYISO_G-I | NYISO_A-F | NYISO_G-I | Internal | Winter | B18 | 400 | 4757 | 3766.85 | 60.12 | 60.13 | 0.01 | 0
2040 | NYISO_A-F_2_NYISO_G-I | NYISO_A-F | NYISO_G-I | Internal | Winter | B19 | 700 | 4757 | 4167.28 | 56.87 | 56.88 | 0.01 | 0
2040 | NYISO_A-F_2_NYISO_G-I | NYISO_A-F | NYISO_G-I | Internal | Winter | B20 | 935 | 4757 | 3945.74 | 56.59 | 56.6 | 0.01 | 0
2040 | NYISO_A-F_2_PJM_ROM | NYISO_A-F | PJM_ROM | Internal | Shoulder | B11 | 25 | 1000 | 0 | 53.78 | 59.39 | 8 | 0
2040 | NYISO_A-F_2_PJM_ROM | NYISO_A-F | PJM_ROM | Internal | Shoulder | B12 | 200 | 1000 | 0 | 53.78 | 56.74 | 8 | 0
2040 | NYISO_A-F_2_PJM_ROM | NYISO_A-F | PJM_ROM | Internal | Shoulder | B13 | 600 | 1000 | 0 | 49.07 | 53.03 | 8 | 0
2040 | NYISO_A-F_2_PJM_ROM | NYISO_A-F | PJM_ROM | Internal | Shoulder | B14 | 900 | 1000 | 0 | 49.02 | 52.42 | 8 | 0
2040 | NYISO_A-F_2_PJM_ROM | NYISO_A-F | PJM_ROM | Internal | Shoulder | B15 | 1203 | 1000 | 0 | 48.23 | 47.25 | 8 | 0
2040 | NYISO_A-F_2_PJM_ROM | NYISO_A-F | PJM_ROM | Internal | Summer | B1 | 10 | 1000 | 0 | 93.57 | 88.96 | 8 | 0
2040 | NYISO_A-F_2_PJM_ROM | NYISO_A-F | PJM_ROM | Internal | Summer | B2 | 25 | 1000 | 0 | 90.75 | 88.74 | 8 | 0
2040 | NYISO_A-F_2_PJM_ROM | NYISO_A-F | PJM_ROM | Internal | Summer | B3 | 75 | 1000 | 1000 | 71.33 | 86.46 | 8 | 7.14
2040 | NYISO_A-F_2_PJM_ROM | NYISO_A-F | PJM_ROM | Internal | Summer | B4 | 100 | 1000 | 1000 | 63.16 | 74.65 | 8 | 3.49
2040 | NYISO_A-F_2_PJM_ROM | NYISO_A-F | PJM_ROM | Internal | Summer | B5 | 200 | 1000 | 1000 | 62.92 | 70.93 | 8 | 0.01
2040 | NYISO_A-F_2_PJM_ROM | NYISO_A-F | PJM_ROM | Internal | Summer | B6 | 300 | 1000 | 388.06 | 58.07 | 66.07 | 8 | 0
2040 | NYISO_A-F_2_PJM_ROM | NYISO_A-F | PJM_ROM | Internal | Summer | B7 | 400 | 1000 | 0 | 52.37 | 54.37 | 8 | 0
2040 | NYISO_A-F_2_PJM_ROM | NYISO_A-F | PJM_ROM | Internal | Summer | B8 | 500 | 1000 | 0 | 47.73 | 51.73 | 8 | 0
2040 | NYISO_A-F_2_PJM_ROM | NYISO_A-F | PJM_ROM | Internal | Summer | B9 | 800 | 1000 | 0 | 45.91 | 47.33 | 8 | 0
2040 | NYISO_A-F_2_PJM_ROM | NYISO_A-F | PJM_ROM | Internal | Summer | B10 | 1262 | 1000 | 0 | 45.41 | 42.1 | 8 | 0
2040 | NYISO_A-F_2_PJM_ROM | NYISO_A-F | PJM_ROM | Internal | Winter | B16 | 25 | 1000 | 0 | 62.05 | 61.92 | 8 | 0
2040 | NYISO_A-F_2_PJM_ROM | NYISO_A-F | PJM_ROM | Internal | Winter | B17 | 100 | 1000 | 0 | 62.05 | 61.46 | 8 | 0
2040 | NYISO_A-F_2_PJM_ROM | NYISO_A-F | PJM_ROM | Internal | Winter | B18 | 400 | 1000 | 0 | 60.12 | 58.11 | 8 | 0
2040 | NYISO_A-F_2_PJM_ROM | NYISO_A-F | PJM_ROM | Internal | Winter | B19 | 700 | 1000 | 0 | 56.87 | 54.67 | 8 | 0
2040 | NYISO_A-F_2_PJM_ROM | NYISO_A-F | PJM_ROM | Internal | Winter | B20 | 935 | 1000 | 0 | 56.59 | 50.16 | 8 | 0
2040 | NYISO_G-I_2_NEISO | NYISO_G-I | NEISO | Internal | Shoulder | B11 | 25 | 600 | 0 | 53.8 | 45.22 | 3 | 0
2040 | NYISO_G-I_2_NEISO | NYISO_G-I | NEISO | Internal | Shoulder | B12 | 200 | 600 | 0 | 53.8 | 45.22 | 3 | 0
2040 | NYISO_G-I_2_NEISO | NYISO_G-I | NEISO | Internal | Shoulder | B13 | 600 | 600 | 0 | 49.08 | 45.22 | 3 | 0
2040 | NYISO_G-I_2_NEISO | NYISO_G-I | NEISO | Internal | Shoulder | B14 | 900 | 600 | 0 | 49.03 | 45.22 | 3 | 0
2040 | NYISO_G-I_2_NEISO | NYISO_G-I | NEISO | Internal | Shoulder | B15 | 1203 | 600 | 0 | 48.22 | 45.22 | 3 | 0
2040 | NYISO_G-I_2_NEISO | NYISO_G-I | NEISO | Internal | Summer | B1 | 10 | 600 | 0.02 | 93.58 | 96.57 | 3 | 0
2040 | NYISO_G-I_2_NEISO | NYISO_G-I | NEISO | Internal | Summer | B2 | 25 | 600 | 0 | 90.76 | 87.77 | 3 | 0
2040 | NYISO_G-I_2_NEISO | NYISO_G-I | NEISO | Internal | Summer | B3 | 75 | 600 | 0 | 71.34 | 68.34 | 3 | 0
2040 | NYISO_G-I_2_NEISO | NYISO_G-I | NEISO | Internal | Summer | B4 | 100 | 600 | 0 | 63.17 | 57.5 | 3 | 0
2040 | NYISO_G-I_2_NEISO | NYISO_G-I | NEISO | Internal | Summer | B5 | 200 | 600 | 0 | 62.93 | 52.5 | 3 | 0
2040 | NYISO_G-I_2_NEISO | NYISO_G-I | NEISO | Internal | Summer | B6 | 300 | 600 | 0 | 58.08 | 41.35 | 3 | 0
2040 | NYISO_G-I_2_NEISO | NYISO_G-I | NEISO | Internal | Summer | B7 | 400 | 600 | 0 | 52.38 | 41.35 | 3 | 0
2040 | NYISO_G-I_2_NEISO | NYISO_G-I | NEISO | Internal | Summer | B8 | 500 | 600 | 0 | 47.74 | 41.35 | 3 | 0
2040 | NYISO_G-I_2_NEISO | NYISO_G-I | NEISO | Internal | Summer | B9 | 800 | 600 | 0 | 45.93 | 41.35 | 3 | 0
2040 | NYISO_G-I_2_NEISO | NYISO_G-I | NEISO | Internal | Summer | B10 | 1262 | 600 | 0 | 45.39 | 41.35 | 3 | 0
2040 | NYISO_G-I_2_NEISO | NYISO_G-I | NEISO | Internal | Winter | B16 | 25 | 600 | 0 | 62.07 | 57.12 | 3 | 0
2040 | NYISO_G-I_2_NEISO | NYISO_G-I | NEISO | Internal | Winter | B17 | 100 | 600 | 0 | 62.07 | 57.12 | 3 | 0
2040 | NYISO_G-I_2_NEISO | NYISO_G-I | NEISO | Internal | Winter | B18 | 400 | 600 | 0 | 60.13 | 57.12 | 3 | 0
2040 | NYISO_G-I_2_NEISO | NYISO_G-I | NEISO | Internal | Winter | B19 | 700 | 600 | 0 | 56.88 | 57.12 | 3 | 0
2040 | NYISO_G-I_2_NEISO | NYISO_G-I | NEISO | Internal | Winter | B20 | 935 | 600 | 0 | 56.6 | 57.12 | 3 | 0
2040 | NYISO_G-I_2_NYISO_A-F | NYISO_G-I | NYISO_A-F | Internal | Shoulder | B11 | 25 | 2506 | 0 | 53.8 | 53.78 | 0.01 | 0
2040 | NYISO_G-I_2_NYISO_A-F | NYISO_G-I | NYISO_A-F | Internal | Shoulder | B12 | 200 | 2506 | 0 | 53.8 | 53.78 | 0.01 | 0
2040 | NYISO_G-I_2_NYISO_A-F | NYISO_G-I | NYISO_A-F | Internal | Shoulder | B13 | 600 | 2506 | 0 | 49.08 | 49.07 | 0.01 | 0
2040 | NYISO_G-I_2_NYISO_A-F | NYISO_G-I | NYISO_A-F | Internal | Shoulder | B14 | 900 | 2506 | 0 | 49.03 | 49.02 | 0.01 | 0
2040 | NYISO_G-I_2_NYISO_A-F | NYISO_G-I | NYISO_A-F | Internal | Shoulder | B15 | 1203 | 2506 | 350.06 | 48.22 | 48.23 | 0.01 | 0
2040 | NYISO_G-I_2_NYISO_A-F | NYISO_G-I | NYISO_A-F | Internal | Summer | B1 | 10 | 2506 | 0 | 93.58 | 93.57 | 0.01 | 0
2040 | NYISO_G-I_2_NYISO_A-F | NYISO_G-I | NYISO_A-F | Internal | Summer | B2 | 25 | 2506 | 0 | 90.76 | 90.75 | 0.01 | 0
2040 | NYISO_G-I_2_NYISO_A-F | NYISO_G-I | NYISO_A-F | Internal | Summer | B3 | 75 | 2506 | 0 | 71.34 | 71.33 | 0.01 | 0
2040 | NYISO_G-I_2_NYISO_A-F | NYISO_G-I | NYISO_A-F | Internal | Summer | B4 | 100 | 2506 | 0 | 63.17 | 63.16 | 0.01 | 0
2040 | NYISO_G-I_2_NYISO_A-F | NYISO_G-I | NYISO_A-F | Internal | Summer | B5 | 200 | 2506 | 0 | 62.93 | 62.92 | 0.01 | 0
2040 | NYISO_G-I_2_NYISO_A-F | NYISO_G-I | NYISO_A-F | Internal | Summer | B6 | 300 | 2506 | 0 | 58.08 | 58.07 | 0.01 | 0
2040 | NYISO_G-I_2_NYISO_A-F | NYISO_G-I | NYISO_A-F | Internal | Summer | B7 | 400 | 2506 | 0 | 52.38 | 52.37 | 0.01 | 0
2040 | NYISO_G-I_2_NYISO_A-F | NYISO_G-I | NYISO_A-F | Internal | Summer | B8 | 500 | 2506 | 0 | 47.74 | 47.73 | 0.01 | 0
2040 | NYISO_G-I_2_NYISO_A-F | NYISO_G-I | NYISO_A-F | Internal | Summer | B9 | 800 | 2506 | 0 | 45.93 | 45.91 | 0.01 | 0
2040 | NYISO_G-I_2_NYISO_A-F | NYISO_G-I | NYISO_A-F | Internal | Summer | B10 | 1262 | 2506 | 1478.86 | 45.39 | 45.41 | 0.01 | 0
2040 | NYISO_G-I_2_NYISO_A-F | NYISO_G-I | NYISO_A-F | Internal | Winter | B16 | 25 | 2506 | 0 | 62.07 | 62.05 | 0.01 | 0
2040 | NYISO_G-I_2_NYISO_A-F | NYISO_G-I | NYISO_A-F | Internal | Winter | B17 | 100 | 2506 | 0 | 62.07 | 62.05 | 0.01 | 0
2040 | NYISO_G-I_2_NYISO_A-F | NYISO_G-I | NYISO_A-F | Internal | Winter | B18 | 400 | 2506 | 0 | 60.13 | 60.12 | 0.01 | 0
2040 | NYISO_G-I_2_NYISO_A-F | NYISO_G-I | NYISO_A-F | Internal | Winter | B19 | 700 | 2506 | 0 | 56.88 | 56.87 | 0.01 | 0
2040 | NYISO_G-I_2_NYISO_A-F | NYISO_G-I | NYISO_A-F | Internal | Winter | B20 | 935 | 2506 | 0 | 56.6 | 56.59 | 0.01 | 0
2040 | NYISO_G-I_2_NYISO_J-K | NYISO_G-I | NYISO_J-K | Internal | Shoulder | B11 | 25 | 6188 | 6188 | 53.8 | 65.44 | 0.01 | 11.63
2040 | NYISO_G-I_2_NYISO_J-K | NYISO_G-I | NYISO_J-K | Internal | Shoulder | B12 | 200 | 6188 | 5827.26 | 53.8 | 53.81 | 0.01 | 0
2040 | NYISO_G-I_2_NYISO_J-K | NYISO_G-I | NYISO_J-K | Internal | Shoulder | B13 | 600 | 6188 | 5830.11 | 49.08 | 49.1 | 0.01 | 0
2040 | NYISO_G-I_2_NYISO_J-K | NYISO_G-I | NYISO_J-K | Internal | Shoulder | B14 | 900 | 6188 | 5948.23 | 49.03 | 49.04 | 0.01 | 0
2040 | NYISO_G-I_2_NYISO_J-K | NYISO_G-I | NYISO_J-K | Internal | Shoulder | B15 | 1203 | 6188 | 3916.54 | 48.22 | 48.23 | 0.01 | 0
2040 | NYISO_G-I_2_NYISO_J-K | NYISO_G-I | NYISO_J-K | Internal | Summer | B1 | 10 | 6188 | 5483.48 | 93.58 | 93.59 | 0.01 | 0
2040 | NYISO_G-I_2_NYISO_J-K | NYISO_G-I | NYISO_J-K | Internal | Summer | B2 | 25 | 6188 | 4606.42 | 90.76 | 90.77 | 0.01 | 0
2040 | NYISO_G-I_2_NYISO_J-K | NYISO_G-I | NYISO_J-K | Internal | Summer | B3 | 75 | 6188 | 3114.89 | 71.34 | 71.35 | 0.01 | 0
2040 | NYISO_G-I_2_NYISO_J-K | NYISO_G-I | NYISO_J-K | Internal | Summer | B4 | 100 | 6188 | 5797.43 | 63.17 | 63.18 | 0.01 | 0
2040 | NYISO_G-I_2_NYISO_J-K | NYISO_G-I | NYISO_J-K | Internal | Summer | B5 | 200 | 6188 | 5687.75 | 62.93 | 62.94 | 0.01 | 0
2040 | NYISO_G-I_2_NYISO_J-K | NYISO_G-I | NYISO_J-K | Internal | Summer | B6 | 300 | 6188 | 6188 | 58.08 | 59.66 | 0.01 | 1.56
2040 | NYISO_G-I_2_NYISO_J-K | NYISO_G-I | NYISO_J-K | Internal | Summer | B7 | 400 | 6188 | 6188 | 52.38 | 59.66 | 0.01 | 7.27
2040 | NYISO_G-I_2_NYISO_J-K | NYISO_G-I | NYISO_J-K | Internal | Summer | B8 | 500 | 6188 | 6188 | 47.74 | 57.72 | 0.01 | 9.97
2040 | NYISO_G-I_2_NYISO_J-K | NYISO_G-I | NYISO_J-K | Internal | Summer | B9 | 800 | 6188 | 5449.64 | 45.93 | 45.94 | 0.01 | 0
2040 | NYISO_G-I_2_NYISO_J-K | NYISO_G-I | NYISO_J-K | Internal | Summer | B10 | 1262 | 6188 | 3282.53 | 45.39 | 45.41 | 0.01 | 0
2040 | NYISO_G-I_2_NYISO_J-K | NYISO_G-I | NYISO_J-K | Internal | Winter | B16 | 25 | 6188 | 6188 | 62.07 | 85.58 | 0.01 | 23.51
2040 | NYISO_G-I_2_NYISO_J-K | NYISO_G-I | NYISO_J-K | Internal | Winter | B17 | 100 | 6188 | 6188 | 62.07 | 68.18 | 0.01 | 6.11
2040 | NYISO_G-I_2_NYISO_J-K | NYISO_G-I | NYISO_J-K | Internal | Winter | B18 | 400 | 6188 | 6188 | 60.13 | 64.12 | 0.01 | 3.98
2040 | NYISO_G-I_2_NYISO_J-K | NYISO_G-I | NYISO_J-K | Internal | Winter | B19 | 700 | 6188 | 6188 | 56.88 | 64.02 | 0.01 | 7.12
2040 | NYISO_G-I_2_NYISO_J-K | NYISO_G-I | NYISO_J-K | Internal | Winter | B20 | 935 | 6188 | 6188 | 56.6 | 60.12 | 0.01 | 3.5
2040 | NYISO_G-I_2_PJM_E | NYISO_G-I | PJM_E | Internal | Shoulder | B11 | 25 | 1500 | 0 | 53.8 | 59.38 | 8 | 0
2040 | NYISO_G-I_2_PJM_E | NYISO_G-I | PJM_E | Internal | Shoulder | B12 | 200 | 1500 | 0 | 53.8 | 56.73 | 8 | 0
2040 | NYISO_G-I_2_PJM_E | NYISO_G-I | PJM_E | Internal | Shoulder | B13 | 600 | 1500 | 0 | 49.08 | 53.02 | 8 | 0
2040 | NYISO_G-I_2_PJM_E | NYISO_G-I | PJM_E | Internal | Shoulder | B14 | 900 | 1500 | 0 | 49.03 | 52.41 | 8 | 0
2040 | NYISO_G-I_2_PJM_E | NYISO_G-I | PJM_E | Internal | Shoulder | B15 | 1203 | 1500 | 0 | 48.22 | 47.26 | 8 | 0
2040 | NYISO_G-I_2_PJM_E | NYISO_G-I | PJM_E | Internal | Summer | B1 | 10 | 1500 | 0 | 93.58 | 88.97 | 8 | 0
2040 | NYISO_G-I_2_PJM_E | NYISO_G-I | PJM_E | Internal | Summer | B2 | 25 | 1500 | 0 | 90.76 | 88.75 | 8 | 0
2040 | NYISO_G-I_2_PJM_E | NYISO_G-I | PJM_E | Internal | Summer | B3 | 75 | 1500 | 1500 | 71.34 | 86.48 | 8 | 7.14
2040 | NYISO_G-I_2_PJM_E | NYISO_G-I | PJM_E | Internal | Summer | B4 | 100 | 1500 | 1500 | 63.17 | 74.66 | 8 | 3.49
2040 | NYISO_G-I_2_PJM_E | NYISO_G-I | PJM_E | Internal | Summer | B5 | 200 | 1500 | 1500 | 62.93 | 70.94 | 8 | 0.01
2040 | NYISO_G-I_2_PJM_E | NYISO_G-I | PJM_E | Internal | Summer | B6 | 300 | 1500 | 328.1 | 58.08 | 66.08 | 8 | 0
2040 | NYISO_G-I_2_PJM_E | NYISO_G-I | PJM_E | Internal | Summer | B7 | 400 | 1500 | 0 | 52.38 | 54.38 | 8 | 0
2040 | NYISO_G-I_2_PJM_E | NYISO_G-I | PJM_E | Internal | Summer | B8 | 500 | 1500 | 0 | 47.74 | 51.72 | 8 | 0
2040 | NYISO_G-I_2_PJM_E | NYISO_G-I | PJM_E | Internal | Summer | B9 | 800 | 1500 | 0 | 45.93 | 47.34 | 8 | 0
2040 | NYISO_G-I_2_PJM_E | NYISO_G-I | PJM_E | Internal | Summer | B10 | 1262 | 1500 | 0 | 45.39 | 42.11 | 8 | 0
2040 | NYISO_G-I_2_PJM_E | NYISO_G-I | PJM_E | Internal | Winter | B16 | 25 | 1500 | 0 | 62.07 | 61.94 | 8 | 0
2040 | NYISO_G-I_2_PJM_E | NYISO_G-I | PJM_E | Internal | Winter | B17 | 100 | 1500 | 0 | 62.07 | 61.48 | 8 | 0
2040 | NYISO_G-I_2_PJM_E | NYISO_G-I | PJM_E | Internal | Winter | B18 | 400 | 1500 | 0 | 60.13 | 58.12 | 8 | 0
2040 | NYISO_G-I_2_PJM_E | NYISO_G-I | PJM_E | Internal | Winter | B19 | 700 | 1500 | 0 | 56.88 | 54.68 | 8 | 0
2040 | NYISO_G-I_2_PJM_E | NYISO_G-I | PJM_E | Internal | Winter | B20 | 935 | 1500 | 0 | 56.6 | 50.17 | 8 | 0
2040 | NYISO_J-K_2_NEISO | NYISO_J-K | NEISO | Internal | Shoulder | B11 | 25 | 70 | 0 | 65.44 | 45.22 | 3 | 0
2040 | NYISO_J-K_2_NEISO | NYISO_J-K | NEISO | Internal | Shoulder | B12 | 200 | 70 | 0 | 53.81 | 45.22 | 3 | 0
2040 | NYISO_J-K_2_NEISO | NYISO_J-K | NEISO | Internal | Shoulder | B13 | 600 | 70 | 0 | 49.1 | 45.22 | 3 | 0
2040 | NYISO_J-K_2_NEISO | NYISO_J-K | NEISO | Internal | Shoulder | B14 | 900 | 70 | 0 | 49.04 | 45.22 | 3 | 0
2040 | NYISO_J-K_2_NEISO | NYISO_J-K | NEISO | Internal | Shoulder | B15 | 1203 | 70 | 0 | 48.23 | 45.22 | 3 | 0
2040 | NYISO_J-K_2_NEISO | NYISO_J-K | NEISO | Internal | Summer | B1 | 10 | 70 | 0 | 93.59 | 96.57 | 3 | 0
2040 | NYISO_J-K_2_NEISO | NYISO_J-K | NEISO | Internal | Summer | B2 | 25 | 70 | 0 | 90.77 | 87.77 | 3 | 0
2040 | NYISO_J-K_2_NEISO | NYISO_J-K | NEISO | Internal | Summer | B3 | 75 | 70 | 0 | 71.35 | 68.34 | 3 | 0
2040 | NYISO_J-K_2_NEISO | NYISO_J-K | NEISO | Internal | Summer | B4 | 100 | 70 | 0 | 63.18 | 57.5 | 3 | 0
2040 | NYISO_J-K_2_NEISO | NYISO_J-K | NEISO | Internal | Summer | B5 | 200 | 70 | 0 | 62.94 | 52.5 | 3 | 0
2040 | NYISO_J-K_2_NEISO | NYISO_J-K | NEISO | Internal | Summer | B6 | 300 | 70 | 0 | 59.66 | 41.35 | 3 | 0
2040 | NYISO_J-K_2_NEISO | NYISO_J-K | NEISO | Internal | Summer | B7 | 400 | 70 | 0 | 59.66 | 41.35 | 3 | 0
2040 | NYISO_J-K_2_NEISO | NYISO_J-K | NEISO | Internal | Summer | B8 | 500 | 70 | 0 | 57.72 | 41.35 | 3 | 0
2040 | NYISO_J-K_2_NEISO | NYISO_J-K | NEISO | Internal | Summer | B9 | 800 | 70 | 0 | 45.94 | 41.35 | 3 | 0
2040 | NYISO_J-K_2_NEISO | NYISO_J-K | NEISO | Internal | Summer | B10 | 1262 | 70 | 0 | 45.41 | 41.35 | 3 | 0
2040 | NYISO_J-K_2_NEISO | NYISO_J-K | NEISO | Internal | Winter | B16 | 25 | 70 | 0 | 85.58 | 57.12 | 3 | 0
2040 | NYISO_J-K_2_NEISO | NYISO_J-K | NEISO | Internal | Winter | B17 | 100 | 70 | 0 | 68.18 | 57.12 | 3 | 0
2040 | NYISO_J-K_2_NEISO | NYISO_J-K | NEISO | Internal | Winter | B18 | 400 | 70 | 0 | 64.12 | 57.12 | 3 | 0
2040 | NYISO_J-K_2_NEISO | NYISO_J-K | NEISO | Internal | Winter | B19 | 700 | 70 | 0 | 64.02 | 57.12 | 3 | 0
2040 | NYISO_J-K_2_NEISO | NYISO_J-K | NEISO | Internal | Winter | B20 | 935 | 70 | 0 | 60.12 | 57.12 | 3 | 0
2040 | NYISO_J-K_2_NYISO_G-I | NYISO_J-K | NYISO_G-I | Internal | Shoulder | B11 | 25 | 2057 | 0 | 65.44 | 53.8 | 0.01 | 0
2040 | NYISO_J-K_2_NYISO_G-I | NYISO_J-K | NYISO_G-I | Internal | Shoulder | B12 | 200 | 2057 | 0 | 53.81 | 53.8 | 0.01 | 0
2040 | NYISO_J-K_2_NYISO_G-I | NYISO_J-K | NYISO_G-I | Internal | Shoulder | B13 | 600 | 2057 | 0 | 49.1 | 49.08 | 0.01 | 0
2040 | NYISO_J-K_2_NYISO_G-I | NYISO_J-K | NYISO_G-I | Internal | Shoulder | B14 | 900 | 2057 | 0 | 49.04 | 49.03 | 0.01 | 0
2040 | NYISO_J-K_2_NYISO_G-I | NYISO_J-K | NYISO_G-I | Internal | Shoulder | B15 | 1203 | 2057 | 0 | 48.23 | 48.22 | 0.01 | 0
2040 | NYISO_J-K_2_NYISO_G-I | NYISO_J-K | NYISO_G-I | Internal | Summer | B1 | 10 | 2057 | 0 | 93.59 | 93.58 | 0.01 | 0
2040 | NYISO_J-K_2_NYISO_G-I | NYISO_J-K | NYISO_G-I | Internal | Summer | B2 | 25 | 2057 | 0 | 90.77 | 90.76 | 0.01 | 0
2040 | NYISO_J-K_2_NYISO_G-I | NYISO_J-K | NYISO_G-I | Internal | Summer | B3 | 75 | 2057 | 0 | 71.35 | 71.34 | 0.01 | 0
2040 | NYISO_J-K_2_NYISO_G-I | NYISO_J-K | NYISO_G-I | Internal | Summer | B4 | 100 | 2057 | 0 | 63.18 | 63.17 | 0.01 | 0
2040 | NYISO_J-K_2_NYISO_G-I | NYISO_J-K | NYISO_G-I | Internal | Summer | B5 | 200 | 2057 | 0 | 62.94 | 62.93 | 0.01 | 0
2040 | NYISO_J-K_2_NYISO_G-I | NYISO_J-K | NYISO_G-I | Internal | Summer | B6 | 300 | 2057 | 0 | 59.66 | 58.08 | 0.01 | 0
2040 | NYISO_J-K_2_NYISO_G-I | NYISO_J-K | NYISO_G-I | Internal | Summer | B7 | 400 | 2057 | 0 | 59.66 | 52.38 | 0.01 | 0
2040 | NYISO_J-K_2_NYISO_G-I | NYISO_J-K | NYISO_G-I | Internal | Summer | B8 | 500 | 2057 | 0 | 57.72 | 47.74 | 0.01 | 0
2040 | NYISO_J-K_2_NYISO_G-I | NYISO_J-K | NYISO_G-I | Internal | Summer | B9 | 800 | 2057 | 0 | 45.94 | 45.93 | 0.01 | 0
2040 | NYISO_J-K_2_NYISO_G-I | NYISO_J-K | NYISO_G-I | Internal | Summer | B10 | 1262 | 2057 | 0 | 45.41 | 45.39 | 0.01 | 0
2040 | NYISO_J-K_2_NYISO_G-I | NYISO_J-K | NYISO_G-I | Internal | Winter | B16 | 25 | 2057 | 0 | 85.58 | 62.07 | 0.01 | 0
2040 | NYISO_J-K_2_NYISO_G-I | NYISO_J-K | NYISO_G-I | Internal | Winter | B17 | 100 | 2057 | 0 | 68.18 | 62.07 | 0.01 | 0
2040 | NYISO_J-K_2_NYISO_G-I | NYISO_J-K | NYISO_G-I | Internal | Winter | B18 | 400 | 2057 | 0 | 64.12 | 60.13 | 0.01 | 0
2040 | NYISO_J-K_2_NYISO_G-I | NYISO_J-K | NYISO_G-I | Internal | Winter | B19 | 700 | 2057 | 0 | 64.02 | 56.88 | 0.01 | 0
2040 | NYISO_J-K_2_NYISO_G-I | NYISO_J-K | NYISO_G-I | Internal | Winter | B20 | 935 | 2057 | 0 | 60.12 | 56.6 | 0.01 | 0
2040 | NYISO_J-K_2_PJM_E | NYISO_J-K | PJM_E | Internal | Shoulder | B11 | 25 | 330 | 0 | 65.44 | 59.38 | 8 | 0
2040 | NYISO_J-K_2_PJM_E | NYISO_J-K | PJM_E | Internal | Shoulder | B12 | 200 | 330 | 0 | 53.81 | 56.73 | 8 | 0
2040 | NYISO_J-K_2_PJM_E | NYISO_J-K | PJM_E | Internal | Shoulder | B13 | 600 | 330 | 0 | 49.1 | 53.02 | 8 | 0
2040 | NYISO_J-K_2_PJM_E | NYISO_J-K | PJM_E | Internal | Shoulder | B14 | 900 | 330 | 0 | 49.04 | 52.41 | 8 | 0
2040 | NYISO_J-K_2_PJM_E | NYISO_J-K | PJM_E | Internal | Shoulder | B15 | 1203 | 330 | 0 | 48.23 | 47.26 | 8 | 0
2040 | NYISO_J-K_2_PJM_E | NYISO_J-K | PJM_E | Internal | Summer | B1 | 10 | 330 | 0 | 93.59 | 88.97 | 8 | 0
2040 | NYISO_J-K_2_PJM_E | NYISO_J-K | PJM_E | Internal | Summer | B2 | 25 | 330 | 0 | 90.77 | 88.75 | 8 | 0
2040 | NYISO_J-K_2_PJM_E | NYISO_J-K | PJM_E | Internal | Summer | B3 | 75 | 330 | 330 | 71.35 | 86.48 | 8 | 7.12
2040 | NYISO_J-K_2_PJM_E | NYISO_J-K | PJM_E | Internal | Summer | B4 | 100 | 330 | 330 | 63.18 | 74.66 | 8 | 3.47
2040 | NYISO_J-K_2_PJM_E | NYISO_J-K | PJM_E | Internal | Summer | B5 | 200 | 330 | 293.25 | 62.94 | 70.94 | 8 | 0
2040 | NYISO_J-K_2_PJM_E | NYISO_J-K | PJM_E | Internal | Summer | B6 | 300 | 330 | 0 | 59.66 | 66.08 | 8 | 0
2040 | NYISO_J-K_2_PJM_E | NYISO_J-K | PJM_E | Internal | Summer | B7 | 400 | 330 | 0 | 59.66 | 54.38 | 8 | 0
2040 | NYISO_J-K_2_PJM_E | NYISO_J-K | PJM_E | Internal | Summer | B8 | 500 | 330 | 0 | 57.72 | 51.72 | 8 | 0
2040 | NYISO_J-K_2_PJM_E | NYISO_J-K | PJM_E | Internal | Summer | B9 | 800 | 330 | 0 | 45.94 | 47.34 | 8 | 0
2040 | NYISO_J-K_2_PJM_E | NYISO_J-K | PJM_E | Internal | Summer | B10 | 1262 | 330 | 0 | 45.41 | 42.11 | 8 | 0
2040 | NYISO_J-K_2_PJM_E | NYISO_J-K | PJM_E | Internal | Winter | B16 | 25 | 330 | 0 | 85.58 | 61.94 | 8 | 0
2040 | NYISO_J-K_2_PJM_E | NYISO_J-K | PJM_E | Internal | Winter | B17 | 100 | 330 | 0 | 68.18 | 61.48 | 8 | 0
2040 | NYISO_J-K_2_PJM_E | NYISO_J-K | PJM_E | Internal | Winter | B18 | 400 | 330 | 0 | 64.12 | 58.12 | 8 | 0
2040 | NYISO_J-K_2_PJM_E | NYISO_J-K | PJM_E | Internal | Winter | B19 | 700 | 330 | 0 | 64.02 | 54.68 | 8 | 0
2040 | NYISO_J-K_2_PJM_E | NYISO_J-K | PJM_E | Internal | Winter | B20 | 935 | 330 | 0 | 60.12 | 50.17 | 8 | 0
2040 | PJM_E_2_NYISO_G-I | PJM_E | NYISO_G-I | Internal | Shoulder | B11 | 25 | 500 | 0 | 59.38 | 53.8 | 6 | 0
2040 | PJM_E_2_NYISO_G-I | PJM_E | NYISO_G-I | Internal | Shoulder | B12 | 200 | 500 | 0 | 56.73 | 53.8 | 6 | 0
2040 | PJM_E_2_NYISO_G-I | PJM_E | NYISO_G-I | Internal | Shoulder | B13 | 600 | 500 | 0 | 53.02 | 49.08 | 6 | 0
2040 | PJM_E_2_NYISO_G-I | PJM_E | NYISO_G-I | Internal | Shoulder | B14 | 900 | 500 | 0 | 52.41 | 49.03 | 6 | 0
2040 | PJM_E_2_NYISO_G-I | PJM_E | NYISO_G-I | Internal | Shoulder | B15 | 1203 | 500 | 0 | 47.26 | 48.22 | 6 | 0
2040 | PJM_E_2_NYISO_G-I | PJM_E | NYISO_G-I | Internal | Summer | B1 | 10 | 500 | 0 | 88.97 | 93.58 | 6 | 0
2040 | PJM_E_2_NYISO_G-I | PJM_E | NYISO_G-I | Internal | Summer | B2 | 25 | 500 | 0 | 88.75 | 90.76 | 6 | 0
2040 | PJM_E_2_NYISO_G-I | PJM_E | NYISO_G-I | Internal | Summer | B3 | 75 | 500 | 0 | 86.48 | 71.34 | 6 | 0
2040 | PJM_E_2_NYISO_G-I | PJM_E | NYISO_G-I | Internal | Summer | B4 | 100 | 500 | 0 | 74.66 | 63.17 | 6 | 0
2040 | PJM_E_2_NYISO_G-I | PJM_E | NYISO_G-I | Internal | Summer | B5 | 200 | 500 | 0 | 70.94 | 62.93 | 6 | 0
2040 | PJM_E_2_NYISO_G-I | PJM_E | NYISO_G-I | Internal | Summer | B6 | 300 | 500 | 0 | 66.08 | 58.08 | 6 | 0
2040 | PJM_E_2_NYISO_G-I | PJM_E | NYISO_G-I | Internal | Summer | B7 | 400 | 500 | 0 | 54.38 | 52.38 | 6 | 0
2040 | PJM_E_2_NYISO_G-I | PJM_E | NYISO_G-I | Internal | Summer | B8 | 500 | 500 | 0 | 51.72 | 47.74 | 6 | 0
2040 | PJM_E_2_NYISO_G-I | PJM_E | NYISO_G-I | Internal | Summer | B9 | 800 | 500 | 0 | 47.34 | 45.93 | 6 | 0
2040 | PJM_E_2_NYISO_G-I | PJM_E | NYISO_G-I | Internal | Summer | B10 | 1262 | 500 | 0 | 42.11 | 45.39 | 6 | 0
2040 | PJM_E_2_NYISO_G-I | PJM_E | NYISO_G-I | Internal | Winter | B16 | 25 | 500 | 0 | 61.94 | 62.07 | 6 | 0
2040 | PJM_E_2_NYISO_G-I | PJM_E | NYISO_G-I | Internal | Winter | B17 | 100 | 500 | 0 | 61.48 | 62.07 | 6 | 0
2040 | PJM_E_2_NYISO_G-I | PJM_E | NYISO_G-I | Internal | Winter | B18 | 400 | 500 | 0 | 58.12 | 60.13 | 6 | 0
2040 | PJM_E_2_NYISO_G-I | PJM_E | NYISO_G-I | Internal | Winter | B19 | 700 | 500 | 0 | 54.68 | 56.88 | 6 | 0
2040 | PJM_E_2_NYISO_G-I | PJM_E | NYISO_G-I | Internal | Winter | B20 | 935 | 500 | 500 | 50.17 | 56.6 | 6 | 0.43
2040 | PJM_E_2_NYISO_J-K | PJM_E | NYISO_J-K | Internal | Shoulder | B11 | 25 | 330 | 330 | 59.38 | 65.44 | 6 | 0.07
2040 | PJM_E_2_NYISO_J-K | PJM_E | NYISO_J-K | Internal | Shoulder | B12 | 200 | 330 | 0 | 56.73 | 53.81 | 6 | 0
2040 | PJM_E_2_NYISO_J-K | PJM_E | NYISO_J-K | Internal | Shoulder | B13 | 600 | 330 | 0 | 53.02 | 49.1 | 6 | 0
2040 | PJM_E_2_NYISO_J-K | PJM_E | NYISO_J-K | Internal | Shoulder | B14 | 900 | 330 | 0 | 52.41 | 49.04 | 6 | 0
2040 | PJM_E_2_NYISO_J-K | PJM_E | NYISO_J-K | Internal | Shoulder | B15 | 1203 | 330 | 0 | 47.26 | 48.23 | 6 | 0
2040 | PJM_E_2_NYISO_J-K | PJM_E | NYISO_J-K | Internal | Summer | B1 | 10 | 330 | 0 | 88.97 | 93.59 | 6 | 0
2040 | PJM_E_2_NYISO_J-K | PJM_E | NYISO_J-K | Internal | Summer | B2 | 25 | 330 | 0 | 88.75 | 90.77 | 6 | 0
2040 | PJM_E_2_NYISO_J-K | PJM_E | NYISO_J-K | Internal | Summer | B3 | 75 | 330 | 0 | 86.48 | 71.35 | 6 | 0
2040 | PJM_E_2_NYISO_J-K | PJM_E | NYISO_J-K | Internal | Summer | B4 | 100 | 330 | 0 | 74.66 | 63.18 | 6 | 0
2040 | PJM_E_2_NYISO_J-K | PJM_E | NYISO_J-K | Internal | Summer | B5 | 200 | 330 | 0 | 70.94 | 62.94 | 6 | 0
2040 | PJM_E_2_NYISO_J-K | PJM_E | NYISO_J-K | Internal | Summer | B6 | 300 | 330 | 0 | 66.08 | 59.66 | 6 | 0
2040 | PJM_E_2_NYISO_J-K | PJM_E | NYISO_J-K | Internal | Summer | B7 | 400 | 330 | 0 | 54.38 | 59.66 | 6 | 0
2040 | PJM_E_2_NYISO_J-K | PJM_E | NYISO_J-K | Internal | Summer | B8 | 500 | 330 | 309.71 | 51.72 | 57.72 | 6 | 0
2040 | PJM_E_2_NYISO_J-K | PJM_E | NYISO_J-K | Internal | Summer | B9 | 800 | 330 | 0 | 47.34 | 45.94 | 6 | 0
2040 | PJM_E_2_NYISO_J-K | PJM_E | NYISO_J-K | Internal | Summer | B10 | 1262 | 330 | 0 | 42.11 | 45.41 | 6 | 0
2040 | PJM_E_2_NYISO_J-K | PJM_E | NYISO_J-K | Internal | Winter | B16 | 25 | 330 | 330 | 61.94 | 85.58 | 6 | 17.65
2040 | PJM_E_2_NYISO_J-K | PJM_E | NYISO_J-K | Internal | Winter | B17 | 100 | 330 | 330 | 61.48 | 68.18 | 6 | 0.71
2040 | PJM_E_2_NYISO_J-K | PJM_E | NYISO_J-K | Internal | Winter | B18 | 400 | 330 | 229.15 | 58.12 | 64.12 | 6 | 0
2040 | PJM_E_2_NYISO_J-K | PJM_E | NYISO_J-K | Internal | Winter | B19 | 700 | 330 | 330 | 54.68 | 64.02 | 6 | 3.34
2040 | PJM_E_2_NYISO_J-K | PJM_E | NYISO_J-K | Internal | Winter | B20 | 935 | 330 | 330 | 50.17 | 60.12 | 6 | 3.95
2040 | PJM_E_2_PJM_ROM | PJM_E | PJM_ROM | Internal | Shoulder | B11 | 25 | 8000 | 3157.87 | 59.38 | 59.39 | 0.01 | 0
2040 | PJM_E_2_PJM_ROM | PJM_E | PJM_ROM | Internal | Shoulder | B12 | 200 | 8000 | 1687.04 | 56.73 | 56.74 | 0.01 | 0
2040 | PJM_E_2_PJM_ROM | PJM_E | PJM_ROM | Internal | Shoulder | B13 | 600 | 8000 | 2916.74 | 53.02 | 53.03 | 0.01 | 0
2040 | PJM_E_2_PJM_ROM | PJM_E | PJM_ROM | Internal | Shoulder | B14 | 900 | 8000 | 2103.97 | 52.41 | 52.42 | 0.01 | 0
2040 | PJM_E_2_PJM_ROM | PJM_E | PJM_ROM | Internal | Shoulder | B15 | 1203 | 8000 | 0 | 47.26 | 47.25 | 0.01 | 0
2040 | PJM_E_2_PJM_ROM | PJM_E | PJM_ROM | Internal | Summer | B1 | 10 | 8000 | 0 | 88.97 | 88.96 | 0.01 | 0
2040 | PJM_E_2_PJM_ROM | PJM_E | PJM_ROM | Internal | Summer | B2 | 25 | 8000 | 0 | 88.75 | 88.74 | 0.01 | 0
2040 | PJM_E_2_PJM_ROM | PJM_E | PJM_ROM | Internal | Summer | B3 | 75 | 8000 | 0 | 86.48 | 86.46 | 0.01 | 0
2040 | PJM_E_2_PJM_ROM | PJM_E | PJM_ROM | Internal | Summer | B4 | 100 | 8000 | 0 | 74.66 | 74.65 | 0.01 | 0
2040 | PJM_E_2_PJM_ROM | PJM_E | PJM_ROM | Internal | Summer | B5 | 200 | 8000 | 0 | 70.94 | 70.93 | 0.01 | 0
2040 | PJM_E_2_PJM_ROM | PJM_E | PJM_ROM | Internal | Summer | B6 | 300 | 8000 | 0 | 66.08 | 66.07 | 0.01 | 0
2040 | PJM_E_2_PJM_ROM | PJM_E | PJM_ROM | Internal | Summer | B7 | 400 | 8000 | 0 | 54.38 | 54.37 | 0.01 | 0
2040 | PJM_E_2_PJM_ROM | PJM_E | PJM_ROM | Internal | Summer | B8 | 500 | 8000 | 621.84 | 51.72 | 51.73 | 0.01 | 0
2040 | PJM_E_2_PJM_ROM | PJM_E | PJM_ROM | Internal | Summer | B9 | 800 | 8000 | 0 | 47.34 | 47.33 | 0.01 | 0
2040 | PJM_E_2_PJM_ROM | PJM_E | PJM_ROM | Internal | Summer | B10 | 1262 | 8000 | 0 | 42.11 | 42.1 | 0.01 | 0
2040 | PJM_E_2_PJM_ROM | PJM_E | PJM_ROM | Internal | Winter | B16 | 25 | 8000 | 0 | 61.94 | 61.92 | 0.01 | 0
2040 | PJM_E_2_PJM_ROM | PJM_E | PJM_ROM | Internal | Winter | B17 | 100 | 8000 | 0 | 61.48 | 61.46 | 0.01 | 0
2040 | PJM_E_2_PJM_ROM | PJM_E | PJM_ROM | Internal | Winter | B18 | 400 | 8000 | 0 | 58.12 | 58.11 | 0.01 | 0
2040 | PJM_E_2_PJM_ROM | PJM_E | PJM_ROM | Internal | Winter | B19 | 700 | 8000 | 0 | 54.68 | 54.67 | 0.01 | 0
2040 | PJM_E_2_PJM_ROM | PJM_E | PJM_ROM | Internal | Winter | B20 | 935 | 8000 | 0 | 50.17 | 50.16 | 0.01 | 0
2040 | PJM_ROR_2_MISO_IN | PJM_ROR | MISO_IN | Internal | Shoulder | B11 | 25 | 909 | 909 | 76.39 | 83.39 | 2 | 5
2040 | PJM_ROR_2_MISO_IN | PJM_ROR | MISO_IN | Internal | Shoulder | B12 | 200 | 909 | 857.75 | 56.76 | 58.76 | 2 | 0
2040 | PJM_ROR_2_MISO_IN | PJM_ROR | MISO_IN | Internal | Shoulder | B13 | 600 | 909 | 909 | 55.15 | 57.16 | 2 | 0.01
2040 | PJM_ROR_2_MISO_IN | PJM_ROR | MISO_IN | Internal | Shoulder | B14 | 900 | 909 | 0 | 52.43 | 54.04 | 2 | 0
2040 | PJM_ROR_2_MISO_IN | PJM_ROR | MISO_IN | Internal | Shoulder | B15 | 1203 | 909 | 909 | 47.26 | 49.46 | 2 | 0.2
2040 | PJM_ROR_2_MISO_IN | PJM_ROR | MISO_IN | Internal | Summer | B1 | 10 | 909 | 909 | 88.94 | 93.58 | 2 | 2.63
2040 | PJM_ROR_2_MISO_IN | PJM_ROR | MISO_IN | Internal | Summer | B2 | 25 | 909 | 873.97 | 88.75 | 90.75 | 2 | 0
2040 | PJM_ROR_2_MISO_IN | PJM_ROR | MISO_IN | Internal | Summer | B3 | 75 | 909 | 909 | 86.48 | 88.49 | 2 | 0.01
2040 | PJM_ROR_2_MISO_IN | PJM_ROR | MISO_IN | Internal | Summer | B4 | 100 | 909 | 0 | 86.3 | 88.19 | 2 | 0
2040 | PJM_ROR_2_MISO_IN | PJM_ROR | MISO_IN | Internal | Summer | B5 | 200 | 909 | 909 | 84.04 | 86.05 | 2 | 0.02
2040 | PJM_ROR_2_MISO_IN | PJM_ROR | MISO_IN | Internal | Summer | B6 | 300 | 909 | 909 | 66.81 | 68.82 | 2 | 0.01
2040 | PJM_ROR_2_MISO_IN | PJM_ROR | MISO_IN | Internal | Summer | B7 | 400 | 909 | 0 | 54.38 | 55.21 | 2 | 0
2040 | PJM_ROR_2_MISO_IN | PJM_ROR | MISO_IN | Internal | Summer | B8 | 500 | 909 | 0 | 51.74 | 51.93 | 2 | 0
2040 | PJM_ROR_2_MISO_IN | PJM_ROR | MISO_IN | Internal | Summer | B9 | 800 | 909 | 0 | 47.34 | 47.79 | 2 | 0
2040 | PJM_ROR_2_MISO_IN | PJM_ROR | MISO_IN | Internal | Summer | B10 | 1262 | 909 | 340.49 | 42.11 | 44.11 | 2 | 0
2040 | PJM_ROR_2_MISO_IN | PJM_ROR | MISO_IN | Internal | Winter | B16 | 25 | 909 | 909 | 61.94 | 64.59 | 2 | 0.66
2040 | PJM_ROR_2_MISO_IN | PJM_ROR | MISO_IN | Internal | Winter | B17 | 100 | 909 | 0 | 61.48 | 63.46 | 2 | 0
2040 | PJM_ROR_2_MISO_IN | PJM_ROR | MISO_IN | Internal | Winter | B18 | 400 | 909 | 0 | 58.12 | 60.11 | 2 | 0
2040 | PJM_ROR_2_MISO_IN | PJM_ROR | MISO_IN | Internal | Winter | B19 | 700 | 909 | 678.8 | 54.66 | 56.66 | 2 | 0
2040 | PJM_ROR_2_MISO_IN | PJM_ROR | MISO_IN | Internal | Winter | B20 | 935 | 909 | 0 | 44.67 | 46.65 | 2 | 0
2040 | PJM_ROR_2_MISO_MI | PJM_ROR | MISO_MI | Internal | Shoulder | B11 | 25 | 1305 | 1305 | 76.39 | 83.37 | 2 | 4.99
2040 | PJM_ROR_2_MISO_MI | PJM_ROR | MISO_MI | Internal | Shoulder | B12 | 200 | 1305 | 1305 | 56.76 | 58.77 | 2 | 0.01
2040 | PJM_ROR_2_MISO_MI | PJM_ROR | MISO_MI | Internal | Shoulder | B13 | 600 | 1305 | 1305 | 55.15 | 57.18 | 2 | 0.02
2040 | PJM_ROR_2_MISO_MI | PJM_ROR | MISO_MI | Internal | Shoulder | B14 | 900 | 1305 | 0 | 52.43 | 54.05 | 2 | 0
2040 | PJM_ROR_2_MISO_MI | PJM_ROR | MISO_MI | Internal | Shoulder | B15 | 1203 | 1305 | 1305 | 47.26 | 49.48 | 2 | 0.22
2040 | PJM_ROR_2_MISO_MI | PJM_ROR | MISO_MI | Internal | Summer | B1 | 10 | 1305 | 1305 | 88.94 | 93.57 | 2 | 2.62
2040 | PJM_ROR_2_MISO_MI | PJM_ROR | MISO_MI | Internal | Summer | B2 | 25 | 1305 | 206.63 | 88.75 | 90.75 | 2 | 0
2040 | PJM_ROR_2_MISO_MI | PJM_ROR | MISO_MI | Internal | Summer | B3 | 75 | 1305 | 1084.63 | 86.48 | 88.48 | 2 | 0
2040 | PJM_ROR_2_MISO_MI | PJM_ROR | MISO_MI | Internal | Summer | B4 | 100 | 1305 | 0 | 86.3 | 88.18 | 2 | 0
2040 | PJM_ROR_2_MISO_MI | PJM_ROR | MISO_MI | Internal | Summer | B5 | 200 | 1305 | 0 | 84.04 | 85.58 | 2 | 0
2040 | PJM_ROR_2_MISO_MI | PJM_ROR | MISO_MI | Internal | Summer | B6 | 300 | 1305 | 919.3 | 66.81 | 68.81 | 2 | 0
2040 | PJM_ROR_2_MISO_MI | PJM_ROR | MISO_MI | Internal | Summer | B7 | 400 | 1305 | 0 | 54.38 | 55.23 | 2 | 0
2040 | PJM_ROR_2_MISO_MI | PJM_ROR | MISO_MI | Internal | Summer | B8 | 500 | 1305 | 0 | 51.74 | 51.94 | 2 | 0
2040 | PJM_ROR_2_MISO_MI | PJM_ROR | MISO_MI | Internal | Summer | B9 | 800 | 1305 | 0 | 47.34 | 47.8 | 2 | 0
2040 | PJM_ROR_2_MISO_MI | PJM_ROR | MISO_MI | Internal | Summer | B10 | 1262 | 1305 | 1305 | 42.11 | 44.12 | 2 | 0.01
2040 | PJM_ROR_2_MISO_MI | PJM_ROR | MISO_MI | Internal | Winter | B16 | 25 | 1305 | 1305 | 61.94 | 64.59 | 2 | 0.65
2040 | PJM_ROR_2_MISO_MI | PJM_ROR | MISO_MI | Internal | Winter | B17 | 100 | 1305 | 1013.66 | 61.48 | 63.48 | 2 | 0
2040 | PJM_ROR_2_MISO_MI | PJM_ROR | MISO_MI | Internal | Winter | B18 | 400 | 1305 | 633.29 | 58.12 | 60.12 | 2 | 0
2040 | PJM_ROR_2_MISO_MI | PJM_ROR | MISO_MI | Internal | Winter | B19 | 700 | 1305 | 1305 | 54.66 | 56.67 | 2 | 0.01
2040 | PJM_ROR_2_MISO_MI | PJM_ROR | MISO_MI | Internal | Winter | B20 | 935 | 1305 | 0 | 44.67 | 46.66 | 2 | 0
2040 | PJM_ROR_2_MISO_MO-IL | PJM_ROR | MISO_MO-IL | Internal | Shoulder | B11 | 25 | 1111 | 1111 | 76.39 | 83.4 | 2 | 5.01
2040 | PJM_ROR_2_MISO_MO-IL | PJM_ROR | MISO_MO-IL | Internal | Shoulder | B12 | 200 | 1111 | 0 | 56.76 | 58.74 | 2 | 0
2040 | PJM_ROR_2_MISO_MO-IL | PJM_ROR | MISO_MO-IL | Internal | Shoulder | B13 | 600 | 1111 | 295.5 | 55.15 | 57.15 | 2 | 0
2040 | PJM_ROR_2_MISO_MO-IL | PJM_ROR | MISO_MO-IL | Internal | Shoulder | B14 | 900 | 1111 | 0 | 52.43 | 54.03 | 2 | 0
2040 | PJM_ROR_2_MISO_MO-IL | PJM_ROR | MISO_MO-IL | Internal | Shoulder | B15 | 1203 | 1111 | 0 | 47.26 | 47.49 | 2 | 0
2040 | PJM_ROR_2_MISO_MO-IL | PJM_ROR | MISO_MO-IL | Internal | Summer | B1 | 10 | 1111 | 1111 | 88.94 | 93.59 | 2 | 2.65
2040 | PJM_ROR_2_MISO_MO-IL | PJM_ROR | MISO_MO-IL | Internal | Summer | B2 | 25 | 1111 | 1110.99 | 88.75 | 90.76 | 2 | 0.01
2040 | PJM_ROR_2_MISO_MO-IL | PJM_ROR | MISO_MO-IL | Internal | Summer | B3 | 75 | 1111 | 1111 | 86.48 | 88.5 | 2 | 0.02
2040 | PJM_ROR_2_MISO_MO-IL | PJM_ROR | MISO_MO-IL | Internal | Summer | B4 | 100 | 1111 | 0 | 86.3 | 88.2 | 2 | 0
2040 | PJM_ROR_2_MISO_MO-IL | PJM_ROR | MISO_MO-IL | Internal | Summer | B5 | 200 | 1111 | 1111 | 84.04 | 86.07 | 2 | 0.03
2040 | PJM_ROR_2_MISO_MO-IL | PJM_ROR | MISO_MO-IL | Internal | Summer | B6 | 300 | 1111 | 1111 | 66.81 | 68.84 | 2 | 0.02
2040 | PJM_ROR_2_MISO_MO-IL | PJM_ROR | MISO_MO-IL | Internal | Summer | B7 | 400 | 1111 | 0 | 54.38 | 55.2 | 2 | 0
2040 | PJM_ROR_2_MISO_MO-IL | PJM_ROR | MISO_MO-IL | Internal | Summer | B8 | 500 | 1111 | 0 | 51.74 | 51.92 | 2 | 0
2040 | PJM_ROR_2_MISO_MO-IL | PJM_ROR | MISO_MO-IL | Internal | Summer | B9 | 800 | 1111 | 0 | 47.34 | 47.79 | 2 | 0
2040 | PJM_ROR_2_MISO_MO-IL | PJM_ROR | MISO_MO-IL | Internal | Summer | B10 | 1262 | 1111 | 0 | 42.11 | 40.65 | 2 | 0
2040 | PJM_ROR_2_MISO_MO-IL | PJM_ROR | MISO_MO-IL | Internal | Winter | B16 | 25 | 1111 | 84.9 | 61.94 | 63.94 | 2 | 0
2040 | PJM_ROR_2_MISO_MO-IL | PJM_ROR | MISO_MO-IL | Internal | Winter | B17 | 100 | 1111 | 0 | 61.48 | 62.26 | 2 | 0
2040 | PJM_ROR_2_MISO_MO-IL | PJM_ROR | MISO_MO-IL | Internal | Winter | B18 | 400 | 1111 | 0 | 58.12 | 60.1 | 2 | 0
2040 | PJM_ROR_2_MISO_MO-IL | PJM_ROR | MISO_MO-IL | Internal | Winter | B19 | 700 | 1111 | 0 | 54.66 | 56.65 | 2 | 0
2040 | PJM_ROR_2_MISO_MO-IL | PJM_ROR | MISO_MO-IL | Internal | Winter | B20 | 935 | 1111 | 0 | 44.67 | 44.92 | 2 | 0
2040 | PJM_ROR_2_MISO_W | PJM_ROR | MISO_W | Internal | Shoulder | B11 | 25 | 709 | 709 | 76.39 | 83.39 | 2 | 5
2040 | PJM_ROR_2_MISO_W | PJM_ROR | MISO_W | Internal | Shoulder | B12 | 200 | 709 | 0 | 56.76 | 58.68 | 2 | 0
2040 | PJM_ROR_2_MISO_W | PJM_ROR | MISO_W | Internal | Shoulder | B13 | 600 | 709 | 0 | 55.15 | 57.14 | 2 | 0
2040 | PJM_ROR_2_MISO_W | PJM_ROR | MISO_W | Internal | Shoulder | B14 | 900 | 709 | 0 | 52.43 | 54.01 | 2 | 0
2040 | PJM_ROR_2_MISO_W | PJM_ROR | MISO_W | Internal | Shoulder | B15 | 1203 | 709 | 0 | 47.26 | 47.45 | 2 | 0
2040 | PJM_ROR_2_MISO_W | PJM_ROR | MISO_W | Internal | Summer | B1 | 10 | 709 | 709 | 88.94 | 93.58 | 2 | 2.63
2040 | PJM_ROR_2_MISO_W | PJM_ROR | MISO_W | Internal | Summer | B2 | 25 | 709 | 674.9 | 88.75 | 90.75 | 2 | 0
2040 | PJM_ROR_2_MISO_W | PJM_ROR | MISO_W | Internal | Summer | B3 | 75 | 709 | 709 | 86.48 | 89.88 | 2 | 1.41
2040 | PJM_ROR_2_MISO_W | PJM_ROR | MISO_W | Internal | Summer | B4 | 100 | 709 | 614.65 | 86.3 | 88.3 | 2 | 0
2040 | PJM_ROR_2_MISO_W | PJM_ROR | MISO_W | Internal | Summer | B5 | 200 | 709 | 709 | 84.04 | 86.08 | 2 | 0.04
2040 | PJM_ROR_2_MISO_W | PJM_ROR | MISO_W | Internal | Summer | B6 | 300 | 709 | 709 | 66.81 | 69.84 | 2 | 1.02
2040 | PJM_ROR_2_MISO_W | PJM_ROR | MISO_W | Internal | Summer | B7 | 400 | 709 | 0 | 54.38 | 55.19 | 2 | 0
2040 | PJM_ROR_2_MISO_W | PJM_ROR | MISO_W | Internal | Summer | B8 | 500 | 709 | 0 | 51.74 | 51.91 | 2 | 0
2040 | PJM_ROR_2_MISO_W | PJM_ROR | MISO_W | Internal | Summer | B9 | 800 | 709 | 0 | 47.34 | 47.78 | 2 | 0
2040 | PJM_ROR_2_MISO_W | PJM_ROR | MISO_W | Internal | Summer | B10 | 1262 | 709 | 0 | 42.11 | 40.11 | 2 | 0
2040 | PJM_ROR_2_MISO_W | PJM_ROR | MISO_W | Internal | Winter | B16 | 25 | 709 | 0 | 61.94 | 62.59 | 2 | 0
2040 | PJM_ROR_2_MISO_W | PJM_ROR | MISO_W | Internal | Winter | B17 | 100 | 709 | 0 | 61.48 | 62.25 | 2 | 0
2040 | PJM_ROR_2_MISO_W | PJM_ROR | MISO_W | Internal | Winter | B18 | 400 | 709 | 0 | 58.12 | 60.09 | 2 | 0
2040 | PJM_ROR_2_MISO_W | PJM_ROR | MISO_W | Internal | Winter | B19 | 700 | 709 | 0 | 54.66 | 56.64 | 2 | 0
2040 | PJM_ROR_2_MISO_W | PJM_ROR | MISO_W | Internal | Winter | B20 | 935 | 709 | 0 | 44.67 | 44.91 | 2 | 0
2040 | PJM_ROR_2_MISO_WUMS | PJM_ROR | MISO_WUMS | Internal | Shoulder | B11 | 25 | 1467 | 1467 | 76.39 | 83.36 | 2 | 4.98
2040 | PJM_ROR_2_MISO_WUMS | PJM_ROR | MISO_WUMS | Internal | Shoulder | B12 | 200 | 1467 | 0 | 56.76 | 58.69 | 2 | 0
2040 | PJM_ROR_2_MISO_WUMS | PJM_ROR | MISO_WUMS | Internal | Shoulder | B13 | 600 | 1467 | 217.91 | 55.15 | 57.15 | 2 | 0
2040 | PJM_ROR_2_MISO_WUMS | PJM_ROR | MISO_WUMS | Internal | Shoulder | B14 | 900 | 1467 | 0 | 52.43 | 54.04 | 2 | 0
2040 | PJM_ROR_2_MISO_WUMS | PJM_ROR | MISO_WUMS | Internal | Shoulder | B15 | 1203 | 1467 | 1467 | 47.26 | 49.49 | 2 | 0.23
2040 | PJM_ROR_2_MISO_WUMS | PJM_ROR | MISO_WUMS | Internal | Summer | B1 | 10 | 1467 | 0 | 88.94 | 84.3 | 2 | 0
2040 | PJM_ROR_2_MISO_WUMS | PJM_ROR | MISO_WUMS | Internal | Summer | B2 | 25 | 1467 | 0 | 88.75 | 84.3 | 2 | 0
2040 | PJM_ROR_2_MISO_WUMS | PJM_ROR | MISO_WUMS | Internal | Summer | B3 | 75 | 1467 | 0 | 86.48 | 84.3 | 2 | 0
2040 | PJM_ROR_2_MISO_WUMS | PJM_ROR | MISO_WUMS | Internal | Summer | B4 | 100 | 1467 | 0 | 86.3 | 84.3 | 2 | 0
2040 | PJM_ROR_2_MISO_WUMS | PJM_ROR | MISO_WUMS | Internal | Summer | B5 | 200 | 1467 | 0 | 84.04 | 84.3 | 2 | 0
2040 | PJM_ROR_2_MISO_WUMS | PJM_ROR | MISO_WUMS | Internal | Summer | B6 | 300 | 1467 | 955.57 | 66.81 | 68.81 | 2 | 0
2040 | PJM_ROR_2_MISO_WUMS | PJM_ROR | MISO_WUMS | Internal | Summer | B7 | 400 | 1467 | 0 | 54.38 | 55.2 | 2 | 0
2040 | PJM_ROR_2_MISO_WUMS | PJM_ROR | MISO_WUMS | Internal | Summer | B8 | 500 | 1467 | 0 | 51.74 | 51.92 | 2 | 0
2040 | PJM_ROR_2_MISO_WUMS | PJM_ROR | MISO_WUMS | Internal | Summer | B9 | 800 | 1467 | 0 | 47.34 | 47.79 | 2 | 0
2040 | PJM_ROR_2_MISO_WUMS | PJM_ROR | MISO_WUMS | Internal | Summer | B10 | 1262 | 1467 | 1467 | 42.11 | 44.13 | 2 | 0.02
2040 | PJM_ROR_2_MISO_WUMS | PJM_ROR | MISO_WUMS | Internal | Winter | B16 | 25 | 1467 | 692.88 | 61.94 | 63.94 | 2 | 0
2040 | PJM_ROR_2_MISO_WUMS | PJM_ROR | MISO_WUMS | Internal | Winter | B17 | 100 | 1467 | 0 | 61.48 | 63.46 | 2 | 0
2040 | PJM_ROR_2_MISO_WUMS | PJM_ROR | MISO_WUMS | Internal | Winter | B18 | 400 | 1467 | 0 | 58.12 | 60.11 | 2 | 0
2040 | PJM_ROR_2_MISO_WUMS | PJM_ROR | MISO_WUMS | Internal | Winter | B19 | 700 | 1467 | 1014.72 | 54.66 | 56.66 | 2 | 0
2040 | PJM_ROR_2_MISO_WUMS | PJM_ROR | MISO_WUMS | Internal | Winter | B20 | 935 | 1467 | 1275.06 | 44.67 | 46.67 | 2 | 0
2040 | PJM_ROR_2_PJM_ROM | PJM_ROR | PJM_ROM | Internal | Shoulder | B11 | 25 | 8000 | 0 | 76.39 | 59.39 | 0.01 | 0
2040 | PJM_ROR_2_PJM_ROM | PJM_ROR | PJM_ROM | Internal | Shoulder | B12 | 200 | 8000 | 0 | 56.76 | 56.74 | 0.01 | 0
2040 | PJM_ROR_2_PJM_ROM | PJM_ROR | PJM_ROM | Internal | Shoulder | B13 | 600 | 8000 | 0 | 55.15 | 53.03 | 0.01 | 0
2040 | PJM_ROR_2_PJM_ROM | PJM_ROR | PJM_ROM | Internal | Shoulder | B14 | 900 | 8000 | 0 | 52.43 | 52.42 | 0.01 | 0
2040 | PJM_ROR_2_PJM_ROM | PJM_ROR | PJM_ROM | Internal | Shoulder | B15 | 1203 | 8000 | 0 | 47.26 | 47.25 | 0.01 | 0
2040 | PJM_ROR_2_PJM_ROM | PJM_ROR | PJM_ROM | Internal | Summer | B1 | 10 | 8000 | 424.79 | 88.94 | 88.96 | 0.01 | 0
2040 | PJM_ROR_2_PJM_ROM | PJM_ROR | PJM_ROM | Internal | Summer | B2 | 25 | 8000 | 0 | 88.75 | 88.74 | 0.01 | 0
2040 | PJM_ROR_2_PJM_ROM | PJM_ROR | PJM_ROM | Internal | Summer | B3 | 75 | 8000 | 0 | 86.48 | 86.46 | 0.01 | 0
2040 | PJM_ROR_2_PJM_ROM | PJM_ROR | PJM_ROM | Internal | Summer | B4 | 100 | 8000 | 0 | 86.3 | 74.65 | 0.01 | 0
2040 | PJM_ROR_2_PJM_ROM | PJM_ROR | PJM_ROM | Internal | Summer | B5 | 200 | 8000 | 0 | 84.04 | 70.93 | 0.01 | 0
2040 | PJM_ROR_2_PJM_ROM | PJM_ROR | PJM_ROM | Internal | Summer | B6 | 300 | 8000 | 0 | 66.81 | 66.07 | 0.01 | 0
2040 | PJM_ROR_2_PJM_ROM | PJM_ROR | PJM_ROM | Internal | Summer | B7 | 400 | 8000 | 0 | 54.38 | 54.37 | 0.01 | 0
2040 | PJM_ROR_2_PJM_ROM | PJM_ROR | PJM_ROM | Internal | Summer | B8 | 500 | 8000 | 0 | 51.74 | 51.73 | 0.01 | 0
2040 | PJM_ROR_2_PJM_ROM | PJM_ROR | PJM_ROM | Internal | Summer | B9 | 800 | 8000 | 0 | 47.34 | 47.33 | 0.01 | 0
2040 | PJM_ROR_2_PJM_ROM | PJM_ROR | PJM_ROM | Internal | Summer | B10 | 1262 | 8000 | 0 | 42.11 | 42.1 | 0.01 | 0
2040 | PJM_ROR_2_PJM_ROM | PJM_ROR | PJM_ROM | Internal | Winter | B16 | 25 | 8000 | 0 | 61.94 | 61.92 | 0.01 | 0
2040 | PJM_ROR_2_PJM_ROM | PJM_ROR | PJM_ROM | Internal | Winter | B17 | 100 | 8000 | 0 | 61.48 | 61.46 | 0.01 | 0
2040 | PJM_ROR_2_PJM_ROM | PJM_ROR | PJM_ROM | Internal | Winter | B18 | 400 | 8000 | 0 | 58.12 | 58.11 | 0.01 | 0
2040 | PJM_ROR_2_PJM_ROM | PJM_ROR | PJM_ROM | Internal | Winter | B19 | 700 | 8000 | 730.25 | 54.66 | 54.67 | 0.01 | 0
2040 | PJM_ROR_2_PJM_ROM | PJM_ROR | PJM_ROM | Internal | Winter | B20 | 935 | 8000 | 8000 | 44.67 | 50.16 | 0.01 | 5.48
2040 | PJM_ROR_2_TVA_Transmission | PJM_ROR | TVA_Transmission | Internal | Shoulder | B11 | 25 | 2500 | 527.24 | 76.39 | 82.39 | 6 | 0
2040 | PJM_ROR_2_TVA_Transmission | PJM_ROR | TVA_Transmission | Internal | Shoulder | B12 | 200 | 2500 | 0 | 56.76 | 60.3 | 6 | 0
2040 | PJM_ROR_2_TVA_Transmission | PJM_ROR | TVA_Transmission | Internal | Shoulder | B13 | 600 | 2500 | 0 | 55.15 | 59.62 | 6 | 0
2040 | PJM_ROR_2_TVA_Transmission | PJM_ROR | TVA_Transmission | Internal | Shoulder | B14 | 900 | 2500 | 478.56 | 52.43 | 58.43 | 6 | 0
2040 | PJM_ROR_2_TVA_Transmission | PJM_ROR | TVA_Transmission | Internal | Shoulder | B15 | 1203 | 2500 | 0 | 47.26 | 52.16 | 6 | 0
2040 | PJM_ROR_2_TVA_Transmission | PJM_ROR | TVA_Transmission | Internal | Summer | B1 | 10 | 2500 | 2500 | 88.94 | 101.59 | 6 | 6.65
2040 | PJM_ROR_2_TVA_Transmission | PJM_ROR | TVA_Transmission | Internal | Summer | B2 | 25 | 2500 | 2500 | 88.75 | 98.76 | 6 | 4.01
2040 | PJM_ROR_2_TVA_Transmission | PJM_ROR | TVA_Transmission | Internal | Summer | B3 | 75 | 2500 | 2160.8 | 86.48 | 92.48 | 6 | 0
2040 | PJM_ROR_2_TVA_Transmission | PJM_ROR | TVA_Transmission | Internal | Summer | B4 | 100 | 2500 | 1389.52 | 86.3 | 92.3 | 6 | 0
2040 | PJM_ROR_2_TVA_Transmission | PJM_ROR | TVA_Transmission | Internal | Summer | B5 | 200 | 2500 | 214.32 | 84.04 | 90.04 | 6 | 0
2040 | PJM_ROR_2_TVA_Transmission | PJM_ROR | TVA_Transmission | Internal | Summer | B6 | 300 | 2500 | 0 | 66.81 | 71.98 | 6 | 0
2040 | PJM_ROR_2_TVA_Transmission | PJM_ROR | TVA_Transmission | Internal | Summer | B7 | 400 | 2500 | 0 | 54.38 | 59.08 | 6 | 0
2040 | PJM_ROR_2_TVA_Transmission | PJM_ROR | TVA_Transmission | Internal | Summer | B8 | 500 | 2500 | 0 | 51.74 | 57.28 | 6 | 0
2040 | PJM_ROR_2_TVA_Transmission | PJM_ROR | TVA_Transmission | Internal | Summer | B9 | 800 | 2500 | 632.04 | 47.34 | 53.34 | 6 | 0
2040 | PJM_ROR_2_TVA_Transmission | PJM_ROR | TVA_Transmission | Internal | Summer | B10 | 1262 | 2500 | 0 | 42.11 | 44.64 | 6 | 0
2040 | PJM_ROR_2_TVA_Transmission | PJM_ROR | TVA_Transmission | Internal | Winter | B16 | 25 | 2500 | 2500 | 61.94 | 68.29 | 6 | 0.35
2040 | PJM_ROR_2_TVA_Transmission | PJM_ROR | TVA_Transmission | Internal | Winter | B17 | 100 | 2500 | 0 | 61.48 | 65.9 | 6 | 0
2040 | PJM_ROR_2_TVA_Transmission | PJM_ROR | TVA_Transmission | Internal | Winter | B18 | 400 | 2500 | 0 | 58.12 | 62.97 | 6 | 0
2040 | PJM_ROR_2_TVA_Transmission | PJM_ROR | TVA_Transmission | Internal | Winter | B19 | 700 | 2500 | 0 | 54.66 | 57.96 | 6 | 0
2040 | PJM_ROR_2_TVA_Transmission | PJM_ROR | TVA_Transmission | Internal | Winter | B20 | 935 | 2500 | 946.67 | 44.67 | 50.67 | 6 | 0
2040 | PJM_ROR_2_VACAR | PJM_ROR | VACAR | Internal | Shoulder | B11 | 25 | 3000 | 3000 | 76.39 | 82.67 | 6 | 0.28
2040 | PJM_ROR_2_VACAR | PJM_ROR | VACAR | Internal | Shoulder | B12 | 200 | 3000 | 0 | 56.76 | 55.06 | 6 | 0
2040 | PJM_ROR_2_VACAR | PJM_ROR | VACAR | Internal | Shoulder | B13 | 600 | 3000 | 0 | 55.15 | 55.06 | 6 | 0
2040 | PJM_ROR_2_VACAR | PJM_ROR | VACAR | Internal | Shoulder | B14 | 900 | 3000 | 0 | 52.43 | 54.27 | 6 | 0
2040 | PJM_ROR_2_VACAR | PJM_ROR | VACAR | Internal | Shoulder | B15 | 1203 | 3000 | 0 | 47.26 | 44.85 | 6 | 0
2040 | PJM_ROR_2_VACAR | PJM_ROR | VACAR | Internal | Summer | B1 | 10 | 3000 | 512.42 | 88.94 | 94.94 | 6 | 0
2040 | PJM_ROR_2_VACAR | PJM_ROR | VACAR | Internal | Summer | B2 | 25 | 3000 | 3000 | 88.75 | 94.94 | 6 | 0.19
2040 | PJM_ROR_2_VACAR | PJM_ROR | VACAR | Internal | Summer | B3 | 75 | 3000 | 3000 | 86.48 | 92.69 | 6 | 0.22
2040 | PJM_ROR_2_VACAR | PJM_ROR | VACAR | Internal | Summer | B4 | 100 | 3000 | 1422.03 | 86.3 | 92.3 | 6 | 0
2040 | PJM_ROR_2_VACAR | PJM_ROR | VACAR | Internal | Summer | B5 | 200 | 3000 | 3000 | 84.04 | 92.58 | 6 | 2.54
2040 | PJM_ROR_2_VACAR | PJM_ROR | VACAR | Internal | Summer | B6 | 300 | 3000 | 92.49 | 66.81 | 72.81 | 6 | 0
2040 | PJM_ROR_2_VACAR | PJM_ROR | VACAR | Internal | Summer | B7 | 400 | 3000 | 983.88 | 54.38 | 60.38 | 6 | 0
2040 | PJM_ROR_2_VACAR | PJM_ROR | VACAR | Internal | Summer | B8 | 500 | 3000 | 0 | 51.74 | 57.5 | 6 | 0
2040 | PJM_ROR_2_VACAR | PJM_ROR | VACAR | Internal | Summer | B9 | 800 | 3000 | 0 | 47.34 | 52.69 | 6 | 0
2040 | PJM_ROR_2_VACAR | PJM_ROR | VACAR | Internal | Summer | B10 | 1262 | 3000 | 0 | 42.11 | 46.09 | 6 | 0
2040 | PJM_ROR_2_VACAR | PJM_ROR | VACAR | Internal | Winter | B16 | 25 | 3000 | 3000 | 61.94 | 70.29 | 6 | 2.35
2040 | PJM_ROR_2_VACAR | PJM_ROR | VACAR | Internal | Winter | B17 | 100 | 3000 | 0 | 61.48 | 62.18 | 6 | 0
2040 | PJM_ROR_2_VACAR | PJM_ROR | VACAR | Internal | Winter | B18 | 400 | 3000 | 0 | 58.12 | 60.67 | 6 | 0
2040 | PJM_ROR_2_VACAR | PJM_ROR | VACAR | Internal | Winter | B19 | 700 | 3000 | 0 | 54.66 | 50.96 | 6 | 0
2040 | PJM_ROR_2_VACAR | PJM_ROR | VACAR | Internal | Winter | B20 | 935 | 3000 | 0 | 44.67 | 44.85 | 6 | 0
2040 | PJM_ROM_2_NYISO_A-F | PJM_ROM | NYISO_A-F | Internal | Shoulder | B11 | 25 | 2000 | 0 | 59.39 | 53.78 | 6 | 0
2040 | PJM_ROM_2_NYISO_A-F | PJM_ROM | NYISO_A-F | Internal | Shoulder | B12 | 200 | 2000 | 0 | 56.74 | 53.78 | 6 | 0
2040 | PJM_ROM_2_NYISO_A-F | PJM_ROM | NYISO_A-F | Internal | Shoulder | B13 | 600 | 2000 | 0 | 53.03 | 49.07 | 6 | 0
2040 | PJM_ROM_2_NYISO_A-F | PJM_ROM | NYISO_A-F | Internal | Shoulder | B14 | 900 | 2000 | 0 | 52.42 | 49.02 | 6 | 0
2040 | PJM_ROM_2_NYISO_A-F | PJM_ROM | NYISO_A-F | Internal | Shoulder | B15 | 1203 | 2000 | 0 | 47.25 | 48.23 | 6 | 0
2040 | PJM_ROM_2_NYISO_A-F | PJM_ROM | NYISO_A-F | Internal | Summer | B1 | 10 | 2000 | 0 | 88.96 | 93.57 | 6 | 0
2040 | PJM_ROM_2_NYISO_A-F | PJM_ROM | NYISO_A-F | Internal | Summer | B2 | 25 | 2000 | 0 | 88.74 | 90.75 | 6 | 0
2040 | PJM_ROM_2_NYISO_A-F | PJM_ROM | NYISO_A-F | Internal | Summer | B3 | 75 | 2000 | 0 | 86.46 | 71.33 | 6 | 0
2040 | PJM_ROM_2_NYISO_A-F | PJM_ROM | NYISO_A-F | Internal | Summer | B4 | 100 | 2000 | 0 | 74.65 | 63.16 | 6 | 0
2040 | PJM_ROM_2_NYISO_A-F | PJM_ROM | NYISO_A-F | Internal | Summer | B5 | 200 | 2000 | 0 | 70.93 | 62.92 | 6 | 0
2040 | PJM_ROM_2_NYISO_A-F | PJM_ROM | NYISO_A-F | Internal | Summer | B6 | 300 | 2000 | 0 | 66.07 | 58.07 | 6 | 0
2040 | PJM_ROM_2_NYISO_A-F | PJM_ROM | NYISO_A-F | Internal | Summer | B7 | 400 | 2000 | 0 | 54.37 | 52.37 | 6 | 0
2040 | PJM_ROM_2_NYISO_A-F | PJM_ROM | NYISO_A-F | Internal | Summer | B8 | 500 | 2000 | 0 | 51.73 | 47.73 | 6 | 0
2040 | PJM_ROM_2_NYISO_A-F | PJM_ROM | NYISO_A-F | Internal | Summer | B9 | 800 | 2000 | 0 | 47.33 | 45.91 | 6 | 0
2040 | PJM_ROM_2_NYISO_A-F | PJM_ROM | NYISO_A-F | Internal | Summer | B10 | 1262 | 2000 | 0 | 42.1 | 45.41 | 6 | 0
2040 | PJM_ROM_2_NYISO_A-F | PJM_ROM | NYISO_A-F | Internal | Winter | B16 | 25 | 2000 | 0 | 61.92 | 62.05 | 6 | 0
2040 | PJM_ROM_2_NYISO_A-F | PJM_ROM | NYISO_A-F | Internal | Winter | B17 | 100 | 2000 | 0 | 61.46 | 62.05 | 6 | 0
2040 | PJM_ROM_2_NYISO_A-F | PJM_ROM | NYISO_A-F | Internal | Winter | B18 | 400 | 2000 | 0 | 58.11 | 60.12 | 6 | 0
2040 | PJM_ROM_2_NYISO_A-F | PJM_ROM | NYISO_A-F | Internal | Winter | B19 | 700 | 2000 | 0 | 54.67 | 56.87 | 6 | 0
2040 | PJM_ROM_2_NYISO_A-F | PJM_ROM | NYISO_A-F | Internal | Winter | B20 | 935 | 2000 | 2000 | 50.16 | 56.59 | 6 | 0.43
2040 | PJM_ROM_2_PJM_E | PJM_ROM | PJM_E | Internal | Shoulder | B11 | 25 | 8000 | 0 | 59.39 | 59.38 | 0.01 | 0
2040 | PJM_ROM_2_PJM_E | PJM_ROM | PJM_E | Internal | Shoulder | B12 | 200 | 8000 | 0 | 56.74 | 56.73 | 0.01 | 0
2040 | PJM_ROM_2_PJM_E | PJM_ROM | PJM_E | Internal | Shoulder | B13 | 600 | 8000 | 0 | 53.03 | 53.02 | 0.01 | 0
2040 | PJM_ROM_2_PJM_E | PJM_ROM | PJM_E | Internal | Shoulder | B14 | 900 | 8000 | 0 | 52.42 | 52.41 | 0.01 | 0
2040 | PJM_ROM_2_PJM_E | PJM_ROM | PJM_E | Internal | Shoulder | B15 | 1203 | 8000 | 230.27 | 47.25 | 47.26 | 0.01 | 0
2040 | PJM_ROM_2_PJM_E | PJM_ROM | PJM_E | Internal | Summer | B1 | 10 | 8000 | 5335.83 | 88.96 | 88.97 | 0.01 | 0
2040 | PJM_ROM_2_PJM_E | PJM_ROM | PJM_E | Internal | Summer | B2 | 25 | 8000 | 5105.38 | 88.74 | 88.75 | 0.01 | 0
2040 | PJM_ROM_2_PJM_E | PJM_ROM | PJM_E | Internal | Summer | B3 | 75 | 8000 | 600.15 | 86.46 | 86.48 | 0.01 | 0
2040 | PJM_ROM_2_PJM_E | PJM_ROM | PJM_E | Internal | Summer | B4 | 100 | 8000 | 138.3 | 74.65 | 74.66 | 0.01 | 0
2040 | PJM_ROM_2_PJM_E | PJM_ROM | PJM_E | Internal | Summer | B5 | 200 | 8000 | 946.73 | 70.93 | 70.94 | 0.01 | 0
2040 | PJM_ROM_2_PJM_E | PJM_ROM | PJM_E | Internal | Summer | B6 | 300 | 8000 | 599.04 | 66.07 | 66.08 | 0.01 | 0
2040 | PJM_ROM_2_PJM_E | PJM_ROM | PJM_E | Internal | Summer | B7 | 400 | 8000 | 155.07 | 54.37 | 54.38 | 0.01 | 0
2040 | PJM_ROM_2_PJM_E | PJM_ROM | PJM_E | Internal | Summer | B8 | 500 | 8000 | 0 | 51.73 | 51.72 | 0.01 | 0
2040 | PJM_ROM_2_PJM_E | PJM_ROM | PJM_E | Internal | Summer | B9 | 800 | 8000 | 525.49 | 47.33 | 47.34 | 0.01 | 0
2040 | PJM_ROM_2_PJM_E | PJM_ROM | PJM_E | Internal | Summer | B10 | 1262 | 8000 | 5645.64 | 42.1 | 42.11 | 0.01 | 0
2040 | PJM_ROM_2_PJM_E | PJM_ROM | PJM_E | Internal | Winter | B16 | 25 | 8000 | 920.67 | 61.92 | 61.94 | 0.01 | 0
2040 | PJM_ROM_2_PJM_E | PJM_ROM | PJM_E | Internal | Winter | B17 | 100 | 8000 | 793.25 | 61.46 | 61.48 | 0.01 | 0
2040 | PJM_ROM_2_PJM_E | PJM_ROM | PJM_E | Internal | Winter | B18 | 400 | 8000 | 2438.01 | 58.11 | 58.12 | 0.01 | 0
2040 | PJM_ROM_2_PJM_E | PJM_ROM | PJM_E | Internal | Winter | B19 | 700 | 8000 | 3547.46 | 54.67 | 54.68 | 0.01 | 0
2040 | PJM_ROM_2_PJM_E | PJM_ROM | PJM_E | Internal | Winter | B20 | 935 | 8000 | 4481.47 | 50.16 | 50.17 | 0.01 | 0
2040 | PJM_ROM_2_PJM_ROR | PJM_ROM | PJM_ROR | Internal | Shoulder | B11 | 25 | 8000 | 8000 | 59.39 | 76.39 | 0.01 | 16.99
2040 | PJM_ROM_2_PJM_ROR | PJM_ROM | PJM_ROR | Internal | Shoulder | B12 | 200 | 8000 | 6746.74 | 56.74 | 56.76 | 0.01 | 0
2040 | PJM_ROM_2_PJM_ROR | PJM_ROM | PJM_ROR | Internal | Shoulder | B13 | 600 | 8000 | 8000 | 53.03 | 55.15 | 0.01 | 2.11
2040 | PJM_ROM_2_PJM_ROR | PJM_ROM | PJM_ROR | Internal | Shoulder | B14 | 900 | 8000 | 7563.81 | 52.42 | 52.43 | 0.01 | 0
2040 | PJM_ROM_2_PJM_ROR | PJM_ROM | PJM_ROR | Internal | Shoulder | B15 | 1203 | 8000 | 5805.54 | 47.25 | 47.26 | 0.01 | 0
2040 | PJM_ROM_2_PJM_ROR | PJM_ROM | PJM_ROR | Internal | Summer | B1 | 10 | 8000 | 0.01 | 88.96 | 88.94 | 0.01 | 0
2040 | PJM_ROM_2_PJM_ROR | PJM_ROM | PJM_ROR | Internal | Summer | B2 | 25 | 8000 | 388.48 | 88.74 | 88.75 | 0.01 | 0
2040 | PJM_ROM_2_PJM_ROR | PJM_ROM | PJM_ROR | Internal | Summer | B3 | 75 | 8000 | 7752.28 | 86.46 | 86.48 | 0.01 | 0
2040 | PJM_ROM_2_PJM_ROR | PJM_ROM | PJM_ROR | Internal | Summer | B4 | 100 | 8000 | 8000 | 74.65 | 86.3 | 0.01 | 11.64
2040 | PJM_ROM_2_PJM_ROR | PJM_ROM | PJM_ROR | Internal | Summer | B5 | 200 | 8000 | 8000 | 70.93 | 84.04 | 0.01 | 13.1
2040 | PJM_ROM_2_PJM_ROR | PJM_ROM | PJM_ROR | Internal | Summer | B6 | 300 | 8000 | 8000 | 66.07 | 66.81 | 0.01 | 0.73
2040 | PJM_ROM_2_PJM_ROR | PJM_ROM | PJM_ROR | Internal | Summer | B7 | 400 | 8000 | 5410.21 | 54.37 | 54.38 | 0.01 | 0
2040 | PJM_ROM_2_PJM_ROR | PJM_ROM | PJM_ROR | Internal | Summer | B8 | 500 | 8000 | 6705.99 | 51.73 | 51.74 | 0.01 | 0
2040 | PJM_ROM_2_PJM_ROR | PJM_ROM | PJM_ROR | Internal | Summer | B9 | 800 | 8000 | 6302.08 | 47.33 | 47.34 | 0.01 | 0
2040 | PJM_ROM_2_PJM_ROR | PJM_ROM | PJM_ROR | Internal | Summer | B10 | 1262 | 8000 | 1070.12 | 42.1 | 42.11 | 0.01 | 0
2040 | PJM_ROM_2_PJM_ROR | PJM_ROM | PJM_ROR | Internal | Winter | B16 | 25 | 8000 | 839.66 | 61.92 | 61.94 | 0.01 | 0
2040 | PJM_ROM_2_PJM_ROR | PJM_ROM | PJM_ROR | Internal | Winter | B17 | 100 | 8000 | 1810.05 | 61.46 | 61.48 | 0.01 | 0
2040 | PJM_ROM_2_PJM_ROR | PJM_ROM | PJM_ROR | Internal | Winter | B18 | 400 | 8000 | 531.77 | 58.11 | 58.12 | 0.01 | 0
2040 | PJM_ROM_2_PJM_ROR | PJM_ROM | PJM_ROR | Internal | Winter | B19 | 700 | 8000 | 0 | 54.67 | 54.66 | 0.01 | 0
2040 | PJM_ROM_2_PJM_ROR | PJM_ROM | PJM_ROR | Internal | Winter | B20 | 935 | 8000 | 0 | 50.16 | 44.67 | 0.01 | 0
2040 | SOCO_2_FRCC | SOCO | FRCC | Internal | Shoulder | B11 | 25 | 3700 | 1837.78 | 89.67 | 99.67 | 10 | 0
2040 | SOCO_2_FRCC | SOCO | FRCC | Internal | Shoulder | B12 | 200 | 3700 | 0 | 59.58 | 67.37 | 10 | 0
2040 | SOCO_2_FRCC | SOCO | FRCC | Internal | Shoulder | B13 | 600 | 3700 | 0 | 59.58 | 64.57 | 10 | 0
2040 | SOCO_2_FRCC | SOCO | FRCC | Internal | Shoulder | B14 | 900 | 3700 | 0 | 59.58 | 64.57 | 10 | 0
2040 | SOCO_2_FRCC | SOCO | FRCC | Internal | Shoulder | B15 | 1203 | 3700 | 2466.4 | 54.57 | 64.57 | 10 | 0
2040 | SOCO_2_FRCC | SOCO | FRCC | Internal | Summer | B1 | 10 | 3700 | 1131.81 | 101.94 | 111.94 | 10 | 0
2040 | SOCO_2_FRCC | SOCO | FRCC | Internal | Summer | B2 | 25 | 3700 | 0 | 101.94 | 103.65 | 10 | 0
2040 | SOCO_2_FRCC | SOCO | FRCC | Internal | Summer | B3 | 75 | 3700 | 0 | 96.91 | 103.65 | 10 | 0
2040 | SOCO_2_FRCC | SOCO | FRCC | Internal | Summer | B4 | 100 | 3700 | 0 | 96.91 | 103.65 | 10 | 0
2040 | SOCO_2_FRCC | SOCO | FRCC | Internal | Summer | B5 | 200 | 3700 | 0 | 92.58 | 101.43 | 10 | 0
2040 | SOCO_2_FRCC | SOCO | FRCC | Internal | Summer | B6 | 300 | 3700 | 2750.85 | 79.81 | 89.81 | 10 | 0
2040 | SOCO_2_FRCC | SOCO | FRCC | Internal | Summer | B7 | 400 | 3700 | 1554.99 | 65.33 | 75.33 | 10 | 0
2040 | SOCO_2_FRCC | SOCO | FRCC | Internal | Summer | B8 | 500 | 3700 | 0 | 57.95 | 66.06 | 10 | 0
2040 | SOCO_2_FRCC | SOCO | FRCC | Internal | Summer | B9 | 800 | 3700 | 0 | 57.95 | 63.32 | 10 | 0
2040 | SOCO_2_FRCC | SOCO | FRCC | Internal | Summer | B10 | 1262 | 3700 | 3700 | 53.09 | 63.32 | 10 | 0.23
2040 | SOCO_2_FRCC | SOCO | FRCC | Internal | Winter | B16 | 25 | 3700 | 3700 | 77.29 | 94.5 | 10 | 7.21
2040 | SOCO_2_FRCC | SOCO | FRCC | Internal | Winter | B17 | 100 | 3700 | 0 | 63.4 | 70.67 | 10 | 0
2040 | SOCO_2_FRCC | SOCO | FRCC | Internal | Winter | B18 | 400 | 3700 | 331.99 | 57.97 | 67.97 | 10 | 0
2040 | SOCO_2_FRCC | SOCO | FRCC | Internal | Winter | B19 | 700 | 3700 | 0 | 57.96 | 67.73 | 10 | 0
2040 | SOCO_2_FRCC | SOCO | FRCC | Internal | Winter | B20 | 935 | 3700 | 3648.64 | 56.95 | 66.95 | 10 | 0
2040 | SOCO_2_VACAR | SOCO | VACAR | Internal | Shoulder | B11 | 25 | 2000 | 0 | 89.67 | 82.67 | 10 | 0
2040 | SOCO_2_VACAR | SOCO | VACAR | Internal | Shoulder | B12 | 200 | 2000 | 0 | 59.58 | 55.06 | 10 | 0
2040 | SOCO_2_VACAR | SOCO | VACAR | Internal | Shoulder | B13 | 600 | 2000 | 0 | 59.58 | 55.06 | 10 | 0
2040 | SOCO_2_VACAR | SOCO | VACAR | Internal | Shoulder | B14 | 900 | 2000 | 0 | 59.58 | 54.27 | 10 | 0
2040 | SOCO_2_VACAR | SOCO | VACAR | Internal | Shoulder | B15 | 1203 | 2000 | 0 | 54.57 | 44.85 | 10 | 0
2040 | SOCO_2_VACAR | SOCO | VACAR | Internal | Summer | B1 | 10 | 2000 | 0 | 101.94 | 94.94 | 10 | 0
2040 | SOCO_2_VACAR | SOCO | VACAR | Internal | Summer | B2 | 25 | 2000 | 0 | 101.94 | 94.94 | 10 | 0
2040 | SOCO_2_VACAR | SOCO | VACAR | Internal | Summer | B3 | 75 | 2000 | 0 | 96.91 | 92.69 | 10 | 0
2040 | SOCO_2_VACAR | SOCO | VACAR | Internal | Summer | B4 | 100 | 2000 | 0 | 96.91 | 92.3 | 10 | 0
2040 | SOCO_2_VACAR | SOCO | VACAR | Internal | Summer | B5 | 200 | 2000 | 0 | 92.58 | 92.58 | 10 | 0
2040 | SOCO_2_VACAR | SOCO | VACAR | Internal | Summer | B6 | 300 | 2000 | 0 | 79.81 | 72.81 | 10 | 0
2040 | SOCO_2_VACAR | SOCO | VACAR | Internal | Summer | B7 | 400 | 2000 | 0 | 65.33 | 60.38 | 10 | 0
2040 | SOCO_2_VACAR | SOCO | VACAR | Internal | Summer | B8 | 500 | 2000 | 0 | 57.95 | 57.5 | 10 | 0
2040 | SOCO_2_VACAR | SOCO | VACAR | Internal | Summer | B9 | 800 | 2000 | 0 | 57.95 | 52.69 | 10 | 0
2040 | SOCO_2_VACAR | SOCO | VACAR | Internal | Summer | B10 | 1262 | 2000 | 0 | 53.09 | 46.09 | 10 | 0
2040 | SOCO_2_VACAR | SOCO | VACAR | Internal | Winter | B16 | 25 | 2000 | 0 | 77.29 | 70.29 | 10 | 0
2040 | SOCO_2_VACAR | SOCO | VACAR | Internal | Winter | B17 | 100 | 2000 | 0 | 63.4 | 62.18 | 10 | 0
2040 | SOCO_2_VACAR | SOCO | VACAR | Internal | Winter | B18 | 400 | 2000 | 0 | 57.97 | 60.67 | 10 | 0
2040 | SOCO_2_VACAR | SOCO | VACAR | Internal | Winter | B19 | 700 | 2000 | 0 | 57.96 | 50.96 | 10 | 0
2040 | SOCO_2_VACAR | SOCO | VACAR | Internal | Winter | B20 | 935 | 2000 | 0 | 56.95 | 44.85 | 10 | 0
2040 | SPP_N_2_ENT | SPP_N | ENT | Internal | Shoulder | B11 | 25 | 1800 | 0 | 90.39 | 84.26 | 5 | 0
2040 | SPP_N_2_ENT | SPP_N | ENT | Internal | Shoulder | B12 | 200 | 1800 | 0 | 57.88 | 59.51 | 5 | 0
2040 | SPP_N_2_ENT | SPP_N | ENT | Internal | Shoulder | B13 | 600 | 1800 | 0 | 56.9 | 59.51 | 5 | 0
2040 | SPP_N_2_ENT | SPP_N | ENT | Internal | Shoulder | B14 | 900 | 1800 | 1782.24 | 52.12 | 57.12 | 5 | 0
2040 | SPP_N_2_ENT | SPP_N | ENT | Internal | Shoulder | B15 | 1203 | 1800 | 1800 | 42.49 | 57.12 | 5 | 9.63
2040 | SPP_N_2_ENT | SPP_N | ENT | Internal | Summer | B1 | 10 | 1800 | 0 | 90.76 | 94.69 | 5 | 0
2040 | SPP_N_2_ENT | SPP_N | ENT | Internal | Summer | B2 | 25 | 1800 | 0 | 90.76 | 94.69 | 5 | 0
2040 | SPP_N_2_ENT | SPP_N | ENT | Internal | Summer | B3 | 75 | 1800 | 0 | 90.76 | 88.91 | 5 | 0
2040 | SPP_N_2_ENT | SPP_N | ENT | Internal | Summer | B4 | 100 | 1800 | 0 | 90.76 | 88.91 | 5 | 0
2040 | SPP_N_2_ENT | SPP_N | ENT | Internal | Summer | B5 | 200 | 1800 | 0 | 90.76 | 84.58 | 5 | 0
2040 | SPP_N_2_ENT | SPP_N | ENT | Internal | Summer | B6 | 300 | 1800 | 0 | 76.84 | 76.84 | 5 | 0
2040 | SPP_N_2_ENT | SPP_N | ENT | Internal | Summer | B7 | 400 | 1800 | 0 | 60.11 | 57.49 | 5 | 0
2040 | SPP_N_2_ENT | SPP_N | ENT | Internal | Summer | B8 | 500 | 1800 | 0 | 55.03 | 57.49 | 5 | 0
2040 | SPP_N_2_ENT | SPP_N | ENT | Internal | Summer | B9 | 800 | 1800 | 0 | 54.78 | 55.79 | 5 | 0
2040 | SPP_N_2_ENT | SPP_N | ENT | Internal | Summer | B10 | 1262 | 1800 | 1800 | 42.77 | 53.09 | 5 | 5.33
2040 | SPP_N_2_ENT | SPP_N | ENT | Internal | Winter | B16 | 25 | 1800 | 1486.79 | 64.29 | 69.29 | 5 | 0
2040 | SPP_N_2_ENT | SPP_N | ENT | Internal | Winter | B17 | 100 | 1800 | 1800 | 57.9 | 63.4 | 5 | 0.5
2040 | SPP_N_2_ENT | SPP_N | ENT | Internal | Winter | B18 | 400 | 1800 | 1650.85 | 58.4 | 63.4 | 5 | 0
2040 | SPP_N_2_ENT | SPP_N | ENT | Internal | Winter | B19 | 700 | 1800 | 1800 | 55.81 | 61.29 | 5 | 0.47
2040 | SPP_N_2_ENT | SPP_N | ENT | Internal | Winter | B20 | 935 | 1800 | 1800 | 40.51 | 56.07 | 5 | 10.56
2040 | SPP_N_2_MISO_MO-IL | SPP_N | MISO_MO-IL | Internal | Shoulder | B11 | 25 | 2000 | 0 | 90.39 | 83.4 | 5 | 0
2040 | SPP_N_2_MISO_MO-IL | SPP_N | MISO_MO-IL | Internal | Shoulder | B12 | 200 | 2000 | 0 | 57.88 | 58.74 | 5 | 0
2040 | SPP_N_2_MISO_MO-IL | SPP_N | MISO_MO-IL | Internal | Shoulder | B13 | 600 | 2000 | 0 | 56.9 | 57.15 | 5 | 0
2040 | SPP_N_2_MISO_MO-IL | SPP_N | MISO_MO-IL | Internal | Shoulder | B14 | 900 | 2000 | 0 | 52.12 | 54.03 | 5 | 0
2040 | SPP_N_2_MISO_MO-IL | SPP_N | MISO_MO-IL | Internal | Shoulder | B15 | 1203 | 2000 | 796.52 | 42.49 | 47.49 | 5 | 0
2040 | SPP_N_2_MISO_MO-IL | SPP_N | MISO_MO-IL | Internal | Summer | B1 | 10 | 2000 | 0 | 90.76 | 93.59 | 5 | 0
2040 | SPP_N_2_MISO_MO-IL | SPP_N | MISO_MO-IL | Internal | Summer | B2 | 25 | 2000 | 0 | 90.76 | 90.76 | 5 | 0
2040 | SPP_N_2_MISO_MO-IL | SPP_N | MISO_MO-IL | Internal | Summer | B3 | 75 | 2000 | 0 | 90.76 | 88.5 | 5 | 0
2040 | SPP_N_2_MISO_MO-IL | SPP_N | MISO_MO-IL | Internal | Summer | B4 | 100 | 2000 | 0 | 90.76 | 88.2 | 5 | 0
2040 | SPP_N_2_MISO_MO-IL | SPP_N | MISO_MO-IL | Internal | Summer | B5 | 200 | 2000 | 0 | 90.76 | 86.07 | 5 | 0
2040 | SPP_N_2_MISO_MO-IL | SPP_N | MISO_MO-IL | Internal | Summer | B6 | 300 | 2000 | 0 | 76.84 | 68.84 | 5 | 0
2040 | SPP_N_2_MISO_MO-IL | SPP_N | MISO_MO-IL | Internal | Summer | B7 | 400 | 2000 | 0 | 60.11 | 55.2 | 5 | 0
2040 | SPP_N_2_MISO_MO-IL | SPP_N | MISO_MO-IL | Internal | Summer | B8 | 500 | 2000 | 0 | 55.03 | 51.92 | 5 | 0
2040 | SPP_N_2_MISO_MO-IL | SPP_N | MISO_MO-IL | Internal | Summer | B9 | 800 | 2000 | 0 | 54.78 | 47.79 | 5 | 0
2040 | SPP_N_2_MISO_MO-IL | SPP_N | MISO_MO-IL | Internal | Summer | B10 | 1262 | 2000 | 0 | 42.77 | 40.65 | 5 | 0
2040 | SPP_N_2_MISO_MO-IL | SPP_N | MISO_MO-IL | Internal | Winter | B16 | 25 | 2000 | 0 | 64.29 | 63.94 | 5 | 0
2040 | SPP_N_2_MISO_MO-IL | SPP_N | MISO_MO-IL | Internal | Winter | B17 | 100 | 2000 | 0 | 57.9 | 62.26 | 5 | 0
2040 | SPP_N_2_MISO_MO-IL | SPP_N | MISO_MO-IL | Internal | Winter | B18 | 400 | 2000 | 0 | 58.4 | 60.1 | 5 | 0
2040 | SPP_N_2_MISO_MO-IL | SPP_N | MISO_MO-IL | Internal | Winter | B19 | 700 | 2000 | 0 | 55.81 | 56.65 | 5 | 0
2040 | SPP_N_2_MISO_MO-IL | SPP_N | MISO_MO-IL | Internal | Winter | B20 | 935 | 2000 | 0 | 40.51 | 44.92 | 5 | 0
2040 | SPP_N_2_MISO_W | SPP_N | MISO_W | Internal | Shoulder | B11 | 25 | 750 | 0 | 90.39 | 83.39 | 5 | 0
2040 | SPP_N_2_MISO_W | SPP_N | MISO_W | Internal | Shoulder | B12 | 200 | 750 | 0 | 57.88 | 58.68 | 5 | 0
2040 | SPP_N_2_MISO_W | SPP_N | MISO_W | Internal | Shoulder | B13 | 600 | 750 | 0 | 56.9 | 57.14 | 5 | 0
2040 | SPP_N_2_MISO_W | SPP_N | MISO_W | Internal | Shoulder | B14 | 900 | 750 | 0 | 52.12 | 54.01 | 5 | 0
2040 | SPP_N_2_MISO_W | SPP_N | MISO_W | Internal | Shoulder | B15 | 1203 | 750 | 0 | 42.49 | 47.45 | 5 | 0
2040 | SPP_N_2_MISO_W | SPP_N | MISO_W | Internal | Summer | B1 | 10 | 750 | 0 | 90.76 | 93.58 | 5 | 0
2040 | SPP_N_2_MISO_W | SPP_N | MISO_W | Internal | Summer | B2 | 25 | 750 | 0 | 90.76 | 90.75 | 5 | 0
2040 | SPP_N_2_MISO_W | SPP_N | MISO_W | Internal | Summer | B3 | 75 | 750 | 0 | 90.76 | 89.88 | 5 | 0
2040 | SPP_N_2_MISO_W | SPP_N | MISO_W | Internal | Summer | B4 | 100 | 750 | 0 | 90.76 | 88.3 | 5 | 0
2040 | SPP_N_2_MISO_W | SPP_N | MISO_W | Internal | Summer | B5 | 200 | 750 | 0 | 90.76 | 86.08 | 5 | 0
2040 | SPP_N_2_MISO_W | SPP_N | MISO_W | Internal | Summer | B6 | 300 | 750 | 0 | 76.84 | 69.84 | 5 | 0
2040 | SPP_N_2_MISO_W | SPP_N | MISO_W | Internal | Summer | B7 | 400 | 750 | 0 | 60.11 | 55.19 | 5 | 0
2040 | SPP_N_2_MISO_W | SPP_N | MISO_W | Internal | Summer | B8 | 500 | 750 | 0 | 55.03 | 51.91 | 5 | 0
2040 | SPP_N_2_MISO_W | SPP_N | MISO_W | Internal | Summer | B9 | 800 | 750 | 0 | 54.78 | 47.78 | 5 | 0
2040 | SPP_N_2_MISO_W | SPP_N | MISO_W | Internal | Summer | B10 | 1262 | 750 | 0 | 42.77 | 40.11 | 5 | 0
2040 | SPP_N_2_MISO_W | SPP_N | MISO_W | Internal | Winter | B16 | 25 | 750 | 0 | 64.29 | 62.59 | 5 | 0
2040 | SPP_N_2_MISO_W | SPP_N | MISO_W | Internal | Winter | B17 | 100 | 750 | 0 | 57.9 | 62.25 | 5 | 0
2040 | SPP_N_2_MISO_W | SPP_N | MISO_W | Internal | Winter | B18 | 400 | 750 | 0 | 58.4 | 60.09 | 5 | 0
2040 | SPP_N_2_MISO_W | SPP_N | MISO_W | Internal | Winter | B19 | 700 | 750 | 0 | 55.81 | 56.64 | 5 | 0
2040 | SPP_N_2_MISO_W | SPP_N | MISO_W | Internal | Winter | B20 | 935 | 750 | 0 | 40.51 | 44.91 | 5 | 0
2040 | SPP_N_2_NE | SPP_N | NE | Internal | Shoulder | B11 | 25 | 1531 | 0 | 90.39 | 90.37 | 0.01 | 0
2040 | SPP_N_2_NE | SPP_N | NE | Internal | Shoulder | B12 | 200 | 1531 | 0 | 57.88 | 57.87 | 0.01 | 0
2040 | SPP_N_2_NE | SPP_N | NE | Internal | Shoulder | B13 | 600 | 1531 | 0 | 56.9 | 56.89 | 0.01 | 0
2040 | SPP_N_2_NE | SPP_N | NE | Internal | Shoulder | B14 | 900 | 1531 | 0 | 52.12 | 52.11 | 0.01 | 0
2040 | SPP_N_2_NE | SPP_N | NE | Internal | Shoulder | B15 | 1203 | 1531 | 0 | 42.49 | 42.48 | 0.01 | 0
2040 | SPP_N_2_NE | SPP_N | NE | Internal | Summer | B1 | 10 | 1531 | 1121.78 | 90.76 | 90.77 | 0.01 | 0
2040 | SPP_N_2_NE | SPP_N | NE | Internal | Summer | B2 | 25 | 1531 | 0 | 90.76 | 90.75 | 0.01 | 0
2040 | SPP_N_2_NE | SPP_N | NE | Internal | Summer | B3 | 75 | 1531 | 0 | 90.76 | 90.75 | 0.01 | 0
2040 | SPP_N_2_NE | SPP_N | NE | Internal | Summer | B4 | 100 | 1531 | 0 | 90.76 | 90.75 | 0.01 | 0
2040 | SPP_N_2_NE | SPP_N | NE | Internal | Summer | B5 | 200 | 1531 | 0 | 90.76 | 90.75 | 0.01 | 0
2040 | SPP_N_2_NE | SPP_N | NE | Internal | Summer | B6 | 300 | 1531 | 0 | 76.84 | 76.82 | 0.01 | 0
2040 | SPP_N_2_NE | SPP_N | NE | Internal | Summer | B7 | 400 | 1531 | 0 | 60.11 | 60.1 | 0.01 | 0
2040 | SPP_N_2_NE | SPP_N | NE | Internal | Summer | B8 | 500 | 1531 | 0 | 55.03 | 55.02 | 0.01 | 0
2040 | SPP_N_2_NE | SPP_N | NE | Internal | Summer | B9 | 800 | 1531 | 0 | 54.78 | 54.77 | 0.01 | 0
2040 | SPP_N_2_NE | SPP_N | NE | Internal | Summer | B10 | 1262 | 1531 | 0 | 42.77 | 40.11 | 0.01 | 0
2040 | SPP_N_2_NE | SPP_N | NE | Internal | Winter | B16 | 25 | 1531 | 0 | 64.29 | 64.28 | 0.01 | 0
2040 | SPP_N_2_NE | SPP_N | NE | Internal | Winter | B17 | 100 | 1531 | 0 | 57.9 | 57.89 | 0.01 | 0
2040 | SPP_N_2_NE | SPP_N | NE | Internal | Winter | B18 | 400 | 1531 | 0 | 58.4 | 58.39 | 0.01 | 0
2040 | SPP_N_2_NE | SPP_N | NE | Internal | Winter | B19 | 700 | 1531 | 0 | 55.81 | 55.8 | 0.01 | 0
2040 | SPP_N_2_NE | SPP_N | NE | Internal | Winter | B20 | 935 | 1531 | 0 | 40.51 | 40.5 | 0.01 | 0
2040 | SPP_N_2_SPP_S | SPP_N | SPP_S | Internal | Shoulder | B11 | 25 | 4383 | 0 | 90.39 | 79.26 | 0.01 | 0
2040 | SPP_N_2_SPP_S | SPP_N | SPP_S | Internal | Shoulder | B12 | 200 | 4383 | 0 | 57.88 | 57.04 | 0.01 | 0
2040 | SPP_N_2_SPP_S | SPP_N | SPP_S | Internal | Shoulder | B13 | 600 | 4383 | 387.06 | 56.9 | 56.91 | 0.01 | 0
2040 | SPP_N_2_SPP_S | SPP_N | SPP_S | Internal | Shoulder | B14 | 900 | 4383 | 0 | 52.12 | 52.11 | 0.01 | 0
2040 | SPP_N_2_SPP_S | SPP_N | SPP_S | Internal | Shoulder | B15 | 1203 | 4383 | 742.81 | 42.49 | 42.5 | 0.01 | 0
2040 | SPP_N_2_SPP_S | SPP_N | SPP_S | Internal | Summer | B1 | 10 | 4383 | 0 | 90.76 | 60.1 | 0.01 | 0
2040 | SPP_N_2_SPP_S | SPP_N | SPP_S | Internal | Summer | B2 | 25 | 4383 | 0 | 90.76 | 79.58 | 0.01 | 0
2040 | SPP_N_2_SPP_S | SPP_N | SPP_S | Internal | Summer | B3 | 75 | 4383 | 0 | 90.76 | 80.25 | 0.01 | 0
2040 | SPP_N_2_SPP_S | SPP_N | SPP_S | Internal | Summer | B4 | 100 | 4383 | 0 | 90.76 | 80.25 | 0.01 | 0
2040 | SPP_N_2_SPP_S | SPP_N | SPP_S | Internal | Summer | B5 | 200 | 4383 | 0 | 90.76 | 79.58 | 0.01 | 0
2040 | SPP_N_2_SPP_S | SPP_N | SPP_S | Internal | Summer | B6 | 300 | 4383 | 478.71 | 76.84 | 76.85 | 0.01 | 0
2040 | SPP_N_2_SPP_S | SPP_N | SPP_S | Internal | Summer | B7 | 400 | 4383 | 0 | 60.11 | 60.1 | 0.01 | 0
2040 | SPP_N_2_SPP_S | SPP_N | SPP_S | Internal | Summer | B8 | 500 | 4383 | 0 | 55.03 | 55.02 | 0.01 | 0
2040 | SPP_N_2_SPP_S | SPP_N | SPP_S | Internal | Summer | B9 | 800 | 4383 | 3751.51 | 54.78 | 54.79 | 0.01 | 0
2040 | SPP_N_2_SPP_S | SPP_N | SPP_S | Internal | Summer | B10 | 1262 | 4383 | 3673.51 | 42.77 | 42.78 | 0.01 | 0
2040 | SPP_N_2_SPP_S | SPP_N | SPP_S | Internal | Winter | B16 | 25 | 4383 | 0 | 64.29 | 61.25 | 0.01 | 0
2040 | SPP_N_2_SPP_S | SPP_N | SPP_S | Internal | Winter | B17 | 100 | 4383 | 112.75 | 57.9 | 57.91 | 0.01 | 0
2040 | SPP_N_2_SPP_S | SPP_N | SPP_S | Internal | Winter | B18 | 400 | 4383 | 0 | 58.4 | 58.39 | 0.01 | 0
2040 | SPP_N_2_SPP_S | SPP_N | SPP_S | Internal | Winter | B19 | 700 | 4383 | 0 | 55.81 | 55.45 | 0.01 | 0
2040 | SPP_N_2_SPP_S | SPP_N | SPP_S | Internal | Winter | B20 | 935 | 4383 | 3174.61 | 40.51 | 40.52 | 0.01 | 0
2040 | SPP_S_2_ENT | SPP_S | ENT | Internal | Shoulder | B11 | 25 | 850 | 299.75 | 79.26 | 84.26 | 5 | 0
2040 | SPP_S_2_ENT | SPP_S | ENT | Internal | Shoulder | B12 | 200 | 850 | 0 | 57.04 | 59.51 | 5 | 0
2040 | SPP_S_2_ENT | SPP_S | ENT | Internal | Shoulder | B13 | 600 | 850 | 0 | 56.91 | 59.51 | 5 | 0
2040 | SPP_S_2_ENT | SPP_S | ENT | Internal | Shoulder | B14 | 900 | 850 | 850 | 52.11 | 57.12 | 5 | 0.01
2040 | SPP_S_2_ENT | SPP_S | ENT | Internal | Shoulder | B15 | 1203 | 850 | 850 | 42.5 | 57.12 | 5 | 9.62
2040 | SPP_S_2_ENT | SPP_S | ENT | Internal | Summer | B1 | 10 | 850 | 850 | 60.1 | 94.69 | 5 | 29.59
2040 | SPP_S_2_ENT | SPP_S | ENT | Internal | Summer | B2 | 25 | 850 | 850 | 79.58 | 94.69 | 5 | 10.11
2040 | SPP_S_2_ENT | SPP_S | ENT | Internal | Summer | B3 | 75 | 850 | 850 | 80.25 | 88.91 | 5 | 3.67
2040 | SPP_S_2_ENT | SPP_S | ENT | Internal | Summer | B4 | 100 | 850 | 850 | 80.25 | 88.91 | 5 | 3.67
2040 | SPP_S_2_ENT | SPP_S | ENT | Internal | Summer | B5 | 200 | 850 | 464 | 79.58 | 84.58 | 5 | 0
2040 | SPP_S_2_ENT | SPP_S | ENT | Internal | Summer | B6 | 300 | 850 | 0 | 76.85 | 76.84 | 5 | 0
2040 | SPP_S_2_ENT | SPP_S | ENT | Internal | Summer | B7 | 400 | 850 | 0 | 60.1 | 57.49 | 5 | 0
2040 | SPP_S_2_ENT | SPP_S | ENT | Internal | Summer | B8 | 500 | 850 | 0 | 55.02 | 57.49 | 5 | 0
2040 | SPP_S_2_ENT | SPP_S | ENT | Internal | Summer | B9 | 800 | 850 | 0 | 54.79 | 55.79 | 5 | 0
2040 | SPP_S_2_ENT | SPP_S | ENT | Internal | Summer | B10 | 1262 | 850 | 850 | 42.78 | 53.09 | 5 | 5.31
2040 | SPP_S_2_ENT | SPP_S | ENT | Internal | Winter | B16 | 25 | 850 | 850 | 61.25 | 69.29 | 5 | 3.04
2040 | SPP_S_2_ENT | SPP_S | ENT | Internal | Winter | B17 | 100 | 850 | 850 | 57.91 | 63.4 | 5 | 0.48
2040 | SPP_S_2_ENT | SPP_S | ENT | Internal | Winter | B18 | 400 | 850 | 850 | 58.39 | 63.4 | 5 | 0.01
2040 | SPP_S_2_ENT | SPP_S | ENT | Internal | Winter | B19 | 700 | 850 | 850 | 55.45 | 61.29 | 5 | 0.84
2040 | SPP_S_2_ENT | SPP_S | ENT | Internal | Winter | B20 | 935 | 850 | 850 | 40.52 | 56.07 | 5 | 10.55
2040 | SPP_S_2_SPP_N | SPP_S | SPP_N | Internal | Shoulder | B11 | 25 | 1023 | 1023 | 79.26 | 90.39 | 0.01 | 11.11
2040 | SPP_S_2_SPP_N | SPP_S | SPP_N | Internal | Shoulder | B12 | 200 | 1023 | 1023 | 57.04 | 57.88 | 0.01 | 0.83
2040 | SPP_S_2_SPP_N | SPP_S | SPP_N | Internal | Shoulder | B13 | 600 | 1023 | 0 | 56.91 | 56.9 | 0.01 | 0
2040 | SPP_S_2_SPP_N | SPP_S | SPP_N | Internal | Shoulder | B14 | 900 | 1023 | 946.43 | 52.11 | 52.12 | 0.01 | 0
2040 | SPP_S_2_SPP_N | SPP_S | SPP_N | Internal | Shoulder | B15 | 1203 | 1023 | 0 | 42.5 | 42.49 | 0.01 | 0
2040 | SPP_S_2_SPP_N | SPP_S | SPP_N | Internal | Summer | B1 | 10 | 1023 | 1023 | 60.1 | 90.76 | 0.01 | 30.65
2040 | SPP_S_2_SPP_N | SPP_S | SPP_N | Internal | Summer | B2 | 25 | 1023 | 1023 | 79.58 | 90.76 | 0.01 | 11.17
2040 | SPP_S_2_SPP_N | SPP_S | SPP_N | Internal | Summer | B3 | 75 | 1023 | 1023 | 80.25 | 90.76 | 0.01 | 10.5
2040 | SPP_S_2_SPP_N | SPP_S | SPP_N | Internal | Summer | B4 | 100 | 1023 | 1023 | 80.25 | 90.76 | 0.01 | 10.5
2040 | SPP_S_2_SPP_N | SPP_S | SPP_N | Internal | Summer | B5 | 200 | 1023 | 1023 | 79.58 | 90.76 | 0.01 | 11.17
2040 | SPP_S_2_SPP_N | SPP_S | SPP_N | Internal | Summer | B6 | 300 | 1023 | 0 | 76.85 | 76.84 | 0.01 | 0
2040 | SPP_S_2_SPP_N | SPP_S | SPP_N | Internal | Summer | B7 | 400 | 1023 | 987.57 | 60.1 | 60.11 | 0.01 | 0
2040 | SPP_S_2_SPP_N | SPP_S | SPP_N | Internal | Summer | B8 | 500 | 1023 | 337.59 | 55.02 | 55.03 | 0.01 | 0
2040 | SPP_S_2_SPP_N | SPP_S | SPP_N | Internal | Summer | B9 | 800 | 1023 | 0 | 54.79 | 54.78 | 0.01 | 0
2040 | SPP_S_2_SPP_N | SPP_S | SPP_N | Internal | Summer | B10 | 1262 | 1023 | 0 | 42.78 | 42.77 | 0.01 | 0
2040 | SPP_S_2_SPP_N | SPP_S | SPP_N | Internal | Winter | B16 | 25 | 1023 | 1023 | 61.25 | 64.29 | 0.01 | 3.03
2040 | SPP_S_2_SPP_N | SPP_S | SPP_N | Internal | Winter | B17 | 100 | 1023 | 0 | 57.91 | 57.9 | 0.01 | 0
2040 | SPP_S_2_SPP_N | SPP_S | SPP_N | Internal | Winter | B18 | 400 | 1023 | 25.34 | 58.39 | 58.4 | 0.01 | 0
2040 | SPP_S_2_SPP_N | SPP_S | SPP_N | Internal | Winter | B19 | 700 | 1023 | 1023 | 55.45 | 55.81 | 0.01 | 0.35
2040 | SPP_S_2_SPP_N | SPP_S | SPP_N | Internal | Winter | B20 | 935 | 1023 | 0 | 40.52 | 40.51 | 0.01 | 0
2040 | TVA_2_ENT | TVA | ENT | Internal | Shoulder | B11 | 25 | 500 | 500 | 71.94 | 84.26 | 9 | 3.32
2040 | TVA_2_ENT | TVA | ENT | Internal | Shoulder | B12 | 200 | 500 | 0 | 58.51 | 59.51 | 9 | 0
2040 | TVA_2_ENT | TVA | ENT | Internal | Shoulder | B13 | 600 | 500 | 0 | 58.44 | 59.51 | 9 | 0
2040 | TVA_2_ENT | TVA | ENT | Internal | Shoulder | B14 | 900 | 500 | 0 | 58.44 | 57.12 | 9 | 0
2040 | TVA_2_ENT | TVA | ENT | Internal | Shoulder | B15 | 1203 | 500 | 0 | 52.18 | 57.12 | 9 | 0
2040 | TVA_2_ENT | TVA | ENT | Internal | Summer | B1 | 10 | 500 | 0 | 101.6 | 94.69 | 9 | 0
2040 | TVA_2_ENT | TVA | ENT | Internal | Summer | B2 | 25 | 500 | 0 | 98.77 | 94.69 | 9 | 0
2040 | TVA_2_ENT | TVA | ENT | Internal | Summer | B3 | 75 | 500 | 0 | 92.49 | 88.91 | 9 | 0
2040 | TVA_2_ENT | TVA | ENT | Internal | Summer | B4 | 100 | 500 | 0 | 92.31 | 88.91 | 9 | 0
2040 | TVA_2_ENT | TVA | ENT | Internal | Summer | B5 | 200 | 500 | 0 | 90.05 | 84.58 | 9 | 0
2040 | TVA_2_ENT | TVA | ENT | Internal | Summer | B6 | 300 | 500 | 500 | 61.17 | 76.84 | 9 | 6.67
2040 | TVA_2_ENT | TVA | ENT | Internal | Summer | B7 | 400 | 500 | 0 | 56.94 | 57.49 | 9 | 0
2040 | TVA_2_ENT | TVA | ENT | Internal | Summer | B8 | 500 | 500 | 0 | 56.94 | 57.49 | 9 | 0
2040 | TVA_2_ENT | TVA | ENT | Internal | Summer | B9 | 800 | 500 | 0 | 53.35 | 55.79 | 9 | 0
2040 | TVA_2_ENT | TVA | ENT | Internal | Summer | B10 | 1262 | 500 | 287.45 | 44.09 | 53.09 | 9 | 0
2040 | TVA_2_ENT | TVA | ENT | Internal | Winter | B16 | 25 | 500 | 0 | 68.3 | 69.29 | 9 | 0
2040 | TVA_2_ENT | TVA | ENT | Internal | Winter | B17 | 100 | 500 | 0 | 64.7 | 63.4 | 9 | 0
2040 | TVA_2_ENT | TVA | ENT | Internal | Winter | B18 | 400 | 500 | 0 | 61.97 | 63.4 | 9 | 0
2040 | TVA_2_ENT | TVA | ENT | Internal | Winter | B19 | 700 | 500 | 0 | 57.97 | 61.29 | 9 | 0
2040 | TVA_2_ENT | TVA | ENT | Internal | Winter | B20 | 935 | 500 | 0 | 50.68 | 56.07 | 9 | 0
2040 | TVA_2_MISO_MO-IL | TVA | MISO_MO-IL | Internal | Shoulder | B11 | 25 | 50 | 50 | 71.94 | 83.4 | 9 | 2.46
2040 | TVA_2_MISO_MO-IL | TVA | MISO_MO-IL | Internal | Shoulder | B12 | 200 | 50 | 0 | 58.51 | 58.74 | 9 | 0
2040 | TVA_2_MISO_MO-IL | TVA | MISO_MO-IL | Internal | Shoulder | B13 | 600 | 50 | 0 | 58.44 | 57.15 | 9 | 0
2040 | TVA_2_MISO_MO-IL | TVA | MISO_MO-IL | Internal | Shoulder | B14 | 900 | 50 | 0 | 58.44 | 54.03 | 9 | 0
2040 | TVA_2_MISO_MO-IL | TVA | MISO_MO-IL | Internal | Shoulder | B15 | 1203 | 50 | 0 | 52.18 | 47.49 | 9 | 0
2040 | TVA_2_MISO_MO-IL | TVA | MISO_MO-IL | Internal | Summer | B1 | 10 | 50 | 0 | 101.6 | 93.59 | 9 | 0
2040 | TVA_2_MISO_MO-IL | TVA | MISO_MO-IL | Internal | Summer | B2 | 25 | 50 | 0 | 98.77 | 90.76 | 9 | 0
2040 | TVA_2_MISO_MO-IL | TVA | MISO_MO-IL | Internal | Summer | B3 | 75 | 50 | 0 | 92.49 | 88.5 | 9 | 0
2040 | TVA_2_MISO_MO-IL | TVA | MISO_MO-IL | Internal | Summer | B4 | 100 | 50 | 0 | 92.31 | 88.2 | 9 | 0
2040 | TVA_2_MISO_MO-IL | TVA | MISO_MO-IL | Internal | Summer | B5 | 200 | 50 | 0 | 90.05 | 86.07 | 9 | 0
2040 | TVA_2_MISO_MO-IL | TVA | MISO_MO-IL | Internal | Summer | B6 | 300 | 50 | 0 | 61.17 | 68.84 | 9 | 0
2040 | TVA_2_MISO_MO-IL | TVA | MISO_MO-IL | Internal | Summer | B7 | 400 | 50 | 0 | 56.94 | 55.2 | 9 | 0
2040 | TVA_2_MISO_MO-IL | TVA | MISO_MO-IL | Internal | Summer | B8 | 500 | 50 | 0 | 56.94 | 51.92 | 9 | 0
2040 | TVA_2_MISO_MO-IL | TVA | MISO_MO-IL | Internal | Summer | B9 | 800 | 50 | 0 | 53.35 | 47.79 | 9 | 0
2040 | TVA_2_MISO_MO-IL | TVA | MISO_MO-IL | Internal | Summer | B10 | 1262 | 50 | 0 | 44.09 | 40.65 | 9 | 0
2040 | TVA_2_MISO_MO-IL | TVA | MISO_MO-IL | Internal | Winter | B16 | 25 | 50 | 0 | 68.3 | 63.94 | 9 | 0
2040 | TVA_2_MISO_MO-IL | TVA | MISO_MO-IL | Internal | Winter | B17 | 100 | 50 | 0 | 64.7 | 62.26 | 9 | 0
2040 | TVA_2_MISO_MO-IL | TVA | MISO_MO-IL | Internal | Winter | B18 | 400 | 50 | 0 | 61.97 | 60.1 | 9 | 0
2040 | TVA_2_MISO_MO-IL | TVA | MISO_MO-IL | Internal | Winter | B19 | 700 | 50 | 0 | 57.97 | 56.65 | 9 | 0
2040 | TVA_2_MISO_MO-IL | TVA | MISO_MO-IL | Internal | Winter | B20 | 935 | 50 | 0 | 50.68 | 44.92 | 9 | 0
2040 | TVA_2_NonRTO_Midwest | TVA | NonRTO_Midwest | Internal | Shoulder | B11 | 25 | 100 | 100 | 71.94 | 91.39 | 9 | 10.44
2040 | TVA_2_NonRTO_Midwest | TVA | NonRTO_Midwest | Internal | Shoulder | B12 | 200 | 100 | 0 | 58.51 | 66.76 | 9 | 0
2040 | TVA_2_NonRTO_Midwest | TVA | NonRTO_Midwest | Internal | Shoulder | B13 | 600 | 100 | 0 | 58.44 | 65.16 | 9 | 0
2040 | TVA_2_NonRTO_Midwest | TVA | NonRTO_Midwest | Internal | Shoulder | B14 | 900 | 100 | 0 | 58.44 | 53.43 | 9 | 0
2040 | TVA_2_NonRTO_Midwest | TVA | NonRTO_Midwest | Internal | Shoulder | B15 | 1203 | 100 | 0 | 52.18 | 44.16 | 9 | 0
2040 | TVA_2_NonRTO_Midwest | TVA | NonRTO_Midwest | Internal | Summer | B1 | 10 | 100 | 0 | 101.6 | 101.58 | 9 | 0
2040 | TVA_2_NonRTO_Midwest | TVA | NonRTO_Midwest | Internal | Summer | B2 | 25 | 100 | 0 | 98.77 | 94.05 | 9 | 0
2040 | TVA_2_NonRTO_Midwest | TVA | NonRTO_Midwest | Internal | Summer | B3 | 75 | 100 | 0 | 92.49 | 94.05 | 9 | 0
2040 | TVA_2_NonRTO_Midwest | TVA | NonRTO_Midwest | Internal | Summer | B4 | 100 | 100 | 0 | 92.31 | 94.05 | 9 | 0
2040 | TVA_2_NonRTO_Midwest | TVA | NonRTO_Midwest | Internal | Summer | B5 | 200 | 100 | 0 | 90.05 | 94.05 | 9 | 0
2040 | TVA_2_NonRTO_Midwest | TVA | NonRTO_Midwest | Internal | Summer | B6 | 300 | 100 | 100 | 61.17 | 76.82 | 9 | 6.66
2040 | TVA_2_NonRTO_Midwest | TVA | NonRTO_Midwest | Internal | Summer | B7 | 400 | 100 | 0 | 56.94 | 63.21 | 9 | 0
2040 | TVA_2_NonRTO_Midwest | TVA | NonRTO_Midwest | Internal | Summer | B8 | 500 | 100 | 0 | 56.94 | 51.79 | 9 | 0
2040 | TVA_2_NonRTO_Midwest | TVA | NonRTO_Midwest | Internal | Summer | B9 | 800 | 100 | 0 | 53.35 | 45.34 | 9 | 0
2040 | TVA_2_NonRTO_Midwest | TVA | NonRTO_Midwest | Internal | Summer | B10 | 1262 | 100 | 0 | 44.09 | 36.8 | 9 | 0
2040 | TVA_2_NonRTO_Midwest | TVA | NonRTO_Midwest | Internal | Winter | B16 | 25 | 100 | 0 | 68.3 | 72.59 | 9 | 0
2040 | TVA_2_NonRTO_Midwest | TVA | NonRTO_Midwest | Internal | Winter | B17 | 100 | 100 | 0 | 64.7 | 71.46 | 9 | 0
2040 | TVA_2_NonRTO_Midwest | TVA | NonRTO_Midwest | Internal | Winter | B18 | 400 | 100 | 0 | 61.97 | 68.11 | 9 | 0
2040 | TVA_2_NonRTO_Midwest | TVA | NonRTO_Midwest | Internal | Winter | B19 | 700 | 100 | 0 | 57.97 | 55.64 | 9 | 0
2040 | TVA_2_NonRTO_Midwest | TVA | NonRTO_Midwest | Internal | Winter | B20 | 935 | 100 | 0 | 50.68 | 42.67 | 9 | 0
2040 | TVA_2_SOCO | TVA | SOCO | Internal | Shoulder | B11 | 25 | 500 | 500 | 71.94 | 89.67 | 9 | 8.73
2040 | TVA_2_SOCO | TVA | SOCO | Internal | Shoulder | B12 | 200 | 500 | 0 | 58.51 | 59.58 | 9 | 0
2040 | TVA_2_SOCO | TVA | SOCO | Internal | Shoulder | B13 | 600 | 500 | 0 | 58.44 | 59.58 | 9 | 0
2040 | TVA_2_SOCO | TVA | SOCO | Internal | Shoulder | B14 | 900 | 500 | 0 | 58.44 | 59.58 | 9 | 0
2040 | TVA_2_SOCO | TVA | SOCO | Internal | Shoulder | B15 | 1203 | 500 | 0 | 52.18 | 54.57 | 9 | 0
2040 | TVA_2_SOCO | TVA | SOCO | Internal | Summer | B1 | 10 | 500 | 0 | 101.6 | 101.94 | 9 | 0
2040 | TVA_2_SOCO | TVA | SOCO | Internal | Summer | B2 | 25 | 500 | 0 | 98.77 | 101.94 | 9 | 0
2040 | TVA_2_SOCO | TVA | SOCO | Internal | Summer | B3 | 75 | 500 | 0 | 92.49 | 96.91 | 9 | 0
2040 | TVA_2_SOCO | TVA | SOCO | Internal | Summer | B4 | 100 | 500 | 0 | 92.31 | 96.91 | 9 | 0
2040 | TVA_2_SOCO | TVA | SOCO | Internal | Summer | B5 | 200 | 500 | 0 | 90.05 | 92.58 | 9 | 0
2040 | TVA_2_SOCO | TVA | SOCO | Internal | Summer | B6 | 300 | 500 | 500 | 61.17 | 79.81 | 9 | 9.65
2040 | TVA_2_SOCO | TVA | SOCO | Internal | Summer | B7 | 400 | 500 | 0 | 56.94 | 65.33 | 9 | 0
2040 | TVA_2_SOCO | TVA | SOCO | Internal | Summer | B8 | 500 | 500 | 0 | 56.94 | 57.95 | 9 | 0
2040 | TVA_2_SOCO | TVA | SOCO | Internal | Summer | B9 | 800 | 500 | 0 | 53.35 | 57.95 | 9 | 0
2040 | TVA_2_SOCO | TVA | SOCO | Internal | Summer | B10 | 1262 | 500 | 263.28 | 44.09 | 53.09 | 9 | 0
2040 | TVA_2_SOCO | TVA | SOCO | Internal | Winter | B16 | 25 | 500 | 0 | 68.3 | 77.29 | 9 | 0
2040 | TVA_2_SOCO | TVA | SOCO | Internal | Winter | B17 | 100 | 500 | 0 | 64.7 | 63.4 | 9 | 0
2040 | TVA_2_SOCO | TVA | SOCO | Internal | Winter | B18 | 400 | 500 | 0 | 61.97 | 57.97 | 9 | 0
2040 | TVA_2_SOCO | TVA | SOCO | Internal | Winter | B19 | 700 | 500 | 0 | 57.97 | 57.96 | 9 | 0
2040 | TVA_2_SOCO | TVA | SOCO | Internal | Winter | B20 | 935 | 500 | 0 | 50.68 | 56.95 | 9 | 0
2040 | TVA_2_VACAR | TVA | VACAR | Internal | Shoulder | B11 | 25 | 150 | 150 | 71.94 | 82.67 | 9 | 1.73
2040 | TVA_2_VACAR | TVA | VACAR | Internal | Shoulder | B12 | 200 | 150 | 0 | 58.51 | 55.06 | 9 | 0
2040 | TVA_2_VACAR | TVA | VACAR | Internal | Shoulder | B13 | 600 | 150 | 0 | 58.44 | 55.06 | 9 | 0
2040 | TVA_2_VACAR | TVA | VACAR | Internal | Shoulder | B14 | 900 | 150 | 0 | 58.44 | 54.27 | 9 | 0
2040 | TVA_2_VACAR | TVA | VACAR | Internal | Shoulder | B15 | 1203 | 150 | 0 | 52.18 | 44.85 | 9 | 0
2040 | TVA_2_VACAR | TVA | VACAR | Internal | Summer | B1 | 10 | 150 | 0 | 101.6 | 94.94 | 9 | 0
2040 | TVA_2_VACAR | TVA | VACAR | Internal | Summer | B2 | 25 | 150 | 0 | 98.77 | 94.94 | 9 | 0
2040 | TVA_2_VACAR | TVA | VACAR | Internal | Summer | B3 | 75 | 150 | 0 | 92.49 | 92.69 | 9 | 0
2040 | TVA_2_VACAR | TVA | VACAR | Internal | Summer | B4 | 100 | 150 | 0 | 92.31 | 92.3 | 9 | 0
2040 | TVA_2_VACAR | TVA | VACAR | Internal | Summer | B5 | 200 | 150 | 0 | 90.05 | 92.58 | 9 | 0
2040 | TVA_2_VACAR | TVA | VACAR | Internal | Summer | B6 | 300 | 150 | 150 | 61.17 | 72.81 | 9 | 2.65
2040 | TVA_2_VACAR | TVA | VACAR | Internal | Summer | B7 | 400 | 150 | 0 | 56.94 | 60.38 | 9 | 0
2040 | TVA_2_VACAR | TVA | VACAR | Internal | Summer | B8 | 500 | 150 | 0 | 56.94 | 57.5 | 9 | 0
2040 | TVA_2_VACAR | TVA | VACAR | Internal | Summer | B9 | 800 | 150 | 0 | 53.35 | 52.69 | 9 | 0
2040 | TVA_2_VACAR | TVA | VACAR | Internal | Summer | B10 | 1262 | 150 | 0 | 44.09 | 46.09 | 9 | 0
2040 | TVA_2_VACAR | TVA | VACAR | Internal | Winter | B16 | 25 | 150 | 0 | 68.3 | 70.29 | 9 | 0
2040 | TVA_2_VACAR | TVA | VACAR | Internal | Winter | B17 | 100 | 150 | 0 | 64.7 | 62.18 | 9 | 0
2040 | TVA_2_VACAR | TVA | VACAR | Internal | Winter | B18 | 400 | 150 | 0 | 61.97 | 60.67 | 9 | 0
2040 | TVA_2_VACAR | TVA | VACAR | Internal | Winter | B19 | 700 | 150 | 0 | 57.97 | 50.96 | 9 | 0
2040 | TVA_2_VACAR | TVA | VACAR | Internal | Winter | B20 | 935 | 150 | 0 | 50.68 | 44.85 | 9 | 0
2040 | TVA_Transmission_2_ENT | TVA_Transmission | ENT | Internal | Shoulder | B11 | 25 | 3000 | 0 | 82.39 | 84.26 | 9 | 0
2040 | TVA_Transmission_2_ENT | TVA_Transmission | ENT | Internal | Shoulder | B12 | 200 | 3000 | 0 | 60.3 | 59.51 | 9 | 0
2040 | TVA_Transmission_2_ENT | TVA_Transmission | ENT | Internal | Shoulder | B13 | 600 | 3000 | 0 | 59.62 | 59.51 | 9 | 0
2040 | TVA_Transmission_2_ENT | TVA_Transmission | ENT | Internal | Shoulder | B14 | 900 | 3000 | 0 | 58.43 | 57.12 | 9 | 0
2040 | TVA_Transmission_2_ENT | TVA_Transmission | ENT | Internal | Shoulder | B15 | 1203 | 3000 | 0 | 52.16 | 57.12 | 9 | 0
2040 | TVA_Transmission_2_ENT | TVA_Transmission | ENT | Internal | Summer | B1 | 10 | 3000 | 0 | 101.59 | 94.69 | 9 | 0
2040 | TVA_Transmission_2_ENT | TVA_Transmission | ENT | Internal | Summer | B2 | 25 | 3000 | 0 | 98.76 | 94.69 | 9 | 0
2040 | TVA_Transmission_2_ENT | TVA_Transmission | ENT | Internal | Summer | B3 | 75 | 3000 | 0 | 92.48 | 88.91 | 9 | 0
2040 | TVA_Transmission_2_ENT | TVA_Transmission | ENT | Internal | Summer | B4 | 100 | 3000 | 0 | 92.3 | 88.91 | 9 | 0
2040 | TVA_Transmission_2_ENT | TVA_Transmission | ENT | Internal | Summer | B5 | 200 | 3000 | 0 | 90.04 | 84.58 | 9 | 0
2040 | TVA_Transmission_2_ENT | TVA_Transmission | ENT | Internal | Summer | B6 | 300 | 3000 | 0 | 71.98 | 76.84 | 9 | 0
2040 | TVA_Transmission_2_ENT | TVA_Transmission | ENT | Internal | Summer | B7 | 400 | 3000 | 0 | 59.08 | 57.49 | 9 | 0
2040 | TVA_Transmission_2_ENT | TVA_Transmission | ENT | Internal | Summer | B8 | 500 | 3000 | 0 | 57.28 | 57.49 | 9 | 0
2040 | TVA_Transmission_2_ENT | TVA_Transmission | ENT | Internal | Summer | B9 | 800 | 3000 | 0 | 53.34 | 55.79 | 9 | 0
2040 | TVA_Transmission_2_ENT | TVA_Transmission | ENT | Internal | Summer | B10 | 1262 | 3000 | 0 | 44.64 | 53.09 | 9 | 0
2040 | TVA_Transmission_2_ENT | TVA_Transmission | ENT | Internal | Winter | B16 | 25 | 3000 | 0 | 68.29 | 69.29 | 9 | 0
2040 | TVA_Transmission_2_ENT | TVA_Transmission | ENT | Internal | Winter | B17 | 100 | 3000 | 0 | 65.9 | 63.4 | 9 | 0
2040 | TVA_Transmission_2_ENT | TVA_Transmission | ENT | Internal | Winter | B18 | 400 | 3000 | 0 | 62.97 | 63.4 | 9 | 0
2040 | TVA_Transmission_2_ENT | TVA_Transmission | ENT | Internal | Winter | B19 | 700 | 3000 | 0 | 57.96 | 61.29 | 9 | 0
2040 | TVA_Transmission_2_ENT | TVA_Transmission | ENT | Internal | Winter | B20 | 935 | 3000 | 0 | 50.67 | 56.07 | 9 | 0
2040 | TVA_Transmission_2_MISO_MO-IL | TVA_Transmission | MISO_MO-IL | Internal | Shoulder | B11 | 25 | 4000 | 0 | 82.39 | 83.4 | 9 | 0
2040 | TVA_Transmission_2_MISO_MO-IL | TVA_Transmission | MISO_MO-IL | Internal | Shoulder | B12 | 200 | 4000 | 0 | 60.3 | 58.74 | 9 | 0
2040 | TVA_Transmission_2_MISO_MO-IL | TVA_Transmission | MISO_MO-IL | Internal | Shoulder | B13 | 600 | 4000 | 0 | 59.62 | 57.15 | 9 | 0
2040 | TVA_Transmission_2_MISO_MO-IL | TVA_Transmission | MISO_MO-IL | Internal | Shoulder | B14 | 900 | 4000 | 0 | 58.43 | 54.03 | 9 | 0
2040 | TVA_Transmission_2_MISO_MO-IL | TVA_Transmission | MISO_MO-IL | Internal | Shoulder | B15 | 1203 | 4000 | 0 | 52.16 | 47.49 | 9 | 0
2040 | TVA_Transmission_2_MISO_MO-IL | TVA_Transmission | MISO_MO-IL | Internal | Summer | B1 | 10 | 4000 | 0 | 101.59 | 93.59 | 9 | 0
2040 | TVA_Transmission_2_MISO_MO-IL | TVA_Transmission | MISO_MO-IL | Internal | Summer | B2 | 25 | 4000 | 0 | 98.76 | 90.76 | 9 | 0
2040 | TVA_Transmission_2_MISO_MO-IL | TVA_Transmission | MISO_MO-IL | Internal | Summer | B3 | 75 | 4000 | 0 | 92.48 | 88.5 | 9 | 0
2040 | TVA_Transmission_2_MISO_MO-IL | TVA_Transmission | MISO_MO-IL | Internal | Summer | B4 | 100 | 4000 | 0 | 92.3 | 88.2 | 9 | 0
2040 | TVA_Transmission_2_MISO_MO-IL | TVA_Transmission | MISO_MO-IL | Internal | Summer | B5 | 200 | 4000 | 0 | 90.04 | 86.07 | 9 | 0
2040 | TVA_Transmission_2_MISO_MO-IL | TVA_Transmission | MISO_MO-IL | Internal | Summer | B6 | 300 | 4000 | 0 | 71.98 | 68.84 | 9 | 0
2040 | TVA_Transmission_2_MISO_MO-IL | TVA_Transmission | MISO_MO-IL | Internal | Summer | B7 | 400 | 4000 | 0 | 59.08 | 55.2 | 9 | 0
2040 | TVA_Transmission_2_MISO_MO-IL | TVA_Transmission | MISO_MO-IL | Internal | Summer | B8 | 500 | 4000 | 0 | 57.28 | 51.92 | 9 | 0
2040 | TVA_Transmission_2_MISO_MO-IL | TVA_Transmission | MISO_MO-IL | Internal | Summer | B9 | 800 | 4000 | 0 | 53.34 | 47.79 | 9 | 0
2040 | TVA_Transmission_2_MISO_MO-IL | TVA_Transmission | MISO_MO-IL | Internal | Summer | B10 | 1262 | 4000 | 0 | 44.64 | 40.65 | 9 | 0
2040 | TVA_Transmission_2_MISO_MO-IL | TVA_Transmission | MISO_MO-IL | Internal | Winter | B16 | 25 | 4000 | 0 | 68.29 | 63.94 | 9 | 0
2040 | TVA_Transmission_2_MISO_MO-IL | TVA_Transmission | MISO_MO-IL | Internal | Winter | B17 | 100 | 4000 | 0 | 65.9 | 62.26 | 9 | 0
2040 | TVA_Transmission_2_MISO_MO-IL | TVA_Transmission | MISO_MO-IL | Internal | Winter | B18 | 400 | 4000 | 0 | 62.97 | 60.1 | 9 | 0
2040 | TVA_Transmission_2_MISO_MO-IL | TVA_Transmission | MISO_MO-IL | Internal | Winter | B19 | 700 | 4000 | 0 | 57.96 | 56.65 | 9 | 0
2040 | TVA_Transmission_2_MISO_MO-IL | TVA_Transmission | MISO_MO-IL | Internal | Winter | B20 | 935 | 4000 | 0 | 50.67 | 44.92 | 9 | 0
2040 | TVA_Transmission_2_NonRTO_Midwest | TVA_Transmission | NonRTO_Midwest | Internal | Shoulder | B11 | 25 | 700 | 527.24 | 82.39 | 91.39 | 9 | 0
2040 | TVA_Transmission_2_NonRTO_Midwest | TVA_Transmission | NonRTO_Midwest | Internal | Shoulder | B12 | 200 | 700 | 0 | 60.3 | 66.76 | 9 | 0
2040 | TVA_Transmission_2_NonRTO_Midwest | TVA_Transmission | NonRTO_Midwest | Internal | Shoulder | B13 | 600 | 700 | 0 | 59.62 | 65.16 | 9 | 0
2040 | TVA_Transmission_2_NonRTO_Midwest | TVA_Transmission | NonRTO_Midwest | Internal | Shoulder | B14 | 900 | 700 | 0 | 58.43 | 53.43 | 9 | 0
2040 | TVA_Transmission_2_NonRTO_Midwest | TVA_Transmission | NonRTO_Midwest | Internal | Shoulder | B15 | 1203 | 700 | 0 | 52.16 | 44.16 | 9 | 0
2040 | TVA_Transmission_2_NonRTO_Midwest | TVA_Transmission | NonRTO_Midwest | Internal | Summer | B1 | 10 | 700 | 0 | 101.59 | 101.58 | 9 | 0
2040 | TVA_Transmission_2_NonRTO_Midwest | TVA_Transmission | NonRTO_Midwest | Internal | Summer | B2 | 25 | 700 | 0 | 98.76 | 94.05 | 9 | 0
2040 | TVA_Transmission_2_NonRTO_Midwest | TVA_Transmission | NonRTO_Midwest | Internal | Summer | B3 | 75 | 700 | 0 | 92.48 | 94.05 | 9 | 0
2040 | TVA_Transmission_2_NonRTO_Midwest | TVA_Transmission | NonRTO_Midwest | Internal | Summer | B4 | 100 | 700 | 0 | 92.3 | 94.05 | 9 | 0
2040 | TVA_Transmission_2_NonRTO_Midwest | TVA_Transmission | NonRTO_Midwest | Internal | Summer | B5 | 200 | 700 | 0 | 90.04 | 94.05 | 9 | 0
2040 | TVA_Transmission_2_NonRTO_Midwest | TVA_Transmission | NonRTO_Midwest | Internal | Summer | B6 | 300 | 700 | 0 | 71.98 | 76.82 | 9 | 0
2040 | TVA_Transmission_2_NonRTO_Midwest | TVA_Transmission | NonRTO_Midwest | Internal | Summer | B7 | 400 | 700 | 0 | 59.08 | 63.21 | 9 | 0
2040 | TVA_Transmission_2_NonRTO_Midwest | TVA_Transmission | NonRTO_Midwest | Internal | Summer | B8 | 500 | 700 | 0 | 57.28 | 51.79 | 9 | 0
2040 | TVA_Transmission_2_NonRTO_Midwest | TVA_Transmission | NonRTO_Midwest | Internal | Summer | B9 | 800 | 700 | 0 | 53.34 | 45.34 | 9 | 0
2040 | TVA_Transmission_2_NonRTO_Midwest | TVA_Transmission | NonRTO_Midwest | Internal | Summer | B10 | 1262 | 700 | 0 | 44.64 | 36.8 | 9 | 0
2040 | TVA_Transmission_2_NonRTO_Midwest | TVA_Transmission | NonRTO_Midwest | Internal | Winter | B16 | 25 | 700 | 0 | 68.29 | 72.59 | 9 | 0
2040 | TVA_Transmission_2_NonRTO_Midwest | TVA_Transmission | NonRTO_Midwest | Internal | Winter | B17 | 100 | 700 | 0 | 65.9 | 71.46 | 9 | 0
2040 | TVA_Transmission_2_NonRTO_Midwest | TVA_Transmission | NonRTO_Midwest | Internal | Winter | B18 | 400 | 700 | 0 | 62.97 | 68.11 | 9 | 0
2040 | TVA_Transmission_2_NonRTO_Midwest | TVA_Transmission | NonRTO_Midwest | Internal | Winter | B19 | 700 | 700 | 0 | 57.96 | 55.64 | 9 | 0
2040 | TVA_Transmission_2_NonRTO_Midwest | TVA_Transmission | NonRTO_Midwest | Internal | Winter | B20 | 935 | 700 | 0 | 50.67 | 42.67 | 9 | 0
2040 | TVA_Transmission_2_SOCO | TVA_Transmission | SOCO | Internal | Shoulder | B11 | 25 | 3200 | 0 | 82.39 | 89.67 | 9 | 0
2040 | TVA_Transmission_2_SOCO | TVA_Transmission | SOCO | Internal | Shoulder | B12 | 200 | 3200 | 0 | 60.3 | 59.58 | 9 | 0
2040 | TVA_Transmission_2_SOCO | TVA_Transmission | SOCO | Internal | Shoulder | B13 | 600 | 3200 | 0 | 59.62 | 59.58 | 9 | 0
2040 | TVA_Transmission_2_SOCO | TVA_Transmission | SOCO | Internal | Shoulder | B14 | 900 | 3200 | 0 | 58.43 | 59.58 | 9 | 0
2040 | TVA_Transmission_2_SOCO | TVA_Transmission | SOCO | Internal | Shoulder | B15 | 1203 | 3200 | 0 | 52.16 | 54.57 | 9 | 0
2040 | TVA_Transmission_2_SOCO | TVA_Transmission | SOCO | Internal | Summer | B1 | 10 | 3200 | 0 | 101.59 | 101.94 | 9 | 0
2040 | TVA_Transmission_2_SOCO | TVA_Transmission | SOCO | Internal | Summer | B2 | 25 | 3200 | 0 | 98.76 | 101.94 | 9 | 0
2040 | TVA_Transmission_2_SOCO | TVA_Transmission | SOCO | Internal | Summer | B3 | 75 | 3200 | 0 | 92.48 | 96.91 | 9 | 0
2040 | TVA_Transmission_2_SOCO | TVA_Transmission | SOCO | Internal | Summer | B4 | 100 | 3200 | 0 | 92.3 | 96.91 | 9 | 0
2040 | TVA_Transmission_2_SOCO | TVA_Transmission | SOCO | Internal | Summer | B5 | 200 | 3200 | 0 | 90.04 | 92.58 | 9 | 0
2040 | TVA_Transmission_2_SOCO | TVA_Transmission | SOCO | Internal | Summer | B6 | 300 | 3200 | 0 | 71.98 | 79.81 | 9 | 0
2040 | TVA_Transmission_2_SOCO | TVA_Transmission | SOCO | Internal | Summer | B7 | 400 | 3200 | 0 | 59.08 | 65.33 | 9 | 0
2040 | TVA_Transmission_2_SOCO | TVA_Transmission | SOCO | Internal | Summer | B8 | 500 | 3200 | 0 | 57.28 | 57.95 | 9 | 0
2040 | TVA_Transmission_2_SOCO | TVA_Transmission | SOCO | Internal | Summer | B9 | 800 | 3200 | 0 | 53.34 | 57.95 | 9 | 0
2040 | TVA_Transmission_2_SOCO | TVA_Transmission | SOCO | Internal | Summer | B10 | 1262 | 3200 | 0 | 44.64 | 53.09 | 9 | 0
2040 | TVA_Transmission_2_SOCO | TVA_Transmission | SOCO | Internal | Winter | B16 | 25 | 3200 | 585.04 | 68.29 | 77.29 | 9 | 0
2040 | TVA_Transmission_2_SOCO | TVA_Transmission | SOCO | Internal | Winter | B17 | 100 | 3200 | 0 | 65.9 | 63.4 | 9 | 0
2040 | TVA_Transmission_2_SOCO | TVA_Transmission | SOCO | Internal | Winter | B18 | 400 | 3200 | 0 | 62.97 | 57.97 | 9 | 0
2040 | TVA_Transmission_2_SOCO | TVA_Transmission | SOCO | Internal | Winter | B19 | 700 | 3200 | 0 | 57.96 | 57.96 | 9 | 0
2040 | TVA_Transmission_2_SOCO | TVA_Transmission | SOCO | Internal | Winter | B20 | 935 | 3200 | 0 | 50.67 | 56.95 | 9 | 0
2040 | TVA_Transmission_2_TVA | TVA_Transmission | TVA | Internal | Shoulder | B11 | 25 | 99999 | 0 | 82.39 | 71.94 | 0.01 | 0
2040 | TVA_Transmission_2_TVA | TVA_Transmission | TVA | Internal | Shoulder | B12 | 200 | 99999 | 0 | 60.3 | 58.51 | 0.01 | 0
2040 | TVA_Transmission_2_TVA | TVA_Transmission | TVA | Internal | Shoulder | B13 | 600 | 99999 | 0 | 59.62 | 58.44 | 0.01 | 0
2040 | TVA_Transmission_2_TVA | TVA_Transmission | TVA | Internal | Shoulder | B14 | 900 | 99999 | 478.56 | 58.43 | 58.44 | 0.01 | 0
2040 | TVA_Transmission_2_TVA | TVA_Transmission | TVA | Internal | Shoulder | B15 | 1203 | 99999 | 1192.25 | 52.16 | 52.18 | 0.01 | 0
2040 | TVA_Transmission_2_TVA | TVA_Transmission | TVA | Internal | Summer | B1 | 10 | 99999 | 4628.9 | 101.59 | 101.6 | 0.01 | 0
2040 | TVA_Transmission_2_TVA | TVA_Transmission | TVA | Internal | Summer | B2 | 25 | 99999 | 3832.82 | 98.76 | 98.77 | 0.01 | 0
2040 | TVA_Transmission_2_TVA | TVA_Transmission | TVA | Internal | Summer | B3 | 75 | 99999 | 2160.8 | 92.48 | 92.49 | 0.01 | 0
2040 | TVA_Transmission_2_TVA | TVA_Transmission | TVA | Internal | Summer | B4 | 100 | 99999 | 1389.52 | 92.3 | 92.31 | 0.01 | 0
2040 | TVA_Transmission_2_TVA | TVA_Transmission | TVA | Internal | Summer | B5 | 200 | 99999 | 214.32 | 90.04 | 90.05 | 0.01 | 0
2040 | TVA_Transmission_2_TVA | TVA_Transmission | TVA | Internal | Summer | B6 | 300 | 99999 | 0 | 71.98 | 61.17 | 0.01 | 0
2040 | TVA_Transmission_2_TVA | TVA_Transmission | TVA | Internal | Summer | B7 | 400 | 99999 | 0 | 59.08 | 56.94 | 0.01 | 0
2040 | TVA_Transmission_2_TVA | TVA_Transmission | TVA | Internal | Summer | B8 | 500 | 99999 | 0 | 57.28 | 56.94 | 0.01 | 0
2040 | TVA_Transmission_2_TVA | TVA_Transmission | TVA | Internal | Summer | B9 | 800 | 99999 | 760.48 | 53.34 | 53.35 | 0.01 | 0
2040 | TVA_Transmission_2_TVA | TVA_Transmission | TVA | Internal | Summer | B10 | 1262 | 99999 | 0 | 44.64 | 44.09 | 0.01 | 0
2040 | TVA_Transmission_2_TVA | TVA_Transmission | TVA | Internal | Winter | B16 | 25 | 99999 | 1914.96 | 68.29 | 68.3 | 0.01 | 0
2040 | TVA_Transmission_2_TVA | TVA_Transmission | TVA | Internal | Winter | B17 | 100 | 99999 | 0 | 65.9 | 64.7 | 0.01 | 0
2040 | TVA_Transmission_2_TVA | TVA_Transmission | TVA | Internal | Winter | B18 | 400 | 99999 | 0 | 62.97 | 61.97 | 0.01 | 0
2040 | TVA_Transmission_2_TVA | TVA_Transmission | TVA | Internal | Winter | B19 | 700 | 99999 | 548.63 | 57.96 | 57.97 | 0.01 | 0
2040 | TVA_Transmission_2_TVA | TVA_Transmission | TVA | Internal | Winter | B20 | 935 | 99999 | 1289.97 | 50.67 | 50.68 | 0.01 | 0
2040 | TVA_Transmission_2_VACAR | TVA_Transmission | VACAR | Internal | Shoulder | B11 | 25 | 900 | 0 | 82.39 | 82.67 | 9 | 0
2040 | TVA_Transmission_2_VACAR | TVA_Transmission | VACAR | Internal | Shoulder | B12 | 200 | 900 | 0 | 60.3 | 55.06 | 9 | 0
2040 | TVA_Transmission_2_VACAR | TVA_Transmission | VACAR | Internal | Shoulder | B13 | 600 | 900 | 0 | 59.62 | 55.06 | 9 | 0
2040 | TVA_Transmission_2_VACAR | TVA_Transmission | VACAR | Internal | Shoulder | B14 | 900 | 900 | 0 | 58.43 | 54.27 | 9 | 0
2040 | TVA_Transmission_2_VACAR | TVA_Transmission | VACAR | Internal | Shoulder | B15 | 1203 | 900 | 0 | 52.16 | 44.85 | 9 | 0
2040 | TVA_Transmission_2_VACAR | TVA_Transmission | VACAR | Internal | Summer | B1 | 10 | 900 | 0 | 101.59 | 94.94 | 9 | 0
2040 | TVA_Transmission_2_VACAR | TVA_Transmission | VACAR | Internal | Summer | B2 | 25 | 900 | 0 | 98.76 | 94.94 | 9 | 0
2040 | TVA_Transmission_2_VACAR | TVA_Transmission | VACAR | Internal | Summer | B3 | 75 | 900 | 0 | 92.48 | 92.69 | 9 | 0
2040 | TVA_Transmission_2_VACAR | TVA_Transmission | VACAR | Internal | Summer | B4 | 100 | 900 | 0 | 92.3 | 92.3 | 9 | 0
2040 | TVA_Transmission_2_VACAR | TVA_Transmission | VACAR | Internal | Summer | B5 | 200 | 900 | 0 | 90.04 | 92.58 | 9 | 0
2040 | TVA_Transmission_2_VACAR | TVA_Transmission | VACAR | Internal | Summer | B6 | 300 | 900 | 0 | 71.98 | 72.81 | 9 | 0
2040 | TVA_Transmission_2_VACAR | TVA_Transmission | VACAR | Internal | Summer | B7 | 400 | 900 | 0 | 59.08 | 60.38 | 9 | 0
2040 | TVA_Transmission_2_VACAR | TVA_Transmission | VACAR | Internal | Summer | B8 | 500 | 900 | 0 | 57.28 | 57.5 | 9 | 0
2040 | TVA_Transmission_2_VACAR | TVA_Transmission | VACAR | Internal | Summer | B9 | 800 | 900 | 0 | 53.34 | 52.69 | 9 | 0
2040 | TVA_Transmission_2_VACAR | TVA_Transmission | VACAR | Internal | Summer | B10 | 1262 | 900 | 0 | 44.64 | 46.09 | 9 | 0
2040 | TVA_Transmission_2_VACAR | TVA_Transmission | VACAR | Internal | Winter | B16 | 25 | 900 | 0 | 68.29 | 70.29 | 9 | 0
2040 | TVA_Transmission_2_VACAR | TVA_Transmission | VACAR | Internal | Winter | B17 | 100 | 900 | 0 | 65.9 | 62.18 | 9 | 0
2040 | TVA_Transmission_2_VACAR | TVA_Transmission | VACAR | Internal | Winter | B18 | 400 | 900 | 0 | 62.97 | 60.67 | 9 | 0
2040 | TVA_Transmission_2_VACAR | TVA_Transmission | VACAR | Internal | Winter | B19 | 700 | 900 | 0 | 57.96 | 50.96 | 9 | 0
2040 | TVA_Transmission_2_VACAR | TVA_Transmission | VACAR | Internal | Winter | B20 | 935 | 900 | 0 | 50.67 | 44.85 | 9 | 0
2040 | VACAR_2_PJM_ROR | VACAR | PJM_ROR | Internal | Shoulder | B11 | 25 | 2000 | 0 | 82.67 | 76.39 | 7 | 0
2040 | VACAR_2_PJM_ROR | VACAR | PJM_ROR | Internal | Shoulder | B12 | 200 | 2000 | 0 | 55.06 | 56.76 | 7 | 0
2040 | VACAR_2_PJM_ROR | VACAR | PJM_ROR | Internal | Shoulder | B13 | 600 | 2000 | 0 | 55.06 | 55.15 | 7 | 0
2040 | VACAR_2_PJM_ROR | VACAR | PJM_ROR | Internal | Shoulder | B14 | 900 | 2000 | 0 | 54.27 | 52.43 | 7 | 0
2040 | VACAR_2_PJM_ROR | VACAR | PJM_ROR | Internal | Shoulder | B15 | 1203 | 2000 | 0 | 44.85 | 47.26 | 7 | 0
2040 | VACAR_2_PJM_ROR | VACAR | PJM_ROR | Internal | Summer | B1 | 10 | 2000 | 0 | 94.94 | 88.94 | 7 | 0
2040 | VACAR_2_PJM_ROR | VACAR | PJM_ROR | Internal | Summer | B2 | 25 | 2000 | 0 | 94.94 | 88.75 | 7 | 0
2040 | VACAR_2_PJM_ROR | VACAR | PJM_ROR | Internal | Summer | B3 | 75 | 2000 | 0 | 92.69 | 86.48 | 7 | 0
2040 | VACAR_2_PJM_ROR | VACAR | PJM_ROR | Internal | Summer | B4 | 100 | 2000 | 0 | 92.3 | 86.3 | 7 | 0
2040 | VACAR_2_PJM_ROR | VACAR | PJM_ROR | Internal | Summer | B5 | 200 | 2000 | 0 | 92.58 | 84.04 | 7 | 0
2040 | VACAR_2_PJM_ROR | VACAR | PJM_ROR | Internal | Summer | B6 | 300 | 2000 | 0 | 72.81 | 66.81 | 7 | 0
2040 | VACAR_2_PJM_ROR | VACAR | PJM_ROR | Internal | Summer | B7 | 400 | 2000 | 0 | 60.38 | 54.38 | 7 | 0
2040 | VACAR_2_PJM_ROR | VACAR | PJM_ROR | Internal | Summer | B8 | 500 | 2000 | 0 | 57.5 | 51.74 | 7 | 0
2040 | VACAR_2_PJM_ROR | VACAR | PJM_ROR | Internal | Summer | B9 | 800 | 2000 | 0 | 52.69 | 47.34 | 7 | 0
2040 | VACAR_2_PJM_ROR | VACAR | PJM_ROR | Internal | Summer | B10 | 1262 | 2000 | 0 | 46.09 | 42.11 | 7 | 0
2040 | VACAR_2_PJM_ROR | VACAR | PJM_ROR | Internal | Winter | B16 | 25 | 2000 | 0 | 70.29 | 61.94 | 7 | 0
2040 | VACAR_2_PJM_ROR | VACAR | PJM_ROR | Internal | Winter | B17 | 100 | 2000 | 0 | 62.18 | 61.48 | 7 | 0
2040 | VACAR_2_PJM_ROR | VACAR | PJM_ROR | Internal | Winter | B18 | 400 | 2000 | 0 | 60.67 | 58.12 | 7 | 0
2040 | VACAR_2_PJM_ROR | VACAR | PJM_ROR | Internal | Winter | B19 | 700 | 2000 | 0 | 50.96 | 54.66 | 7 | 0
2040 | VACAR_2_PJM_ROR | VACAR | PJM_ROR | Internal | Winter | B20 | 935 | 2000 | 0 | 44.85 | 44.67 | 7 | 0
2040 | VACAR_2_SOCO | VACAR | SOCO | Internal | Shoulder | B11 | 25 | 3000 | 216.58 | 82.67 | 89.67 | 7 | 0
2040 | VACAR_2_SOCO | VACAR | SOCO | Internal | Shoulder | B12 | 200 | 3000 | 0 | 55.06 | 59.58 | 7 | 0
2040 | VACAR_2_SOCO | VACAR | SOCO | Internal | Shoulder | B13 | 600 | 3000 | 0 | 55.06 | 59.58 | 7 | 0
2040 | VACAR_2_SOCO | VACAR | SOCO | Internal | Shoulder | B14 | 900 | 3000 | 0 | 54.27 | 59.58 | 7 | 0
2040 | VACAR_2_SOCO | VACAR | SOCO | Internal | Shoulder | B15 | 1203 | 3000 | 3000 | 44.85 | 54.57 | 7 | 2.71
2040 | VACAR_2_SOCO | VACAR | SOCO | Internal | Summer | B1 | 10 | 3000 | 2847.6 | 94.94 | 101.94 | 7 | 0
2040 | VACAR_2_SOCO | VACAR | SOCO | Internal | Summer | B2 | 25 | 3000 | 304.19 | 94.94 | 101.94 | 7 | 0
2040 | VACAR_2_SOCO | VACAR | SOCO | Internal | Summer | B3 | 75 | 3000 | 0 | 92.69 | 96.91 | 7 | 0
2040 | VACAR_2_SOCO | VACAR | SOCO | Internal | Summer | B4 | 100 | 3000 | 0 | 92.3 | 96.91 | 7 | 0
2040 | VACAR_2_SOCO | VACAR | SOCO | Internal | Summer | B5 | 200 | 3000 | 0 | 92.58 | 92.58 | 7 | 0
2040 | VACAR_2_SOCO | VACAR | SOCO | Internal | Summer | B6 | 300 | 3000 | 332.56 | 72.81 | 79.81 | 7 | 0
2040 | VACAR_2_SOCO | VACAR | SOCO | Internal | Summer | B7 | 400 | 3000 | 0 | 60.38 | 65.33 | 7 | 0
2040 | VACAR_2_SOCO | VACAR | SOCO | Internal | Summer | B8 | 500 | 3000 | 0 | 57.5 | 57.95 | 7 | 0
2040 | VACAR_2_SOCO | VACAR | SOCO | Internal | Summer | B9 | 800 | 3000 | 0 | 52.69 | 57.95 | 7 | 0
2040 | VACAR_2_SOCO | VACAR | SOCO | Internal | Summer | B10 | 1262 | 3000 | 757.4 | 46.09 | 53.09 | 7 | 0
2040 | VACAR_2_SOCO | VACAR | SOCO | Internal | Winter | B16 | 25 | 3000 | 1887.64 | 70.29 | 77.29 | 7 | 0
2040 | VACAR_2_SOCO | VACAR | SOCO | Internal | Winter | B17 | 100 | 3000 | 0 | 62.18 | 63.4 | 7 | 0
2040 | VACAR_2_SOCO | VACAR | SOCO | Internal | Winter | B18 | 400 | 3000 | 0 | 60.67 | 57.97 | 7 | 0
2040 | VACAR_2_SOCO | VACAR | SOCO | Internal | Winter | B19 | 700 | 3000 | 878.71 | 50.96 | 57.96 | 7 | 0
2040 | VACAR_2_SOCO | VACAR | SOCO | Internal | Winter | B20 | 935 | 3000 | 3000 | 44.85 | 56.95 | 7 | 5.1
2040 | VACAR_2_TVA_Transmission | VACAR | TVA_Transmission | Internal | Shoulder | B11 | 25 | 900 | 0 | 82.67 | 82.39 | 7 | 0
2040 | VACAR_2_TVA_Transmission | VACAR | TVA_Transmission | Internal | Shoulder | B12 | 200 | 900 | 0 | 55.06 | 60.3 | 7 | 0
2040 | VACAR_2_TVA_Transmission | VACAR | TVA_Transmission | Internal | Shoulder | B13 | 600 | 900 | 0 | 55.06 | 59.62 | 7 | 0
2040 | VACAR_2_TVA_Transmission | VACAR | TVA_Transmission | Internal | Shoulder | B14 | 900 | 900 | 0 | 54.27 | 58.43 | 7 | 0
2040 | VACAR_2_TVA_Transmission | VACAR | TVA_Transmission | Internal | Shoulder | B15 | 1203 | 900 | 900 | 44.85 | 52.16 | 7 | 0.31
2040 | VACAR_2_TVA_Transmission | VACAR | TVA_Transmission | Internal | Summer | B1 | 10 | 900 | 0 | 94.94 | 101.59 | 7 | 0
2040 | VACAR_2_TVA_Transmission | VACAR | TVA_Transmission | Internal | Summer | B2 | 25 | 900 | 0 | 94.94 | 98.76 | 7 | 0
2040 | VACAR_2_TVA_Transmission | VACAR | TVA_Transmission | Internal | Summer | B3 | 75 | 900 | 0 | 92.69 | 92.48 | 7 | 0
2040 | VACAR_2_TVA_Transmission | VACAR | TVA_Transmission | Internal | Summer | B4 | 100 | 900 | 0 | 92.3 | 92.3 | 7 | 0
2040 | VACAR_2_TVA_Transmission | VACAR | TVA_Transmission | Internal | Summer | B5 | 200 | 900 | 0 | 92.58 | 90.04 | 7 | 0
2040 | VACAR_2_TVA_Transmission | VACAR | TVA_Transmission | Internal | Summer | B6 | 300 | 900 | 0 | 72.81 | 71.98 | 7 | 0
2040 | VACAR_2_TVA_Transmission | VACAR | TVA_Transmission | Internal | Summer | B7 | 400 | 900 | 0 | 60.38 | 59.08 | 7 | 0
2040 | VACAR_2_TVA_Transmission | VACAR | TVA_Transmission | Internal | Summer | B8 | 500 | 900 | 0 | 57.5 | 57.28 | 7 | 0
2040 | VACAR_2_TVA_Transmission | VACAR | TVA_Transmission | Internal | Summer | B9 | 800 | 900 | 0 | 52.69 | 53.34 | 7 | 0
2040 | VACAR_2_TVA_Transmission | VACAR | TVA_Transmission | Internal | Summer | B10 | 1262 | 900 | 0 | 46.09 | 44.64 | 7 | 0
2040 | VACAR_2_TVA_Transmission | VACAR | TVA_Transmission | Internal | Winter | B16 | 25 | 900 | 0 | 70.29 | 68.29 | 7 | 0
2040 | VACAR_2_TVA_Transmission | VACAR | TVA_Transmission | Internal | Winter | B17 | 100 | 900 | 0 | 62.18 | 65.9 | 7 | 0
2040 | VACAR_2_TVA_Transmission | VACAR | TVA_Transmission | Internal | Winter | B18 | 400 | 900 | 0 | 60.67 | 62.97 | 7 | 0
2040 | VACAR_2_TVA_Transmission | VACAR | TVA_Transmission | Internal | Winter | B19 | 700 | 900 | 548.63 | 50.96 | 57.96 | 7 | 0
2040 | VACAR_2_TVA_Transmission | VACAR | TVA_Transmission | Internal | Winter | B20 | 935 | 900 | 0 | 44.85 | 50.67 | 7 | 0
2015 | AZ_NM_SNV_Coal_2_SPP_S | AZ_NM_SNV_Coal | SPP_S | External | Shoulder | B11 | 25 | 400 | 400 | 39.01 | 54.07 | 8.17 | 6.89
2015 | AZ_NM_SNV_Coal_2_SPP_S | AZ_NM_SNV_Coal | SPP_S | External | Shoulder | B12 | 200 | 400 | 0 | 39.01 | 40.6 | 8.17 | 0
2015 | AZ_NM_SNV_Coal_2_SPP_S | AZ_NM_SNV_Coal | SPP_S | External | Shoulder | B13 | 600 | 400 | 0 | 38.98 | 38.95 | 8.17 | 0
2015 | AZ_NM_SNV_Coal_2_SPP_S | AZ_NM_SNV_Coal | SPP_S | External | Shoulder | B14 | 900 | 400 | 0 | 38.98 | 38.94 | 8.17 | 0
2015 | AZ_NM_SNV_Coal_2_SPP_S | AZ_NM_SNV_Coal | SPP_S | External | Shoulder | B15 | 1203 | 400 | 0 | 38.95 | 37.63 | 8.17 | 0
2015 | AZ_NM_SNV_Coal_2_SPP_S | AZ_NM_SNV_Coal | SPP_S | External | Summer | B1 | 10 | 400 | 0 | 57.55 | 60.78 | 8.17 | 0
2015 | AZ_NM_SNV_Coal_2_SPP_S | AZ_NM_SNV_Coal | SPP_S | External | Summer | B2 | 25 | 400 | 0 | 57.55 | 59.76 | 8.17 | 0
2015 | AZ_NM_SNV_Coal_2_SPP_S | AZ_NM_SNV_Coal | SPP_S | External | Summer | B3 | 75 | 400 | 0 | 57.55 | 53.43 | 8.17 | 0
2015 | AZ_NM_SNV_Coal_2_SPP_S | AZ_NM_SNV_Coal | SPP_S | External | Summer | B4 | 100 | 400 | 0 | 55.54 | 52.64 | 8.17 | 0
2015 | AZ_NM_SNV_Coal_2_SPP_S | AZ_NM_SNV_Coal | SPP_S | External | Summer | B5 | 200 | 400 | 0 | 47.12 | 52.64 | 8.17 | 0
2015 | AZ_NM_SNV_Coal_2_SPP_S | AZ_NM_SNV_Coal | SPP_S | External | Summer | B6 | 300 | 400 | 400 | 41.65 | 50.75 | 8.17 | 0.93
2015 | AZ_NM_SNV_Coal_2_SPP_S | AZ_NM_SNV_Coal | SPP_S | External | Summer | B7 | 400 | 400 | 0 | 38.98 | 42.74 | 8.17 | 0
2015 | AZ_NM_SNV_Coal_2_SPP_S | AZ_NM_SNV_Coal | SPP_S | External | Summer | B8 | 500 | 400 | 0 | 38.97 | 38 | 8.17 | 0
2015 | AZ_NM_SNV_Coal_2_SPP_S | AZ_NM_SNV_Coal | SPP_S | External | Summer | B9 | 800 | 400 | 0 | 38.95 | 36.36 | 8.17 | 0
2015 | AZ_NM_SNV_Coal_2_SPP_S | AZ_NM_SNV_Coal | SPP_S | External | Summer | B10 | 1262 | 400 | 0 | 37.83 | 36.28 | 8.17 | 0
2015 | AZ_NM_SNV_Coal_2_SPP_S | AZ_NM_SNV_Coal | SPP_S | External | Winter | B16 | 25 | 400 | 0 | 41.47 | 48.58 | 8.17 | 0
2015 | AZ_NM_SNV_Coal_2_SPP_S | AZ_NM_SNV_Coal | SPP_S | External | Winter | B17 | 100 | 400 | 0 | 41.34 | 41.51 | 8.17 | 0
2015 | AZ_NM_SNV_Coal_2_SPP_S | AZ_NM_SNV_Coal | SPP_S | External | Winter | B18 | 400 | 400 | 0 | 41.34 | 40.11 | 8.17 | 0
2015 | AZ_NM_SNV_Coal_2_SPP_S | AZ_NM_SNV_Coal | SPP_S | External | Winter | B19 | 700 | 400 | 0 | 41.34 | 40.11 | 8.17 | 0
2015 | AZ_NM_SNV_Coal_2_SPP_S | AZ_NM_SNV_Coal | SPP_S | External | Winter | B20 | 935 | 400 | 0 | 41.32 | 40.02 | 8.17 | 0
2015 | MAPP_US_2_RMPA | MAPP_US | RMPA | External | Shoulder | B11 | 25 | 200 | 0 | 47.92 | 40.04 | 8 | 0
2015 | MAPP_US_2_RMPA | MAPP_US | RMPA | External | Shoulder | B12 | 200 | 200 | 0 | 33.6 | 40.04 | 8 | 0
2015 | MAPP_US_2_RMPA | MAPP_US | RMPA | External | Shoulder | B13 | 600 | 200 | 200 | 31.92 | 40.04 | 8 | 0.12
2015 | MAPP_US_2_RMPA | MAPP_US | RMPA | External | Shoulder | B14 | 900 | 200 | 200 | 31.91 | 40.04 | 8 | 0.12
2015 | MAPP_US_2_RMPA | MAPP_US | RMPA | External | Shoulder | B15 | 1203 | 200 | 200 | 30.64 | 39.17 | 8 | 0.53
2015 | MAPP_US_2_RMPA | MAPP_US | RMPA | External | Summer | B1 | 10 | 200 | 0 | 53.78 | 60.29 | 8 | 0
2015 | MAPP_US_2_RMPA | MAPP_US | RMPA | External | Summer | B2 | 25 | 200 | 0 | 52.76 | 53.71 | 8 | 0
2015 | MAPP_US_2_RMPA | MAPP_US | RMPA | External | Summer | B3 | 75 | 200 | 0 | 52.76 | 53.71 | 8 | 0
2015 | MAPP_US_2_RMPA | MAPP_US | RMPA | External | Summer | B4 | 100 | 200 | 0 | 48.56 | 47.57 | 8 | 0
2015 | MAPP_US_2_RMPA | MAPP_US | RMPA | External | Summer | B5 | 200 | 200 | 0 | 47.92 | 46.93 | 8 | 0
2015 | MAPP_US_2_RMPA | MAPP_US | RMPA | External | Summer | B6 | 300 | 200 | 0 | 43.72 | 38.5 | 8 | 0
2015 | MAPP_US_2_RMPA | MAPP_US | RMPA | External | Summer | B7 | 400 | 200 | 0 | 34.34 | 38.5 | 8 | 0
2015 | MAPP_US_2_RMPA | MAPP_US | RMPA | External | Summer | B8 | 500 | 200 | 200 | 30.24 | 38.5 | 8 | 0.26
2015 | MAPP_US_2_RMPA | MAPP_US | RMPA | External | Summer | B9 | 800 | 200 | 200 | 29.34 | 38.5 | 8 | 1.17
2015 | MAPP_US_2_RMPA | MAPP_US | RMPA | External | Summer | B10 | 1262 | 200 | 200 | 29.11 | 38.5 | 8 | 1.39
2015 | MAPP_US_2_RMPA | MAPP_US | RMPA | External | Winter | B16 | 25 | 200 | 0 | 41.53 | 49.35 | 8 | 0
2015 | MAPP_US_2_RMPA | MAPP_US | RMPA | External | Winter | B17 | 100 | 200 | 0 | 37.08 | 42.95 | 8 | 0
2015 | MAPP_US_2_RMPA | MAPP_US | RMPA | External | Winter | B18 | 400 | 200 | 200 | 33.08 | 42.95 | 8 | 1.87
2015 | MAPP_US_2_RMPA | MAPP_US | RMPA | External | Winter | B19 | 700 | 200 | 200 | 33.08 | 42.95 | 8 | 1.87
2015 | MAPP_US_2_RMPA | MAPP_US | RMPA | External | Winter | B20 | 935 | 200 | 0 | 32.11 | 35.23 | 8 | 0
2015 | NE_2_RMPA | NE | RMPA | External | Shoulder | B11 | 25 | 310 | 0 | 54.92 | 40.04 | 5 | 0
2015 | NE_2_RMPA | NE | RMPA | External | Shoulder | B12 | 200 | 310 | 0 | 40.6 | 40.04 | 5 | 0
2015 | NE_2_RMPA | NE | RMPA | External | Shoulder | B13 | 600 | 310 | 0 | 38.92 | 40.04 | 5 | 0
2015 | NE_2_RMPA | NE | RMPA | External | Shoulder | B14 | 900 | 310 | 0 | 38.91 | 40.04 | 5 | 0
2015 | NE_2_RMPA | NE | RMPA | External | Shoulder | B15 | 1203 | 310 | 0 | 37.6 | 39.17 | 5 | 0
2015 | NE_2_RMPA | NE | RMPA | External | Summer | B1 | 10 | 310 | 0 | 60.78 | 60.29 | 5 | 0
2015 | NE_2_RMPA | NE | RMPA | External | Summer | B2 | 25 | 310 | 0 | 59.76 | 53.71 | 5 | 0
2015 | NE_2_RMPA | NE | RMPA | External | Summer | B3 | 75 | 310 | 0 | 59.76 | 53.71 | 5 | 0
2015 | NE_2_RMPA | NE | RMPA | External | Summer | B4 | 100 | 310 | 0 | 55.56 | 47.57 | 5 | 0
2015 | NE_2_RMPA | NE | RMPA | External | Summer | B5 | 200 | 310 | 0 | 54.92 | 46.93 | 5 | 0
2015 | NE_2_RMPA | NE | RMPA | External | Summer | B6 | 300 | 310 | 0 | 50.72 | 38.5 | 5 | 0
2015 | NE_2_RMPA | NE | RMPA | External | Summer | B7 | 400 | 310 | 0 | 42.72 | 38.5 | 5 | 0
2015 | NE_2_RMPA | NE | RMPA | External | Summer | B8 | 500 | 310 | 0 | 37.24 | 38.5 | 5 | 0
2015 | NE_2_RMPA | NE | RMPA | External | Summer | B9 | 800 | 310 | 0 | 36.34 | 38.5 | 5 | 0
2015 | NE_2_RMPA | NE | RMPA | External | Summer | B10 | 1262 | 310 | 0 | 36.11 | 38.5 | 5 | 0
2015 | NE_2_RMPA | NE | RMPA | External | Winter | B16 | 25 | 310 | 0 | 48.53 | 49.35 | 5 | 0
2015 | NE_2_RMPA | NE | RMPA | External | Winter | B17 | 100 | 310 | 0 | 41.48 | 42.95 | 5 | 0
2015 | NE_2_RMPA | NE | RMPA | External | Winter | B18 | 400 | 310 | 0 | 40.08 | 42.95 | 5 | 0
2015 | NE_2_RMPA | NE | RMPA | External | Winter | B19 | 700 | 310 | 0 | 40.08 | 42.95 | 5 | 0
2015 | NE_2_RMPA | NE | RMPA | External | Winter | B20 | 935 | 310 | 0 | 39.11 | 35.23 | 5 | 0
2015 | NWPP_Coal_2_MAPP_US | NWPP_Coal | MAPP_US | External | Shoulder | B11 | 25 | 150 | 150 | 38.95 | 47.92 | 8 | 0.96
2015 | NWPP_Coal_2_MAPP_US | NWPP_Coal | MAPP_US | External | Shoulder | B12 | 200 | 150 | 0 | 38.95 | 33.6 | 8 | 0
2015 | NWPP_Coal_2_MAPP_US | NWPP_Coal | MAPP_US | External | Shoulder | B13 | 600 | 150 | 0 | 38.95 | 31.92 | 8 | 0
2015 | NWPP_Coal_2_MAPP_US | NWPP_Coal | MAPP_US | External | Shoulder | B14 | 900 | 150 | 0 | 38.95 | 31.91 | 8 | 0
2015 | NWPP_Coal_2_MAPP_US | NWPP_Coal | MAPP_US | External | Shoulder | B15 | 1203 | 150 | 0 | 38.95 | 30.64 | 8 | 0
2015 | NWPP_Coal_2_MAPP_US | NWPP_Coal | MAPP_US | External | Summer | B1 | 10 | 150 | 150 | 38.95 | 53.78 | 8 | 6.82
2015 | NWPP_Coal_2_MAPP_US | NWPP_Coal | MAPP_US | External | Summer | B2 | 25 | 150 | 150 | 38.95 | 52.76 | 8 | 5.81
2015 | NWPP_Coal_2_MAPP_US | NWPP_Coal | MAPP_US | External | Summer | B3 | 75 | 150 | 150 | 38.95 | 52.76 | 8 | 5.81
2015 | NWPP_Coal_2_MAPP_US | NWPP_Coal | MAPP_US | External | Summer | B4 | 100 | 150 | 150 | 38.95 | 48.56 | 8 | 1.61
2015 | NWPP_Coal_2_MAPP_US | NWPP_Coal | MAPP_US | External | Summer | B5 | 200 | 150 | 150 | 38.95 | 47.92 | 8 | 0.96
2015 | NWPP_Coal_2_MAPP_US | NWPP_Coal | MAPP_US | External | Summer | B6 | 300 | 150 | 0 | 38.95 | 43.72 | 8 | 0
2015 | NWPP_Coal_2_MAPP_US | NWPP_Coal | MAPP_US | External | Summer | B7 | 400 | 150 | 0 | 38.95 | 34.34 | 8 | 0
2015 | NWPP_Coal_2_MAPP_US | NWPP_Coal | MAPP_US | External | Summer | B8 | 500 | 150 | 0 | 38.95 | 30.24 | 8 | 0
2015 | NWPP_Coal_2_MAPP_US | NWPP_Coal | MAPP_US | External | Summer | B9 | 800 | 150 | 0 | 38.95 | 29.34 | 8 | 0
2015 | NWPP_Coal_2_MAPP_US | NWPP_Coal | MAPP_US | External | Summer | B10 | 1262 | 150 | 0 | 38.95 | 29.11 | 8 | 0
2015 | NWPP_Coal_2_MAPP_US | NWPP_Coal | MAPP_US | External | Winter | B16 | 25 | 150 | 0 | 41.32 | 41.53 | 8 | 0
2015 | NWPP_Coal_2_MAPP_US | NWPP_Coal | MAPP_US | External | Winter | B17 | 100 | 150 | 0 | 41.32 | 37.08 | 8 | 0
2015 | NWPP_Coal_2_MAPP_US | NWPP_Coal | MAPP_US | External | Winter | B18 | 400 | 150 | 0 | 41.32 | 33.08 | 8 | 0
2015 | NWPP_Coal_2_MAPP_US | NWPP_Coal | MAPP_US | External | Winter | B19 | 700 | 150 | 0 | 41.32 | 33.08 | 8 | 0
2015 | NWPP_Coal_2_MAPP_US | NWPP_Coal | MAPP_US | External | Winter | B20 | 935 | 150 | 0 | 41.32 | 32.11 | 8 | 0
2015 | RMPA_2_MAPP_US | RMPA | MAPP_US | External | Shoulder | B11 | 25 | 200 | 0 | 40.04 | 47.92 | 8 | 0
2015 | RMPA_2_MAPP_US | RMPA | MAPP_US | External | Shoulder | B12 | 200 | 200 | 0 | 40.04 | 33.6 | 8 | 0
2015 | RMPA_2_MAPP_US | RMPA | MAPP_US | External | Shoulder | B13 | 600 | 200 | 0 | 40.04 | 31.92 | 8 | 0
2015 | RMPA_2_MAPP_US | RMPA | MAPP_US | External | Shoulder | B14 | 900 | 200 | 0 | 40.04 | 31.91 | 8 | 0
2015 | RMPA_2_MAPP_US | RMPA | MAPP_US | External | Shoulder | B15 | 1203 | 200 | 0 | 39.17 | 30.64 | 8 | 0
2015 | RMPA_2_MAPP_US | RMPA | MAPP_US | External | Summer | B1 | 10 | 200 | 0 | 60.29 | 53.78 | 8 | 0
2015 | RMPA_2_MAPP_US | RMPA | MAPP_US | External | Summer | B2 | 25 | 200 | 0 | 53.71 | 52.76 | 8 | 0
2015 | RMPA_2_MAPP_US | RMPA | MAPP_US | External | Summer | B3 | 75 | 200 | 0 | 53.71 | 52.76 | 8 | 0
2015 | RMPA_2_MAPP_US | RMPA | MAPP_US | External | Summer | B4 | 100 | 200 | 0 | 47.57 | 48.56 | 8 | 0
2015 | RMPA_2_MAPP_US | RMPA | MAPP_US | External | Summer | B5 | 200 | 200 | 0 | 46.93 | 47.92 | 8 | 0
2015 | RMPA_2_MAPP_US | RMPA | MAPP_US | External | Summer | B6 | 300 | 200 | 0 | 38.5 | 43.72 | 8 | 0
2015 | RMPA_2_MAPP_US | RMPA | MAPP_US | External | Summer | B7 | 400 | 200 | 0 | 38.5 | 34.34 | 8 | 0
2015 | RMPA_2_MAPP_US | RMPA | MAPP_US | External | Summer | B8 | 500 | 200 | 0 | 38.5 | 30.24 | 8 | 0
2015 | RMPA_2_MAPP_US | RMPA | MAPP_US | External | Summer | B9 | 800 | 200 | 0 | 38.5 | 29.34 | 8 | 0
2015 | RMPA_2_MAPP_US | RMPA | MAPP_US | External | Summer | B10 | 1262 | 200 | 0 | 38.5 | 29.11 | 8 | 0
2015 | RMPA_2_MAPP_US | RMPA | MAPP_US | External | Winter | B16 | 25 | 200 | 0 | 49.35 | 41.53 | 8 | 0
2015 | RMPA_2_MAPP_US | RMPA | MAPP_US | External | Winter | B17 | 100 | 200 | 0 | 42.95 | 37.08 | 8 | 0
2015 | RMPA_2_MAPP_US | RMPA | MAPP_US | External | Winter | B18 | 400 | 200 | 0 | 42.95 | 33.08 | 8 | 0
2015 | RMPA_2_MAPP_US | RMPA | MAPP_US | External | Winter | B19 | 700 | 200 | 0 | 42.95 | 33.08 | 8 | 0
2015 | RMPA_2_MAPP_US | RMPA | MAPP_US | External | Winter | B20 | 935 | 200 | 0 | 35.23 | 32.11 | 8 | 0
2015 | RMPA_2_NE | RMPA | NE | External | Shoulder | B11 | 25 | 310 | 310 | 40.04 | 54.92 | 8 | 6.88
2015 | RMPA_2_NE | RMPA | NE | External | Shoulder | B12 | 200 | 310 | 0 | 40.04 | 40.6 | 8 | 0
2015 | RMPA_2_NE | RMPA | NE | External | Shoulder | B13 | 600 | 310 | 0 | 40.04 | 38.92 | 8 | 0
2015 | RMPA_2_NE | RMPA | NE | External | Shoulder | B14 | 900 | 310 | 0 | 40.04 | 38.91 | 8 | 0
2015 | RMPA_2_NE | RMPA | NE | External | Shoulder | B15 | 1203 | 310 | 0 | 39.17 | 37.6 | 8 | 0
2015 | RMPA_2_NE | RMPA | NE | External | Summer | B1 | 10 | 310 | 0 | 60.29 | 60.78 | 8 | 0
2015 | RMPA_2_NE | RMPA | NE | External | Summer | B2 | 25 | 310 | 0 | 53.71 | 59.76 | 8 | 0
2015 | RMPA_2_NE | RMPA | NE | External | Summer | B3 | 75 | 310 | 0 | 53.71 | 59.76 | 8 | 0
2015 | RMPA_2_NE | RMPA | NE | External | Summer | B4 | 100 | 310 | 0 | 47.57 | 55.56 | 8 | 0
2015 | RMPA_2_NE | RMPA | NE | External | Summer | B5 | 200 | 310 | 0 | 46.93 | 54.92 | 8 | 0
2015 | RMPA_2_NE | RMPA | NE | External | Summer | B6 | 300 | 310 | 310 | 38.5 | 50.72 | 8 | 4.22
2015 | RMPA_2_NE | RMPA | NE | External | Summer | B7 | 400 | 310 | 0 | 38.5 | 42.72 | 8 | 0
2015 | RMPA_2_NE | RMPA | NE | External | Summer | B8 | 500 | 310 | 0 | 38.5 | 37.24 | 8 | 0
2015 | RMPA_2_NE | RMPA | NE | External | Summer | B9 | 800 | 310 | 0 | 38.5 | 36.34 | 8 | 0
2015 | RMPA_2_NE | RMPA | NE | External | Summer | B10 | 1262 | 310 | 0 | 38.5 | 36.11 | 8 | 0
2015 | RMPA_2_NE | RMPA | NE | External | Winter | B16 | 25 | 310 | 0 | 49.35 | 48.53 | 8 | 0
2015 | RMPA_2_NE | RMPA | NE | External | Winter | B17 | 100 | 310 | 0 | 42.95 | 41.48 | 8 | 0
2015 | RMPA_2_NE | RMPA | NE | External | Winter | B18 | 400 | 310 | 0 | 42.95 | 40.08 | 8 | 0
2015 | RMPA_2_NE | RMPA | NE | External | Winter | B19 | 700 | 310 | 0 | 42.95 | 40.08 | 8 | 0
2015 | RMPA_2_NE | RMPA | NE | External | Winter | B20 | 935 | 310 | 0 | 35.23 | 39.11 | 8 | 0
2015 | RMPA_2_SPP_N | RMPA | SPP_N | External | Shoulder | B11 | 25 | 210 | 210 | 40.04 | 54.93 | 8 | 6.89
2015 | RMPA_2_SPP_N | RMPA | SPP_N | External | Shoulder | B12 | 200 | 210 | 0 | 40.04 | 40.62 | 8 | 0
2015 | RMPA_2_SPP_N | RMPA | SPP_N | External | Shoulder | B13 | 600 | 210 | 0 | 40.04 | 38.93 | 8 | 0
2015 | RMPA_2_SPP_N | RMPA | SPP_N | External | Shoulder | B14 | 900 | 210 | 0 | 40.04 | 38.93 | 8 | 0
2015 | RMPA_2_SPP_N | RMPA | SPP_N | External | Shoulder | B15 | 1203 | 210 | 0 | 39.17 | 37.62 | 8 | 0
2015 | RMPA_2_SPP_N | RMPA | SPP_N | External | Summer | B1 | 10 | 210 | 0 | 60.29 | 60.79 | 8 | 0
2015 | RMPA_2_SPP_N | RMPA | SPP_N | External | Summer | B2 | 25 | 210 | 0 | 53.71 | 59.77 | 8 | 0
2015 | RMPA_2_SPP_N | RMPA | SPP_N | External | Summer | B3 | 75 | 210 | 0 | 53.71 | 59.77 | 8 | 0
2015 | RMPA_2_SPP_N | RMPA | SPP_N | External | Summer | B4 | 100 | 210 | 167.5 | 47.57 | 55.57 | 8 | 0
2015 | RMPA_2_SPP_N | RMPA | SPP_N | External | Summer | B5 | 200 | 210 | 176.38 | 46.93 | 54.93 | 8 | 0
2015 | RMPA_2_SPP_N | RMPA | SPP_N | External | Summer | B6 | 300 | 210 | 210 | 38.5 | 50.74 | 8 | 4.23
2015 | RMPA_2_SPP_N | RMPA | SPP_N | External | Summer | B7 | 400 | 210 | 0 | 38.5 | 42.73 | 8 | 0
2015 | RMPA_2_SPP_N | RMPA | SPP_N | External | Summer | B8 | 500 | 210 | 0 | 38.5 | 37.98 | 8 | 0
2015 | RMPA_2_SPP_N | RMPA | SPP_N | External | Summer | B9 | 800 | 210 | 0 | 38.5 | 36.35 | 8 | 0
2015 | RMPA_2_SPP_N | RMPA | SPP_N | External | Summer | B10 | 1262 | 210 | 0 | 38.5 | 36.12 | 8 | 0
2015 | RMPA_2_SPP_N | RMPA | SPP_N | External | Winter | B16 | 25 | 210 | 0 | 49.35 | 48.57 | 8 | 0
2015 | RMPA_2_SPP_N | RMPA | SPP_N | External | Winter | B17 | 100 | 210 | 0 | 42.95 | 41.5 | 8 | 0
2015 | RMPA_2_SPP_N | RMPA | SPP_N | External | Winter | B18 | 400 | 210 | 0 | 42.95 | 40.09 | 8 | 0
2015 | RMPA_2_SPP_N | RMPA | SPP_N | External | Winter | B19 | 700 | 210 | 0 | 42.95 | 40.09 | 8 | 0
2015 | RMPA_2_SPP_N | RMPA | SPP_N | External | Winter | B20 | 935 | 210 | 0 | 35.23 | 39.12 | 8 | 0
2015 | SPP_N_2_RMPA | SPP_N | RMPA | External | Shoulder | B11 | 25 | 210 | 0 | 54.93 | 40.04 | 5 | 0
2015 | SPP_N_2_RMPA | SPP_N | RMPA | External | Shoulder | B12 | 200 | 210 | 0 | 40.62 | 40.04 | 5 | 0
2015 | SPP_N_2_RMPA | SPP_N | RMPA | External | Shoulder | B13 | 600 | 210 | 0 | 38.93 | 40.04 | 5 | 0
2015 | SPP_N_2_RMPA | SPP_N | RMPA | External | Shoulder | B14 | 900 | 210 | 0 | 38.93 | 40.04 | 5 | 0
2015 | SPP_N_2_RMPA | SPP_N | RMPA | External | Shoulder | B15 | 1203 | 210 | 0 | 37.62 | 39.17 | 5 | 0
2015 | SPP_N_2_RMPA | SPP_N | RMPA | External | Summer | B1 | 10 | 210 | 0 | 60.79 | 60.29 | 5 | 0
2015 | SPP_N_2_RMPA | SPP_N | RMPA | External | Summer | B2 | 25 | 210 | 0 | 59.77 | 53.71 | 5 | 0
2015 | SPP_N_2_RMPA | SPP_N | RMPA | External | Summer | B3 | 75 | 210 | 0 | 59.77 | 53.71 | 5 | 0
2015 | SPP_N_2_RMPA | SPP_N | RMPA | External | Summer | B4 | 100 | 210 | 0 | 55.57 | 47.57 | 5 | 0
2015 | SPP_N_2_RMPA | SPP_N | RMPA | External | Summer | B5 | 200 | 210 | 0 | 54.93 | 46.93 | 5 | 0
2015 | SPP_N_2_RMPA | SPP_N | RMPA | External | Summer | B6 | 300 | 210 | 0 | 50.74 | 38.5 | 5 | 0
2015 | SPP_N_2_RMPA | SPP_N | RMPA | External | Summer | B7 | 400 | 210 | 0 | 42.73 | 38.5 | 5 | 0
2015 | SPP_N_2_RMPA | SPP_N | RMPA | External | Summer | B8 | 500 | 210 | 0 | 37.98 | 38.5 | 5 | 0
2015 | SPP_N_2_RMPA | SPP_N | RMPA | External | Summer | B9 | 800 | 210 | 0 | 36.35 | 38.5 | 5 | 0
2015 | SPP_N_2_RMPA | SPP_N | RMPA | External | Summer | B10 | 1262 | 210 | 0 | 36.12 | 38.5 | 5 | 0
2015 | SPP_N_2_RMPA | SPP_N | RMPA | External | Winter | B16 | 25 | 210 | 0 | 48.57 | 49.35 | 5 | 0
2015 | SPP_N_2_RMPA | SPP_N | RMPA | External | Winter | B17 | 100 | 210 | 0 | 41.5 | 42.95 | 5 | 0
2015 | SPP_N_2_RMPA | SPP_N | RMPA | External | Winter | B18 | 400 | 210 | 0 | 40.09 | 42.95 | 5 | 0
2015 | SPP_N_2_RMPA | SPP_N | RMPA | External | Winter | B19 | 700 | 210 | 0 | 40.09 | 42.95 | 5 | 0
2015 | SPP_N_2_RMPA | SPP_N | RMPA | External | Winter | B20 | 935 | 210 | 0 | 39.12 | 35.23 | 5 | 0
2015 | SPP_S_2_ERCOT | SPP_S | ERCOT | External | Shoulder | B11 | 25 | 800 | 0 | 54.07 | 54.66 | 5 | 0
2015 | SPP_S_2_ERCOT | SPP_S | ERCOT | External | Shoulder | B12 | 200 | 800 | 0 | 40.6 | 40.88 | 5 | 0
2015 | SPP_S_2_ERCOT | SPP_S | ERCOT | External | Shoulder | B13 | 600 | 800 | 0 | 38.95 | 37.53 | 5 | 0
2015 | SPP_S_2_ERCOT | SPP_S | ERCOT | External | Shoulder | B14 | 900 | 800 | 0 | 38.94 | 37.53 | 5 | 0
2015 | SPP_S_2_ERCOT | SPP_S | ERCOT | External | Shoulder | B15 | 1203 | 800 | 0 | 37.63 | 37.53 | 5 | 0
2015 | SPP_S_2_ERCOT | SPP_S | ERCOT | External | Summer | B1 | 10 | 800 | 0 | 60.78 | 53.11 | 5 | 0
2015 | SPP_S_2_ERCOT | SPP_S | ERCOT | External | Summer | B2 | 25 | 800 | 0 | 59.76 | 53.11 | 5 | 0
2015 | SPP_S_2_ERCOT | SPP_S | ERCOT | External | Summer | B3 | 75 | 800 | 0 | 53.43 | 53.11 | 5 | 0
2015 | SPP_S_2_ERCOT | SPP_S | ERCOT | External | Summer | B4 | 100 | 800 | 0 | 52.64 | 53.11 | 5 | 0
2015 | SPP_S_2_ERCOT | SPP_S | ERCOT | External | Summer | B5 | 200 | 800 | 0 | 52.64 | 53.11 | 5 | 0
2015 | SPP_S_2_ERCOT | SPP_S | ERCOT | External | Summer | B6 | 300 | 800 | 0 | 50.75 | 53.11 | 5 | 0
2015 | SPP_S_2_ERCOT | SPP_S | ERCOT | External | Summer | B7 | 400 | 800 | 272.04 | 42.74 | 47.74 | 5 | 0
2015 | SPP_S_2_ERCOT | SPP_S | ERCOT | External | Summer | B8 | 500 | 800 | 0 | 38 | 39.73 | 5 | 0
2015 | SPP_S_2_ERCOT | SPP_S | ERCOT | External | Summer | B9 | 800 | 800 | 0 | 36.36 | 36.48 | 5 | 0
2015 | SPP_S_2_ERCOT | SPP_S | ERCOT | External | Summer | B10 | 1262 | 800 | 0 | 36.28 | 36.48 | 5 | 0
2015 | SPP_S_2_ERCOT | SPP_S | ERCOT | External | Winter | B16 | 25 | 800 | 0 | 48.58 | 51.14 | 5 | 0
2015 | SPP_S_2_ERCOT | SPP_S | ERCOT | External | Winter | B17 | 100 | 800 | 0 | 41.51 | 43.29 | 5 | 0
2015 | SPP_S_2_ERCOT | SPP_S | ERCOT | External | Winter | B18 | 400 | 800 | 0 | 40.11 | 39.73 | 5 | 0
2015 | SPP_S_2_ERCOT | SPP_S | ERCOT | External | Winter | B19 | 700 | 800 | 0 | 40.11 | 39.73 | 5 | 0
2015 | SPP_S_2_ERCOT | SPP_S | ERCOT | External | Winter | B20 | 935 | 800 | 0 | 40.02 | 39.73 | 5 | 0
2020 | AZ_NM_SNV_Coal_2_SPP_S | AZ_NM_SNV_Coal | SPP_S | External | Shoulder | B11 | 25 | 400 | 400 | 45.45 | 58.47 | 8.17 | 4.85
2020 | AZ_NM_SNV_Coal_2_SPP_S | AZ_NM_SNV_Coal | SPP_S | External | Shoulder | B12 | 200 | 400 | 0 | 45.44 | 42.47 | 8.17 | 0
2020 | AZ_NM_SNV_Coal_2_SPP_S | AZ_NM_SNV_Coal | SPP_S | External | Shoulder | B13 | 600 | 400 | 0 | 45.44 | 41.73 | 8.17 | 0
2020 | AZ_NM_SNV_Coal_2_SPP_S | AZ_NM_SNV_Coal | SPP_S | External | Shoulder | B14 | 900 | 400 | 0 | 45.44 | 40.63 | 8.17 | 0
2020 | AZ_NM_SNV_Coal_2_SPP_S | AZ_NM_SNV_Coal | SPP_S | External | Shoulder | B15 | 1203 | 400 | 0 | 44.72 | 40.54 | 8.17 | 0
2020 | AZ_NM_SNV_Coal_2_SPP_S | AZ_NM_SNV_Coal | SPP_S | External | Summer | B1 | 10 | 400 | 0 | 66.64 | 56.41 | 8.17 | 0
2020 | AZ_NM_SNV_Coal_2_SPP_S | AZ_NM_SNV_Coal | SPP_S | External | Summer | B2 | 25 | 400 | 0 | 66.64 | 56.88 | 8.17 | 0
2020 | AZ_NM_SNV_Coal_2_SPP_S | AZ_NM_SNV_Coal | SPP_S | External | Summer | B3 | 75 | 400 | 0 | 66.64 | 56.88 | 8.17 | 0
2020 | AZ_NM_SNV_Coal_2_SPP_S | AZ_NM_SNV_Coal | SPP_S | External | Summer | B4 | 100 | 400 | 0 | 63.88 | 56.88 | 8.17 | 0
2020 | AZ_NM_SNV_Coal_2_SPP_S | AZ_NM_SNV_Coal | SPP_S | External | Summer | B5 | 200 | 400 | 0 | 53.56 | 56.41 | 8.17 | 0
2020 | AZ_NM_SNV_Coal_2_SPP_S | AZ_NM_SNV_Coal | SPP_S | External | Summer | B6 | 300 | 400 | 0 | 48.46 | 56.41 | 8.17 | 0
2020 | AZ_NM_SNV_Coal_2_SPP_S | AZ_NM_SNV_Coal | SPP_S | External | Summer | B7 | 400 | 400 | 0 | 45.42 | 47.36 | 8.17 | 0
2020 | AZ_NM_SNV_Coal_2_SPP_S | AZ_NM_SNV_Coal | SPP_S | External | Summer | B8 | 500 | 400 | 0 | 45.41 | 41 | 8.17 | 0
2020 | AZ_NM_SNV_Coal_2_SPP_S | AZ_NM_SNV_Coal | SPP_S | External | Summer | B9 | 800 | 400 | 0 | 45.39 | 39.66 | 8.17 | 0
2020 | AZ_NM_SNV_Coal_2_SPP_S | AZ_NM_SNV_Coal | SPP_S | External | Summer | B10 | 1262 | 400 | 0 | 44.09 | 39.14 | 8.17 | 0
2020 | AZ_NM_SNV_Coal_2_SPP_S | AZ_NM_SNV_Coal | SPP_S | External | Winter | B16 | 25 | 400 | 0 | 48.29 | 51.44 | 8.17 | 0
2020 | AZ_NM_SNV_Coal_2_SPP_S | AZ_NM_SNV_Coal | SPP_S | External | Winter | B17 | 100 | 400 | 0 | 48.29 | 43.39 | 8.17 | 0
2020 | AZ_NM_SNV_Coal_2_SPP_S | AZ_NM_SNV_Coal | SPP_S | External | Winter | B18 | 400 | 400 | 0 | 48.29 | 43.29 | 8.17 | 0
2020 | AZ_NM_SNV_Coal_2_SPP_S | AZ_NM_SNV_Coal | SPP_S | External | Winter | B19 | 700 | 400 | 0 | 48.29 | 43.29 | 8.17 | 0
2020 | AZ_NM_SNV_Coal_2_SPP_S | AZ_NM_SNV_Coal | SPP_S | External | Winter | B20 | 935 | 400 | 0 | 47.95 | 38.81 | 8.17 | 0
2020 | MAPP_US_2_RMPA | MAPP_US | RMPA | External | Shoulder | B11 | 25 | 200 | 0 | 55.69 | 53.59 | 8 | 0
2020 | MAPP_US_2_RMPA | MAPP_US | RMPA | External | Shoulder | B12 | 200 | 200 | 0 | 39.4 | 44.56 | 8 | 0
2020 | MAPP_US_2_RMPA | MAPP_US | RMPA | External | Shoulder | B13 | 600 | 200 | 200 | 34.73 | 44.22 | 8 | 1.49
2020 | MAPP_US_2_RMPA | MAPP_US | RMPA | External | Shoulder | B14 | 900 | 200 | 200 | 34.49 | 44.22 | 8 | 1.73
2020 | MAPP_US_2_RMPA | MAPP_US | RMPA | External | Shoulder | B15 | 1203 | 200 | 200 | 33.51 | 44.22 | 8 | 2.71
2020 | MAPP_US_2_RMPA | MAPP_US | RMPA | External | Summer | B1 | 10 | 200 | 0 | 59.75 | 65.97 | 8 | 0
2020 | MAPP_US_2_RMPA | MAPP_US | RMPA | External | Summer | B2 | 25 | 200 | 0 | 58.33 | 65.97 | 8 | 0
2020 | MAPP_US_2_RMPA | MAPP_US | RMPA | External | Summer | B3 | 75 | 200 | 0 | 59.75 | 65.97 | 8 | 0
2020 | MAPP_US_2_RMPA | MAPP_US | RMPA | External | Summer | B4 | 100 | 200 | 0 | 58.33 | 58.98 | 8 | 0
2020 | MAPP_US_2_RMPA | MAPP_US | RMPA | External | Summer | B5 | 200 | 200 | 0 | 54.56 | 53.56 | 8 | 0
2020 | MAPP_US_2_RMPA | MAPP_US | RMPA | External | Summer | B6 | 300 | 200 | 0 | 49.38 | 48.38 | 8 | 0
2020 | MAPP_US_2_RMPA | MAPP_US | RMPA | External | Summer | B7 | 400 | 200 | 0 | 40.33 | 42.46 | 8 | 0
2020 | MAPP_US_2_RMPA | MAPP_US | RMPA | External | Summer | B8 | 500 | 200 | 200 | 33.05 | 42.46 | 8 | 1.4
2020 | MAPP_US_2_RMPA | MAPP_US | RMPA | External | Summer | B9 | 800 | 200 | 200 | 32.64 | 42.46 | 8 | 1.82
2020 | MAPP_US_2_RMPA | MAPP_US | RMPA | External | Summer | B10 | 1262 | 200 | 200 | 30.46 | 42.46 | 8 | 4
2020 | MAPP_US_2_RMPA | MAPP_US | RMPA | External | Winter | B16 | 25 | 200 | 200 | 44.74 | 56.44 | 8 | 3.7
2020 | MAPP_US_2_RMPA | MAPP_US | RMPA | External | Winter | B17 | 100 | 200 | 0 | 41.18 | 47.57 | 8 | 0
2020 | MAPP_US_2_RMPA | MAPP_US | RMPA | External | Winter | B18 | 400 | 200 | 200 | 36.27 | 47.57 | 8 | 3.3
2020 | MAPP_US_2_RMPA | MAPP_US | RMPA | External | Winter | B19 | 700 | 200 | 200 | 36.27 | 47.57 | 8 | 3.3
2020 | MAPP_US_2_RMPA | MAPP_US | RMPA | External | Winter | B20 | 935 | 200 | 200 | 31.79 | 40.11 | 8 | 0.32
2020 | NE_2_RMPA | NE | RMPA | External | Shoulder | B11 | 25 | 310 | 0 | 62.69 | 53.59 | 5 | 0
2020 | NE_2_RMPA | NE | RMPA | External | Shoulder | B12 | 200 | 310 | 0 | 45.16 | 44.56 | 5 | 0
2020 | NE_2_RMPA | NE | RMPA | External | Shoulder | B13 | 600 | 310 | 0 | 41.73 | 44.22 | 5 | 0
2020 | NE_2_RMPA | NE | RMPA | External | Shoulder | B14 | 900 | 310 | 0 | 40.63 | 44.22 | 5 | 0
2020 | NE_2_RMPA | NE | RMPA | External | Shoulder | B15 | 1203 | 310 | 0 | 40.51 | 44.22 | 5 | 0
2020 | NE_2_RMPA | NE | RMPA | External | Summer | B1 | 10 | 310 | 0 | 66.75 | 65.97 | 5 | 0
2020 | NE_2_RMPA | NE | RMPA | External | Summer | B2 | 25 | 310 | 0 | 65.33 | 65.97 | 5 | 0
2020 | NE_2_RMPA | NE | RMPA | External | Summer | B3 | 75 | 310 | 0 | 66.75 | 65.97 | 5 | 0
2020 | NE_2_RMPA | NE | RMPA | External | Summer | B4 | 100 | 310 | 0 | 65.33 | 58.98 | 5 | 0
2020 | NE_2_RMPA | NE | RMPA | External | Summer | B5 | 200 | 310 | 0 | 61.56 | 53.56 | 5 | 0
2020 | NE_2_RMPA | NE | RMPA | External | Summer | B6 | 300 | 310 | 0 | 56.38 | 48.38 | 5 | 0
2020 | NE_2_RMPA | NE | RMPA | External | Summer | B7 | 400 | 310 | 0 | 47.33 | 42.46 | 5 | 0
2020 | NE_2_RMPA | NE | RMPA | External | Summer | B8 | 500 | 310 | 0 | 40.05 | 42.46 | 5 | 0
2020 | NE_2_RMPA | NE | RMPA | External | Summer | B9 | 800 | 310 | 0 | 39.64 | 42.46 | 5 | 0
2020 | NE_2_RMPA | NE | RMPA | External | Summer | B10 | 1262 | 310 | 72.14 | 37.46 | 42.46 | 5 | 0
2020 | NE_2_RMPA | NE | RMPA | External | Winter | B16 | 25 | 310 | 68.28 | 51.44 | 56.44 | 5 | 0
2020 | NE_2_RMPA | NE | RMPA | External | Winter | B17 | 100 | 310 | 0 | 43.37 | 47.57 | 5 | 0
2020 | NE_2_RMPA | NE | RMPA | External | Winter | B18 | 400 | 310 | 0 | 43.27 | 47.57 | 5 | 0
2020 | NE_2_RMPA | NE | RMPA | External | Winter | B19 | 700 | 310 | 0 | 43.27 | 47.57 | 5 | 0
2020 | NE_2_RMPA | NE | RMPA | External | Winter | B20 | 935 | 310 | 0 | 38.79 | 40.11 | 5 | 0
2020 | NWPP_Coal_2_MAPP_US | NWPP_Coal | MAPP_US | External | Shoulder | B11 | 25 | 150 | 150 | 45.43 | 55.69 | 8 | 2.26
2020 | NWPP_Coal_2_MAPP_US | NWPP_Coal | MAPP_US | External | Shoulder | B12 | 200 | 150 | 0 | 45.43 | 39.4 | 8 | 0
2020 | NWPP_Coal_2_MAPP_US | NWPP_Coal | MAPP_US | External | Shoulder | B13 | 600 | 150 | 0 | 45.43 | 34.73 | 8 | 0
2020 | NWPP_Coal_2_MAPP_US | NWPP_Coal | MAPP_US | External | Shoulder | B14 | 900 | 150 | 0 | 45.43 | 34.49 | 8 | 0
2020 | NWPP_Coal_2_MAPP_US | NWPP_Coal | MAPP_US | External | Shoulder | B15 | 1203 | 150 | 0 | 45.43 | 33.51 | 8 | 0
2020 | NWPP_Coal_2_MAPP_US | NWPP_Coal | MAPP_US | External | Summer | B1 | 10 | 150 | 0 | 57.81 | 59.75 | 8 | 0
2020 | NWPP_Coal_2_MAPP_US | NWPP_Coal | MAPP_US | External | Summer | B2 | 25 | 150 | 150 | 45.39 | 58.33 | 8 | 4.93
2020 | NWPP_Coal_2_MAPP_US | NWPP_Coal | MAPP_US | External | Summer | B3 | 75 | 150 | 150 | 45.39 | 59.75 | 8 | 6.36
2020 | NWPP_Coal_2_MAPP_US | NWPP_Coal | MAPP_US | External | Summer | B4 | 100 | 150 | 150 | 45.39 | 58.33 | 8 | 4.93
2020 | NWPP_Coal_2_MAPP_US | NWPP_Coal | MAPP_US | External | Summer | B5 | 200 | 150 | 150 | 45.39 | 54.56 | 8 | 1.17
2020 | NWPP_Coal_2_MAPP_US | NWPP_Coal | MAPP_US | External | Summer | B6 | 300 | 150 | 0 | 45.39 | 49.38 | 8 | 0
2020 | NWPP_Coal_2_MAPP_US | NWPP_Coal | MAPP_US | External | Summer | B7 | 400 | 150 | 0 | 45.39 | 40.33 | 8 | 0
2020 | NWPP_Coal_2_MAPP_US | NWPP_Coal | MAPP_US | External | Summer | B8 | 500 | 150 | 0 | 45.39 | 33.05 | 8 | 0
2020 | NWPP_Coal_2_MAPP_US | NWPP_Coal | MAPP_US | External | Summer | B9 | 800 | 150 | 0 | 45.39 | 32.64 | 8 | 0
2020 | NWPP_Coal_2_MAPP_US | NWPP_Coal | MAPP_US | External | Summer | B10 | 1262 | 150 | 0 | 45.39 | 30.46 | 8 | 0
2020 | NWPP_Coal_2_MAPP_US | NWPP_Coal | MAPP_US | External | Winter | B16 | 25 | 150 | 0 | 48.28 | 44.74 | 8 | 0
2020 | NWPP_Coal_2_MAPP_US | NWPP_Coal | MAPP_US | External | Winter | B17 | 100 | 150 | 0 | 48.28 | 41.18 | 8 | 0
2020 | NWPP_Coal_2_MAPP_US | NWPP_Coal | MAPP_US | External | Winter | B18 | 400 | 150 | 0 | 48.28 | 36.27 | 8 | 0
2020 | NWPP_Coal_2_MAPP_US | NWPP_Coal | MAPP_US | External | Winter | B19 | 700 | 150 | 0 | 48.28 | 36.27 | 8 | 0
2020 | NWPP_Coal_2_MAPP_US | NWPP_Coal | MAPP_US | External | Winter | B20 | 935 | 150 | 0 | 48.28 | 31.79 | 8 | 0
2020 | RMPA_2_MAPP_US | RMPA | MAPP_US | External | Shoulder | B11 | 25 | 200 | 0 | 53.59 | 55.69 | 8 | 0
2020 | RMPA_2_MAPP_US | RMPA | MAPP_US | External | Shoulder | B12 | 200 | 200 | 0 | 44.56 | 39.4 | 8 | 0
2020 | RMPA_2_MAPP_US | RMPA | MAPP_US | External | Shoulder | B13 | 600 | 200 | 0 | 44.22 | 34.73 | 8 | 0
2020 | RMPA_2_MAPP_US | RMPA | MAPP_US | External | Shoulder | B14 | 900 | 200 | 0 | 44.22 | 34.49 | 8 | 0
2020 | RMPA_2_MAPP_US | RMPA | MAPP_US | External | Shoulder | B15 | 1203 | 200 | 0 | 44.22 | 33.51 | 8 | 0
2020 | RMPA_2_MAPP_US | RMPA | MAPP_US | External | Summer | B1 | 10 | 200 | 0 | 65.97 | 59.75 | 8 | 0
2020 | RMPA_2_MAPP_US | RMPA | MAPP_US | External | Summer | B2 | 25 | 200 | 0 | 65.97 | 58.33 | 8 | 0
2020 | RMPA_2_MAPP_US | RMPA | MAPP_US | External | Summer | B3 | 75 | 200 | 0 | 65.97 | 59.75 | 8 | 0
2020 | RMPA_2_MAPP_US | RMPA | MAPP_US | External | Summer | B4 | 100 | 200 | 0 | 58.98 | 58.33 | 8 | 0
2020 | RMPA_2_MAPP_US | RMPA | MAPP_US | External | Summer | B5 | 200 | 200 | 0 | 53.56 | 54.56 | 8 | 0
2020 | RMPA_2_MAPP_US | RMPA | MAPP_US | External | Summer | B6 | 300 | 200 | 0 | 48.38 | 49.38 | 8 | 0
2020 | RMPA_2_MAPP_US | RMPA | MAPP_US | External | Summer | B7 | 400 | 200 | 0 | 42.46 | 40.33 | 8 | 0
2020 | RMPA_2_MAPP_US | RMPA | MAPP_US | External | Summer | B8 | 500 | 200 | 0 | 42.46 | 33.05 | 8 | 0
2020 | RMPA_2_MAPP_US | RMPA | MAPP_US | External | Summer | B9 | 800 | 200 | 0 | 42.46 | 32.64 | 8 | 0
2020 | RMPA_2_MAPP_US | RMPA | MAPP_US | External | Summer | B10 | 1262 | 200 | 0 | 42.46 | 30.46 | 8 | 0
2020 | RMPA_2_MAPP_US | RMPA | MAPP_US | External | Winter | B16 | 25 | 200 | 0 | 56.44 | 44.74 | 8 | 0
2020 | RMPA_2_MAPP_US | RMPA | MAPP_US | External | Winter | B17 | 100 | 200 | 0 | 47.57 | 41.18 | 8 | 0
2020 | RMPA_2_MAPP_US | RMPA | MAPP_US | External | Winter | B18 | 400 | 200 | 0 | 47.57 | 36.27 | 8 | 0
2020 | RMPA_2_MAPP_US | RMPA | MAPP_US | External | Winter | B19 | 700 | 200 | 0 | 47.57 | 36.27 | 8 | 0
2020 | RMPA_2_MAPP_US | RMPA | MAPP_US | External | Winter | B20 | 935 | 200 | 0 | 40.11 | 31.79 | 8 | 0
2020 | RMPA_2_NE | RMPA | NE | External | Shoulder | B11 | 25 | 310 | 310 | 53.59 | 62.69 | 8 | 1.1
2020 | RMPA_2_NE | RMPA | NE | External | Shoulder | B12 | 200 | 310 | 0 | 44.56 | 45.16 | 8 | 0
2020 | RMPA_2_NE | RMPA | NE | External | Shoulder | B13 | 600 | 310 | 0 | 44.22 | 41.73 | 8 | 0
2020 | RMPA_2_NE | RMPA | NE | External | Shoulder | B14 | 900 | 310 | 0 | 44.22 | 40.63 | 8 | 0
2020 | RMPA_2_NE | RMPA | NE | External | Shoulder | B15 | 1203 | 310 | 0 | 44.22 | 40.51 | 8 | 0
2020 | RMPA_2_NE | RMPA | NE | External | Summer | B1 | 10 | 310 | 0 | 65.97 | 66.75 | 8 | 0
2020 | RMPA_2_NE | RMPA | NE | External | Summer | B2 | 25 | 310 | 0 | 65.97 | 65.33 | 8 | 0
2020 | RMPA_2_NE | RMPA | NE | External | Summer | B3 | 75 | 310 | 0 | 65.97 | 66.75 | 8 | 0
2020 | RMPA_2_NE | RMPA | NE | External | Summer | B4 | 100 | 310 | 0 | 58.98 | 65.33 | 8 | 0
2020 | RMPA_2_NE | RMPA | NE | External | Summer | B5 | 200 | 310 | 250.76 | 53.56 | 61.56 | 8 | 0
2020 | RMPA_2_NE | RMPA | NE | External | Summer | B6 | 300 | 310 | 223.62 | 48.38 | 56.38 | 8 | 0
2020 | RMPA_2_NE | RMPA | NE | External | Summer | B7 | 400 | 310 | 0 | 42.46 | 47.33 | 8 | 0
2020 | RMPA_2_NE | RMPA | NE | External | Summer | B8 | 500 | 310 | 0 | 42.46 | 40.05 | 8 | 0
2020 | RMPA_2_NE | RMPA | NE | External | Summer | B9 | 800 | 310 | 0 | 42.46 | 39.64 | 8 | 0
2020 | RMPA_2_NE | RMPA | NE | External | Summer | B10 | 1262 | 310 | 0 | 42.46 | 37.46 | 8 | 0
2020 | RMPA_2_NE | RMPA | NE | External | Winter | B16 | 25 | 310 | 0 | 56.44 | 51.44 | 8 | 0
2020 | RMPA_2_NE | RMPA | NE | External | Winter | B17 | 100 | 310 | 0 | 47.57 | 43.37 | 8 | 0
2020 | RMPA_2_NE | RMPA | NE | External | Winter | B18 | 400 | 310 | 0 | 47.57 | 43.27 | 8 | 0
2020 | RMPA_2_NE | RMPA | NE | External | Winter | B19 | 700 | 310 | 0 | 47.57 | 43.27 | 8 | 0
2020 | RMPA_2_NE | RMPA | NE | External | Winter | B20 | 935 | 310 | 0 | 40.11 | 38.79 | 8 | 0
2020 | RMPA_2_SPP_N | RMPA | SPP_N | External | Shoulder | B11 | 25 | 210 | 210 | 53.59 | 62.7 | 8 | 1.11
2020 | RMPA_2_SPP_N | RMPA | SPP_N | External | Shoulder | B12 | 200 | 210 | 0 | 44.56 | 45.18 | 8 | 0
2020 | RMPA_2_SPP_N | RMPA | SPP_N | External | Shoulder | B13 | 600 | 210 | 0 | 44.22 | 41.75 | 8 | 0
2020 | RMPA_2_SPP_N | RMPA | SPP_N | External | Shoulder | B14 | 900 | 210 | 0 | 44.22 | 40.64 | 8 | 0
2020 | RMPA_2_SPP_N | RMPA | SPP_N | External | Shoulder | B15 | 1203 | 210 | 0 | 44.22 | 40.53 | 8 | 0
2020 | RMPA_2_SPP_N | RMPA | SPP_N | External | Summer | B1 | 10 | 210 | 0 | 65.97 | 66.76 | 8 | 0
2020 | RMPA_2_SPP_N | RMPA | SPP_N | External | Summer | B2 | 25 | 210 | 0 | 65.97 | 66.76 | 8 | 0
2020 | RMPA_2_SPP_N | RMPA | SPP_N | External | Summer | B3 | 75 | 210 | 0 | 65.97 | 66.76 | 8 | 0
2020 | RMPA_2_SPP_N | RMPA | SPP_N | External | Summer | B4 | 100 | 210 | 0 | 58.98 | 65.34 | 8 | 0
2020 | RMPA_2_SPP_N | RMPA | SPP_N | External | Summer | B5 | 200 | 210 | 210 | 53.56 | 61.57 | 8 | 0.01
2020 | RMPA_2_SPP_N | RMPA | SPP_N | External | Summer | B6 | 300 | 210 | 210 | 48.38 | 56.4 | 8 | 0.01
2020 | RMPA_2_SPP_N | RMPA | SPP_N | External | Summer | B7 | 400 | 210 | 0 | 42.46 | 47.34 | 8 | 0
2020 | RMPA_2_SPP_N | RMPA | SPP_N | External | Summer | B8 | 500 | 210 | 0 | 42.46 | 40.98 | 8 | 0
2020 | RMPA_2_SPP_N | RMPA | SPP_N | External | Summer | B9 | 800 | 210 | 0 | 42.46 | 39.65 | 8 | 0
2020 | RMPA_2_SPP_N | RMPA | SPP_N | External | Summer | B10 | 1262 | 210 | 0 | 42.46 | 39.12 | 8 | 0
2020 | RMPA_2_SPP_N | RMPA | SPP_N | External | Winter | B16 | 25 | 210 | 0 | 56.44 | 51.45 | 8 | 0
2020 | RMPA_2_SPP_N | RMPA | SPP_N | External | Winter | B17 | 100 | 210 | 0 | 47.57 | 43.38 | 8 | 0
2020 | RMPA_2_SPP_N | RMPA | SPP_N | External | Winter | B18 | 400 | 210 | 0 | 47.57 | 43.28 | 8 | 0
2020 | RMPA_2_SPP_N | RMPA | SPP_N | External | Winter | B19 | 700 | 210 | 0 | 47.57 | 43.28 | 8 | 0
2020 | RMPA_2_SPP_N | RMPA | SPP_N | External | Winter | B20 | 935 | 210 | 0 | 40.11 | 38.8 | 8 | 0
2020 | SPP_N_2_RMPA | SPP_N | RMPA | External | Shoulder | B11 | 25 | 210 | 0 | 62.7 | 53.59 | 5 | 0
2020 | SPP_N_2_RMPA | SPP_N | RMPA | External | Shoulder | B12 | 200 | 210 | 0 | 45.18 | 44.56 | 5 | 0
2020 | SPP_N_2_RMPA | SPP_N | RMPA | External | Shoulder | B13 | 600 | 210 | 0 | 41.75 | 44.22 | 5 | 0
2020 | SPP_N_2_RMPA | SPP_N | RMPA | External | Shoulder | B14 | 900 | 210 | 0 | 40.64 | 44.22 | 5 | 0
2020 | SPP_N_2_RMPA | SPP_N | RMPA | External | Shoulder | B15 | 1203 | 210 | 0 | 40.53 | 44.22 | 5 | 0
2020 | SPP_N_2_RMPA | SPP_N | RMPA | External | Summer | B1 | 10 | 210 | 0 | 66.76 | 65.97 | 5 | 0
2020 | SPP_N_2_RMPA | SPP_N | RMPA | External | Summer | B2 | 25 | 210 | 0 | 66.76 | 65.97 | 5 | 0
2020 | SPP_N_2_RMPA | SPP_N | RMPA | External | Summer | B3 | 75 | 210 | 0 | 66.76 | 65.97 | 5 | 0
2020 | SPP_N_2_RMPA | SPP_N | RMPA | External | Summer | B4 | 100 | 210 | 0 | 65.34 | 58.98 | 5 | 0
2020 | SPP_N_2_RMPA | SPP_N | RMPA | External | Summer | B5 | 200 | 210 | 0 | 61.57 | 53.56 | 5 | 0
2020 | SPP_N_2_RMPA | SPP_N | RMPA | External | Summer | B6 | 300 | 210 | 0 | 56.4 | 48.38 | 5 | 0
2020 | SPP_N_2_RMPA | SPP_N | RMPA | External | Summer | B7 | 400 | 210 | 0 | 47.34 | 42.46 | 5 | 0
2020 | SPP_N_2_RMPA | SPP_N | RMPA | External | Summer | B8 | 500 | 210 | 0 | 40.98 | 42.46 | 5 | 0
2020 | SPP_N_2_RMPA | SPP_N | RMPA | External | Summer | B9 | 800 | 210 | 0 | 39.65 | 42.46 | 5 | 0
2020 | SPP_N_2_RMPA | SPP_N | RMPA | External | Summer | B10 | 1262 | 210 | 0 | 39.12 | 42.46 | 5 | 0
2020 | SPP_N_2_RMPA | SPP_N | RMPA | External | Winter | B16 | 25 | 210 | 0 | 51.45 | 56.44 | 5 | 0
2020 | SPP_N_2_RMPA | SPP_N | RMPA | External | Winter | B17 | 100 | 210 | 0 | 43.38 | 47.57 | 5 | 0
2020 | SPP_N_2_RMPA | SPP_N | RMPA | External | Winter | B18 | 400 | 210 | 0 | 43.28 | 47.57 | 5 | 0
2020 | SPP_N_2_RMPA | SPP_N | RMPA | External | Winter | B19 | 700 | 210 | 0 | 43.28 | 47.57 | 5 | 0
2020 | SPP_N_2_RMPA | SPP_N | RMPA | External | Winter | B20 | 935 | 210 | 0 | 38.8 | 40.11 | 5 | 0
2020 | SPP_S_2_ERCOT | SPP_S | ERCOT | External | Shoulder | B11 | 25 | 800 | 0 | 58.47 | 59.04 | 5 | 0
2020 | SPP_S_2_ERCOT | SPP_S | ERCOT | External | Shoulder | B12 | 200 | 800 | 0 | 42.47 | 44.1 | 5 | 0
2020 | SPP_S_2_ERCOT | SPP_S | ERCOT | External | Shoulder | B13 | 600 | 800 | 0 | 41.73 | 40.47 | 5 | 0
2020 | SPP_S_2_ERCOT | SPP_S | ERCOT | External | Shoulder | B14 | 900 | 800 | 0 | 40.63 | 40.47 | 5 | 0
2020 | SPP_S_2_ERCOT | SPP_S | ERCOT | External | Shoulder | B15 | 1203 | 800 | 0 | 40.54 | 40.47 | 5 | 0
2020 | SPP_S_2_ERCOT | SPP_S | ERCOT | External | Summer | B1 | 10 | 800 | 0 | 56.41 | 57.34 | 5 | 0
2020 | SPP_S_2_ERCOT | SPP_S | ERCOT | External | Summer | B2 | 25 | 800 | 0 | 56.88 | 57.34 | 5 | 0
2020 | SPP_S_2_ERCOT | SPP_S | ERCOT | External | Summer | B3 | 75 | 800 | 0 | 56.88 | 57.34 | 5 | 0
2020 | SPP_S_2_ERCOT | SPP_S | ERCOT | External | Summer | B4 | 100 | 800 | 0 | 56.88 | 57.34 | 5 | 0
2020 | SPP_S_2_ERCOT | SPP_S | ERCOT | External | Summer | B5 | 200 | 800 | 0 | 56.41 | 57.34 | 5 | 0
2020 | SPP_S_2_ERCOT | SPP_S | ERCOT | External | Summer | B6 | 300 | 800 | 0 | 56.41 | 57.34 | 5 | 0
2020 | SPP_S_2_ERCOT | SPP_S | ERCOT | External | Summer | B7 | 400 | 800 | 364.97 | 47.36 | 52.36 | 5 | 0
2020 | SPP_S_2_ERCOT | SPP_S | ERCOT | External | Summer | B8 | 500 | 800 | 0 | 41 | 42.85 | 5 | 0
2020 | SPP_S_2_ERCOT | SPP_S | ERCOT | External | Summer | B9 | 800 | 800 | 0 | 39.66 | 39.32 | 5 | 0
2020 | SPP_S_2_ERCOT | SPP_S | ERCOT | External | Summer | B10 | 1262 | 800 | 0 | 39.14 | 39.32 | 5 | 0
2020 | SPP_S_2_ERCOT | SPP_S | ERCOT | External | Winter | B16 | 25 | 800 | 0 | 51.44 | 55.33 | 5 | 0
2020 | SPP_S_2_ERCOT | SPP_S | ERCOT | External | Winter | B17 | 100 | 800 | 0 | 43.39 | 44.41 | 5 | 0
2020 | SPP_S_2_ERCOT | SPP_S | ERCOT | External | Winter | B18 | 400 | 800 | 0 | 43.29 | 42.93 | 5 | 0
2020 | SPP_S_2_ERCOT | SPP_S | ERCOT | External | Winter | B19 | 700 | 800 | 0 | 43.29 | 42.93 | 5 | 0
2020 | SPP_S_2_ERCOT | SPP_S | ERCOT | External | Winter | B20 | 935 | 800 | 0 | 38.81 | 42.93 | 5 | 0
2025 | AZ_NM_SNV_Coal_2_SPP_S | AZ_NM_SNV_Coal | SPP_S | External | Shoulder | B11 | 25 | 400 | 400 | 50.98 | 59.43 | 8.17 | 0.28
2025 | AZ_NM_SNV_Coal_2_SPP_S | AZ_NM_SNV_Coal | SPP_S | External | Shoulder | B12 | 200 | 400 | 0 | 50.98 | 42.92 | 8.17 | 0
2025 | AZ_NM_SNV_Coal_2_SPP_S | AZ_NM_SNV_Coal | SPP_S | External | Shoulder | B13 | 600 | 400 | 0 | 50.98 | 42.92 | 8.17 | 0
2025 | AZ_NM_SNV_Coal_2_SPP_S | AZ_NM_SNV_Coal | SPP_S | External | Shoulder | B14 | 900 | 400 | 0 | 50.98 | 42.83 | 8.17 | 0
2025 | AZ_NM_SNV_Coal_2_SPP_S | AZ_NM_SNV_Coal | SPP_S | External | Shoulder | B15 | 1203 | 400 | 0 | 47.69 | 38.85 | 8.17 | 0
2025 | AZ_NM_SNV_Coal_2_SPP_S | AZ_NM_SNV_Coal | SPP_S | External | Summer | B1 | 10 | 400 | 0 | 74.43 | 59.55 | 8.17 | 0
2025 | AZ_NM_SNV_Coal_2_SPP_S | AZ_NM_SNV_Coal | SPP_S | External | Summer | B2 | 25 | 400 | 0 | 74.43 | 60.05 | 8.17 | 0
2025 | AZ_NM_SNV_Coal_2_SPP_S | AZ_NM_SNV_Coal | SPP_S | External | Summer | B3 | 75 | 400 | 0 | 74.43 | 60.05 | 8.17 | 0
2025 | AZ_NM_SNV_Coal_2_SPP_S | AZ_NM_SNV_Coal | SPP_S | External | Summer | B4 | 100 | 400 | 0 | 71.53 | 60.05 | 8.17 | 0
2025 | AZ_NM_SNV_Coal_2_SPP_S | AZ_NM_SNV_Coal | SPP_S | External | Summer | B5 | 200 | 400 | 0 | 66.95 | 59.55 | 8.17 | 0
2025 | AZ_NM_SNV_Coal_2_SPP_S | AZ_NM_SNV_Coal | SPP_S | External | Summer | B6 | 300 | 400 | 0 | 54.3 | 56.79 | 8.17 | 0
2025 | AZ_NM_SNV_Coal_2_SPP_S | AZ_NM_SNV_Coal | SPP_S | External | Summer | B7 | 400 | 400 | 0 | 50.9 | 47.38 | 8.17 | 0
2025 | AZ_NM_SNV_Coal_2_SPP_S | AZ_NM_SNV_Coal | SPP_S | External | Summer | B8 | 500 | 400 | 0 | 50.9 | 42.21 | 8.17 | 0
2025 | AZ_NM_SNV_Coal_2_SPP_S | AZ_NM_SNV_Coal | SPP_S | External | Summer | B9 | 800 | 400 | 0 | 50.88 | 41.37 | 8.17 | 0
2025 | AZ_NM_SNV_Coal_2_SPP_S | AZ_NM_SNV_Coal | SPP_S | External | Summer | B10 | 1262 | 400 | 0 | 49.46 | 39.03 | 8.17 | 0
2025 | AZ_NM_SNV_Coal_2_SPP_S | AZ_NM_SNV_Coal | SPP_S | External | Winter | B16 | 25 | 400 | 0 | 54.14 | 45.98 | 8.17 | 0
2025 | AZ_NM_SNV_Coal_2_SPP_S | AZ_NM_SNV_Coal | SPP_S | External | Winter | B17 | 100 | 400 | 0 | 54.14 | 45.87 | 8.17 | 0
2025 | AZ_NM_SNV_Coal_2_SPP_S | AZ_NM_SNV_Coal | SPP_S | External | Winter | B18 | 400 | 400 | 0 | 54.14 | 43.87 | 8.17 | 0
2025 | AZ_NM_SNV_Coal_2_SPP_S | AZ_NM_SNV_Coal | SPP_S | External | Winter | B19 | 700 | 400 | 0 | 54.14 | 42.46 | 8.17 | 0
2025 | AZ_NM_SNV_Coal_2_SPP_S | AZ_NM_SNV_Coal | SPP_S | External | Winter | B20 | 935 | 400 | 0 | 50.65 | 39.04 | 8.17 | 0
2025 | MAPP_US_2_RMPA | MAPP_US | RMPA | External | Shoulder | B11 | 25 | 200 | 0 | 55.31 | 47.31 | 8 | 0
2025 | MAPP_US_2_RMPA | MAPP_US | RMPA | External | Shoulder | B12 | 200 | 200 | 0 | 39.88 | 47.31 | 8 | 0
2025 | MAPP_US_2_RMPA | MAPP_US | RMPA | External | Shoulder | B13 | 600 | 200 | 200 | 35.9 | 47.31 | 8 | 3.41
2025 | MAPP_US_2_RMPA | MAPP_US | RMPA | External | Shoulder | B14 | 900 | 200 | 200 | 35.8 | 47.31 | 8 | 3.51
2025 | MAPP_US_2_RMPA | MAPP_US | RMPA | External | Shoulder | B15 | 1203 | 200 | 199.05 | 35.18 | 43.18 | 8 | 0
2025 | MAPP_US_2_RMPA | MAPP_US | RMPA | External | Summer | B1 | 10 | 200 | 0 | 63.75 | 70.09 | 8 | 0
2025 | MAPP_US_2_RMPA | MAPP_US | RMPA | External | Summer | B2 | 25 | 200 | 0 | 62.63 | 69.07 | 8 | 0
2025 | MAPP_US_2_RMPA | MAPP_US | RMPA | External | Summer | B3 | 75 | 200 | 0 | 63.75 | 66.27 | 8 | 0
2025 | MAPP_US_2_RMPA | MAPP_US | RMPA | External | Summer | B4 | 100 | 200 | 0 | 62.63 | 61.63 | 8 | 0
2025 | MAPP_US_2_RMPA | MAPP_US | RMPA | External | Summer | B5 | 200 | 200 | 0 | 59.78 | 58.78 | 8 | 0
2025 | MAPP_US_2_RMPA | MAPP_US | RMPA | External | Summer | B6 | 300 | 200 | 0 | 49.77 | 46.13 | 8 | 0
2025 | MAPP_US_2_RMPA | MAPP_US | RMPA | External | Summer | B7 | 400 | 200 | 0 | 40.38 | 45.32 | 8 | 0
2025 | MAPP_US_2_RMPA | MAPP_US | RMPA | External | Summer | B8 | 500 | 200 | 200 | 35.19 | 45.32 | 8 | 2.13
2025 | MAPP_US_2_RMPA | MAPP_US | RMPA | External | Summer | B9 | 800 | 200 | 200 | 34.34 | 42.71 | 8 | 0.37
2025 | MAPP_US_2_RMPA | MAPP_US | RMPA | External | Summer | B10 | 1262 | 200 | 200 | 30.31 | 42.31 | 8 | 4
2025 | MAPP_US_2_RMPA | MAPP_US | RMPA | External | Winter | B16 | 25 | 200 | 200 | 44.26 | 56.26 | 8 | 4
2025 | MAPP_US_2_RMPA | MAPP_US | RMPA | External | Winter | B17 | 100 | 200 | 0 | 43.33 | 51.05 | 8 | 0
2025 | MAPP_US_2_RMPA | MAPP_US | RMPA | External | Winter | B18 | 400 | 200 | 200 | 38.56 | 48.84 | 8 | 2.28
2025 | MAPP_US_2_RMPA | MAPP_US | RMPA | External | Winter | B19 | 700 | 200 | 200 | 38.56 | 47.44 | 8 | 0.88
2025 | MAPP_US_2_RMPA | MAPP_US | RMPA | External | Winter | B20 | 935 | 200 | 200 | 32.01 | 42 | 8 | 1.99
2025 | NE_2_RMPA | NE | RMPA | External | Shoulder | B11 | 25 | 310 | 0 | 62.69 | 47.31 | 5 | 0
2025 | NE_2_RMPA | NE | RMPA | External | Shoulder | B12 | 200 | 310 | 0 | 44.48 | 47.31 | 5 | 0
2025 | NE_2_RMPA | NE | RMPA | External | Shoulder | B13 | 600 | 310 | 0 | 42.9 | 47.31 | 5 | 0
2025 | NE_2_RMPA | NE | RMPA | External | Shoulder | B14 | 900 | 310 | 0 | 42.8 | 47.31 | 5 | 0
2025 | NE_2_RMPA | NE | RMPA | External | Shoulder | B15 | 1203 | 310 | 0 | 38.83 | 43.18 | 5 | 0
2025 | NE_2_RMPA | NE | RMPA | External | Summer | B1 | 10 | 310 | 0 | 70.75 | 70.09 | 5 | 0
2025 | NE_2_RMPA | NE | RMPA | External | Summer | B2 | 25 | 310 | 0 | 69.63 | 69.07 | 5 | 0
2025 | NE_2_RMPA | NE | RMPA | External | Summer | B3 | 75 | 310 | 0 | 70.75 | 66.27 | 5 | 0
2025 | NE_2_RMPA | NE | RMPA | External | Summer | B4 | 100 | 310 | 0 | 69.63 | 61.63 | 5 | 0
2025 | NE_2_RMPA | NE | RMPA | External | Summer | B5 | 200 | 310 | 0 | 66.78 | 58.78 | 5 | 0
2025 | NE_2_RMPA | NE | RMPA | External | Summer | B6 | 300 | 310 | 0 | 56.77 | 46.13 | 5 | 0
2025 | NE_2_RMPA | NE | RMPA | External | Summer | B7 | 400 | 310 | 0 | 47.38 | 45.32 | 5 | 0
2025 | NE_2_RMPA | NE | RMPA | External | Summer | B8 | 500 | 310 | 0 | 42.19 | 45.32 | 5 | 0
2025 | NE_2_RMPA | NE | RMPA | External | Summer | B9 | 800 | 310 | 0 | 41.34 | 42.71 | 5 | 0
2025 | NE_2_RMPA | NE | RMPA | External | Summer | B10 | 1262 | 310 | 11.6 | 37.31 | 42.31 | 5 | 0
2025 | NE_2_RMPA | NE | RMPA | External | Winter | B16 | 25 | 310 | 58.56 | 51.26 | 56.26 | 5 | 0
2025 | NE_2_RMPA | NE | RMPA | External | Winter | B17 | 100 | 310 | 310 | 45.85 | 51.05 | 5 | 0.2
2025 | NE_2_RMPA | NE | RMPA | External | Winter | B18 | 400 | 310 | 116.81 | 43.84 | 48.84 | 5 | 0
2025 | NE_2_RMPA | NE | RMPA | External | Winter | B19 | 700 | 310 | 310 | 42.43 | 47.44 | 5 | 0.01
2025 | NE_2_RMPA | NE | RMPA | External | Winter | B20 | 935 | 310 | 0 | 39.01 | 42 | 5 | 0
2025 | NWPP_Coal_2_MAPP_US | NWPP_Coal | MAPP_US | External | Shoulder | B11 | 25 | 150 | 0 | 50.97 | 55.31 | 8 | 0
2025 | NWPP_Coal_2_MAPP_US | NWPP_Coal | MAPP_US | External | Shoulder | B12 | 200 | 150 | 0 | 50.97 | 39.88 | 8 | 0
2025 | NWPP_Coal_2_MAPP_US | NWPP_Coal | MAPP_US | External | Shoulder | B13 | 600 | 150 | 0 | 50.97 | 35.9 | 8 | 0
2025 | NWPP_Coal_2_MAPP_US | NWPP_Coal | MAPP_US | External | Shoulder | B14 | 900 | 150 | 0 | 50.97 | 35.8 | 8 | 0
2025 | NWPP_Coal_2_MAPP_US | NWPP_Coal | MAPP_US | External | Shoulder | B15 | 1203 | 150 | 0 | 50.97 | 35.18 | 8 | 0
2025 | NWPP_Coal_2_MAPP_US | NWPP_Coal | MAPP_US | External | Summer | B1 | 10 | 150 | 0 | 60.9 | 63.75 | 8 | 0
2025 | NWPP_Coal_2_MAPP_US | NWPP_Coal | MAPP_US | External | Summer | B2 | 25 | 150 | 0 | 60.9 | 62.63 | 8 | 0
2025 | NWPP_Coal_2_MAPP_US | NWPP_Coal | MAPP_US | External | Summer | B3 | 75 | 150 | 150 | 50.88 | 63.75 | 8 | 4.88
2025 | NWPP_Coal_2_MAPP_US | NWPP_Coal | MAPP_US | External | Summer | B4 | 100 | 150 | 150 | 50.88 | 62.63 | 8 | 3.75
2025 | NWPP_Coal_2_MAPP_US | NWPP_Coal | MAPP_US | External | Summer | B5 | 200 | 150 | 150 | 50.88 | 59.78 | 8 | 0.91
2025 | NWPP_Coal_2_MAPP_US | NWPP_Coal | MAPP_US | External | Summer | B6 | 300 | 150 | 0 | 50.88 | 49.77 | 8 | 0
2025 | NWPP_Coal_2_MAPP_US | NWPP_Coal | MAPP_US | External | Summer | B7 | 400 | 150 | 0 | 50.88 | 40.38 | 8 | 0
2025 | NWPP_Coal_2_MAPP_US | NWPP_Coal | MAPP_US | External | Summer | B8 | 500 | 150 | 0 | 50.88 | 35.19 | 8 | 0
2025 | NWPP_Coal_2_MAPP_US | NWPP_Coal | MAPP_US | External | Summer | B9 | 800 | 150 | 0 | 50.88 | 34.34 | 8 | 0
2025 | NWPP_Coal_2_MAPP_US | NWPP_Coal | MAPP_US | External | Summer | B10 | 1262 | 150 | 0 | 50.88 | 30.31 | 8 | 0
2025 | NWPP_Coal_2_MAPP_US | NWPP_Coal | MAPP_US | External | Winter | B16 | 25 | 150 | 0 | 54.13 | 44.26 | 8 | 0
2025 | NWPP_Coal_2_MAPP_US | NWPP_Coal | MAPP_US | External | Winter | B17 | 100 | 150 | 0 | 54.13 | 43.33 | 8 | 0
2025 | NWPP_Coal_2_MAPP_US | NWPP_Coal | MAPP_US | External | Winter | B18 | 400 | 150 | 0 | 54.13 | 38.56 | 8 | 0
2025 | NWPP_Coal_2_MAPP_US | NWPP_Coal | MAPP_US | External | Winter | B19 | 700 | 150 | 0 | 54.13 | 38.56 | 8 | 0
2025 | NWPP_Coal_2_MAPP_US | NWPP_Coal | MAPP_US | External | Winter | B20 | 935 | 150 | 0 | 54.13 | 32.01 | 8 | 0
2025 | RMPA_2_MAPP_US | RMPA | MAPP_US | External | Shoulder | B11 | 25 | 200 | 122 | 47.31 | 55.31 | 8 | 0
2025 | RMPA_2_MAPP_US | RMPA | MAPP_US | External | Shoulder | B12 | 200 | 200 | 0 | 47.31 | 39.88 | 8 | 0
2025 | RMPA_2_MAPP_US | RMPA | MAPP_US | External | Shoulder | B13 | 600 | 200 | 0 | 47.31 | 35.9 | 8 | 0
2025 | RMPA_2_MAPP_US | RMPA | MAPP_US | External | Shoulder | B14 | 900 | 200 | 0 | 47.31 | 35.8 | 8 | 0
2025 | RMPA_2_MAPP_US | RMPA | MAPP_US | External | Shoulder | B15 | 1203 | 200 | 0 | 43.18 | 35.18 | 8 | 0
2025 | RMPA_2_MAPP_US | RMPA | MAPP_US | External | Summer | B1 | 10 | 200 | 0 | 70.09 | 63.75 | 8 | 0
2025 | RMPA_2_MAPP_US | RMPA | MAPP_US | External | Summer | B2 | 25 | 200 | 0 | 69.07 | 62.63 | 8 | 0
2025 | RMPA_2_MAPP_US | RMPA | MAPP_US | External | Summer | B3 | 75 | 200 | 0 | 66.27 | 63.75 | 8 | 0
2025 | RMPA_2_MAPP_US | RMPA | MAPP_US | External | Summer | B4 | 100 | 200 | 0 | 61.63 | 62.63 | 8 | 0
2025 | RMPA_2_MAPP_US | RMPA | MAPP_US | External | Summer | B5 | 200 | 200 | 0 | 58.78 | 59.78 | 8 | 0
2025 | RMPA_2_MAPP_US | RMPA | MAPP_US | External | Summer | B6 | 300 | 200 | 0 | 46.13 | 49.77 | 8 | 0
2025 | RMPA_2_MAPP_US | RMPA | MAPP_US | External | Summer | B7 | 400 | 200 | 0 | 45.32 | 40.38 | 8 | 0
2025 | RMPA_2_MAPP_US | RMPA | MAPP_US | External | Summer | B8 | 500 | 200 | 0 | 45.32 | 35.19 | 8 | 0
2025 | RMPA_2_MAPP_US | RMPA | MAPP_US | External | Summer | B9 | 800 | 200 | 0 | 42.71 | 34.34 | 8 | 0
2025 | RMPA_2_MAPP_US | RMPA | MAPP_US | External | Summer | B10 | 1262 | 200 | 0 | 42.31 | 30.31 | 8 | 0
2025 | RMPA_2_MAPP_US | RMPA | MAPP_US | External | Winter | B16 | 25 | 200 | 0 | 56.26 | 44.26 | 8 | 0
2025 | RMPA_2_MAPP_US | RMPA | MAPP_US | External | Winter | B17 | 100 | 200 | 0 | 51.05 | 43.33 | 8 | 0
2025 | RMPA_2_MAPP_US | RMPA | MAPP_US | External | Winter | B18 | 400 | 200 | 0 | 48.84 | 38.56 | 8 | 0
2025 | RMPA_2_MAPP_US | RMPA | MAPP_US | External | Winter | B19 | 700 | 200 | 0 | 47.44 | 38.56 | 8 | 0
2025 | RMPA_2_MAPP_US | RMPA | MAPP_US | External | Winter | B20 | 935 | 200 | 0 | 42 | 32.01 | 8 | 0
2025 | RMPA_2_NE | RMPA | NE | External | Shoulder | B11 | 25 | 310 | 310 | 47.31 | 62.69 | 8 | 7.38
2025 | RMPA_2_NE | RMPA | NE | External | Shoulder | B12 | 200 | 310 | 0 | 47.31 | 44.48 | 8 | 0
2025 | RMPA_2_NE | RMPA | NE | External | Shoulder | B13 | 600 | 310 | 0 | 47.31 | 42.9 | 8 | 0
2025 | RMPA_2_NE | RMPA | NE | External | Shoulder | B14 | 900 | 310 | 0 | 47.31 | 42.8 | 8 | 0
2025 | RMPA_2_NE | RMPA | NE | External | Shoulder | B15 | 1203 | 310 | 0 | 43.18 | 38.83 | 8 | 0
2025 | RMPA_2_NE | RMPA | NE | External | Summer | B1 | 10 | 310 | 0 | 70.09 | 70.75 | 8 | 0
2025 | RMPA_2_NE | RMPA | NE | External | Summer | B2 | 25 | 310 | 0 | 69.07 | 69.63 | 8 | 0
2025 | RMPA_2_NE | RMPA | NE | External | Summer | B3 | 75 | 310 | 0 | 66.27 | 70.75 | 8 | 0
2025 | RMPA_2_NE | RMPA | NE | External | Summer | B4 | 100 | 310 | 157.07 | 61.63 | 69.63 | 8 | 0
2025 | RMPA_2_NE | RMPA | NE | External | Summer | B5 | 200 | 310 | 279.06 | 58.78 | 66.78 | 8 | 0
2025 | RMPA_2_NE | RMPA | NE | External | Summer | B6 | 300 | 310 | 310 | 46.13 | 56.77 | 8 | 2.64
2025 | RMPA_2_NE | RMPA | NE | External | Summer | B7 | 400 | 310 | 0 | 45.32 | 47.38 | 8 | 0
2025 | RMPA_2_NE | RMPA | NE | External | Summer | B8 | 500 | 310 | 0 | 45.32 | 42.19 | 8 | 0
2025 | RMPA_2_NE | RMPA | NE | External | Summer | B9 | 800 | 310 | 0 | 42.71 | 41.34 | 8 | 0
2025 | RMPA_2_NE | RMPA | NE | External | Summer | B10 | 1262 | 310 | 0 | 42.31 | 37.31 | 8 | 0
2025 | RMPA_2_NE | RMPA | NE | External | Winter | B16 | 25 | 310 | 0 | 56.26 | 51.26 | 8 | 0
2025 | RMPA_2_NE | RMPA | NE | External | Winter | B17 | 100 | 310 | 0 | 51.05 | 45.85 | 8 | 0
2025 | RMPA_2_NE | RMPA | NE | External | Winter | B18 | 400 | 310 | 0 | 48.84 | 43.84 | 8 | 0
2025 | RMPA_2_NE | RMPA | NE | External | Winter | B19 | 700 | 310 | 0 | 47.44 | 42.43 | 8 | 0
2025 | RMPA_2_NE | RMPA | NE | External | Winter | B20 | 935 | 310 | 0 | 42 | 39.01 | 8 | 0
2025 | RMPA_2_SPP_N | RMPA | SPP_N | External | Shoulder | B11 | 25 | 210 | 210 | 47.31 | 62.7 | 8 | 7.39
2025 | RMPA_2_SPP_N | RMPA | SPP_N | External | Shoulder | B12 | 200 | 210 | 0 | 47.31 | 44.49 | 8 | 0
2025 | RMPA_2_SPP_N | RMPA | SPP_N | External | Shoulder | B13 | 600 | 210 | 0 | 47.31 | 42.91 | 8 | 0
2025 | RMPA_2_SPP_N | RMPA | SPP_N | External | Shoulder | B14 | 900 | 210 | 0 | 47.31 | 42.82 | 8 | 0
2025 | RMPA_2_SPP_N | RMPA | SPP_N | External | Shoulder | B15 | 1203 | 210 | 0 | 43.18 | 38.84 | 8 | 0
2025 | RMPA_2_SPP_N | RMPA | SPP_N | External | Summer | B1 | 10 | 210 | 0 | 70.09 | 70.77 | 8 | 0
2025 | RMPA_2_SPP_N | RMPA | SPP_N | External | Summer | B2 | 25 | 210 | 0 | 69.07 | 70.77 | 8 | 0
2025 | RMPA_2_SPP_N | RMPA | SPP_N | External | Summer | B3 | 75 | 210 | 0 | 66.27 | 70.77 | 8 | 0
2025 | RMPA_2_SPP_N | RMPA | SPP_N | External | Summer | B4 | 100 | 210 | 210 | 61.63 | 69.64 | 8 | 0.01
2025 | RMPA_2_SPP_N | RMPA | SPP_N | External | Summer | B5 | 200 | 210 | 210 | 58.78 | 66.79 | 8 | 0.01
2025 | RMPA_2_SPP_N | RMPA | SPP_N | External | Summer | B6 | 300 | 210 | 210 | 46.13 | 56.78 | 8 | 2.65
2025 | RMPA_2_SPP_N | RMPA | SPP_N | External | Summer | B7 | 400 | 210 | 0 | 45.32 | 47.39 | 8 | 0
2025 | RMPA_2_SPP_N | RMPA | SPP_N | External | Summer | B8 | 500 | 210 | 0 | 45.32 | 42.2 | 8 | 0
2025 | RMPA_2_SPP_N | RMPA | SPP_N | External | Summer | B9 | 800 | 210 | 0 | 42.71 | 41.36 | 8 | 0
2025 | RMPA_2_SPP_N | RMPA | SPP_N | External | Summer | B10 | 1262 | 210 | 0 | 42.31 | 38.55 | 8 | 0
2025 | RMPA_2_SPP_N | RMPA | SPP_N | External | Winter | B16 | 25 | 210 | 0 | 56.26 | 51.28 | 8 | 0
2025 | RMPA_2_SPP_N | RMPA | SPP_N | External | Winter | B17 | 100 | 210 | 0 | 51.05 | 45.86 | 8 | 0
2025 | RMPA_2_SPP_N | RMPA | SPP_N | External | Winter | B18 | 400 | 210 | 0 | 48.84 | 43.86 | 8 | 0
2025 | RMPA_2_SPP_N | RMPA | SPP_N | External | Winter | B19 | 700 | 210 | 0 | 47.44 | 42.44 | 8 | 0
2025 | RMPA_2_SPP_N | RMPA | SPP_N | External | Winter | B20 | 935 | 210 | 0 | 42 | 39.02 | 8 | 0
2025 | SPP_N_2_RMPA | SPP_N | RMPA | External | Shoulder | B11 | 25 | 210 | 0 | 62.7 | 47.31 | 5 | 0
2025 | SPP_N_2_RMPA | SPP_N | RMPA | External | Shoulder | B12 | 200 | 210 | 0 | 44.49 | 47.31 | 5 | 0
2025 | SPP_N_2_RMPA | SPP_N | RMPA | External | Shoulder | B13 | 600 | 210 | 0 | 42.91 | 47.31 | 5 | 0
2025 | SPP_N_2_RMPA | SPP_N | RMPA | External | Shoulder | B14 | 900 | 210 | 0 | 42.82 | 47.31 | 5 | 0
2025 | SPP_N_2_RMPA | SPP_N | RMPA | External | Shoulder | B15 | 1203 | 210 | 0 | 38.84 | 43.18 | 5 | 0
2025 | SPP_N_2_RMPA | SPP_N | RMPA | External | Summer | B1 | 10 | 210 | 0 | 70.77 | 70.09 | 5 | 0
2025 | SPP_N_2_RMPA | SPP_N | RMPA | External | Summer | B2 | 25 | 210 | 0 | 70.77 | 69.07 | 5 | 0
2025 | SPP_N_2_RMPA | SPP_N | RMPA | External | Summer | B3 | 75 | 210 | 0 | 70.77 | 66.27 | 5 | 0
2025 | SPP_N_2_RMPA | SPP_N | RMPA | External | Summer | B4 | 100 | 210 | 0 | 69.64 | 61.63 | 5 | 0
2025 | SPP_N_2_RMPA | SPP_N | RMPA | External | Summer | B5 | 200 | 210 | 0 | 66.79 | 58.78 | 5 | 0
2025 | SPP_N_2_RMPA | SPP_N | RMPA | External | Summer | B6 | 300 | 210 | 0 | 56.78 | 46.13 | 5 | 0
2025 | SPP_N_2_RMPA | SPP_N | RMPA | External | Summer | B7 | 400 | 210 | 0 | 47.39 | 45.32 | 5 | 0
2025 | SPP_N_2_RMPA | SPP_N | RMPA | External | Summer | B8 | 500 | 210 | 0 | 42.2 | 45.32 | 5 | 0
2025 | SPP_N_2_RMPA | SPP_N | RMPA | External | Summer | B9 | 800 | 210 | 0 | 41.36 | 42.71 | 5 | 0
2025 | SPP_N_2_RMPA | SPP_N | RMPA | External | Summer | B10 | 1262 | 210 | 0 | 38.55 | 42.31 | 5 | 0
2025 | SPP_N_2_RMPA | SPP_N | RMPA | External | Winter | B16 | 25 | 210 | 0 | 51.28 | 56.26 | 5 | 0
2025 | SPP_N_2_RMPA | SPP_N | RMPA | External | Winter | B17 | 100 | 210 | 210 | 45.86 | 51.05 | 5 | 0.19
2025 | SPP_N_2_RMPA | SPP_N | RMPA | External | Winter | B18 | 400 | 210 | 0 | 43.86 | 48.84 | 5 | 0
2025 | SPP_N_2_RMPA | SPP_N | RMPA | External | Winter | B19 | 700 | 210 | 82.02 | 42.44 | 47.44 | 5 | 0
2025 | SPP_N_2_RMPA | SPP_N | RMPA | External | Winter | B20 | 935 | 210 | 0 | 39.02 | 42 | 5 | 0
2025 | SPP_S_2_ERCOT | SPP_S | ERCOT | External | Shoulder | B11 | 25 | 800 | 0 | 59.43 | 62.42 | 5 | 0
2025 | SPP_S_2_ERCOT | SPP_S | ERCOT | External | Shoulder | B12 | 200 | 800 | 0 | 42.92 | 46.59 | 5 | 0
2025 | SPP_S_2_ERCOT | SPP_S | ERCOT | External | Shoulder | B13 | 600 | 800 | 0 | 42.92 | 42.74 | 5 | 0
2025 | SPP_S_2_ERCOT | SPP_S | ERCOT | External | Shoulder | B14 | 900 | 800 | 0 | 42.83 | 42.74 | 5 | 0
2025 | SPP_S_2_ERCOT | SPP_S | ERCOT | External | Shoulder | B15 | 1203 | 800 | 0 | 38.85 | 42.74 | 5 | 0
2025 | SPP_S_2_ERCOT | SPP_S | ERCOT | External | Summer | B1 | 10 | 800 | 546.04 | 59.55 | 64.55 | 5 | 0
2025 | SPP_S_2_ERCOT | SPP_S | ERCOT | External | Summer | B2 | 25 | 800 | 0 | 60.05 | 60.55 | 5 | 0
2025 | SPP_S_2_ERCOT | SPP_S | ERCOT | External | Summer | B3 | 75 | 800 | 0 | 60.05 | 60.55 | 5 | 0
2025 | SPP_S_2_ERCOT | SPP_S | ERCOT | External | Summer | B4 | 100 | 800 | 0 | 60.05 | 60.55 | 5 | 0
2025 | SPP_S_2_ERCOT | SPP_S | ERCOT | External | Summer | B5 | 200 | 800 | 0 | 59.55 | 60.55 | 5 | 0
2025 | SPP_S_2_ERCOT | SPP_S | ERCOT | External | Summer | B6 | 300 | 800 | 0 | 56.79 | 60.55 | 5 | 0
2025 | SPP_S_2_ERCOT | SPP_S | ERCOT | External | Summer | B7 | 400 | 800 | 726.57 | 47.38 | 52.38 | 5 | 0
2025 | SPP_S_2_ERCOT | SPP_S | ERCOT | External | Summer | B8 | 500 | 800 | 0 | 42.21 | 45.22 | 5 | 0
2025 | SPP_S_2_ERCOT | SPP_S | ERCOT | External | Summer | B9 | 800 | 800 | 0 | 41.37 | 41.49 | 5 | 0
2025 | SPP_S_2_ERCOT | SPP_S | ERCOT | External | Summer | B10 | 1262 | 800 | 0 | 39.03 | 41.49 | 5 | 0
2025 | SPP_S_2_ERCOT | SPP_S | ERCOT | External | Winter | B16 | 25 | 800 | 0 | 45.98 | 49.57 | 5 | 0
2025 | SPP_S_2_ERCOT | SPP_S | ERCOT | External | Winter | B17 | 100 | 800 | 0 | 45.87 | 45.46 | 5 | 0
2025 | SPP_S_2_ERCOT | SPP_S | ERCOT | External | Winter | B18 | 400 | 800 | 0 | 43.87 | 45.46 | 5 | 0
2025 | SPP_S_2_ERCOT | SPP_S | ERCOT | External | Winter | B19 | 700 | 800 | 0 | 42.46 | 45.46 | 5 | 0
2025 | SPP_S_2_ERCOT | SPP_S | ERCOT | External | Winter | B20 | 935 | 800 | 35.09 | 39.04 | 44.04 | 5 | 0
2030 | AZ_NM_SNV_Coal_2_SPP_S | AZ_NM_SNV_Coal | SPP_S | External | Shoulder | B11 | 25 | 400 | 0 | 57.33 | 51.05 | 8.17 | 0
2030 | AZ_NM_SNV_Coal_2_SPP_S | AZ_NM_SNV_Coal | SPP_S | External | Shoulder | B12 | 200 | 400 | 0 | 56.54 | 45.26 | 8.17 | 0
2030 | AZ_NM_SNV_Coal_2_SPP_S | AZ_NM_SNV_Coal | SPP_S | External | Shoulder | B13 | 600 | 400 | 0 | 56.53 | 44.94 | 8.17 | 0
2030 | AZ_NM_SNV_Coal_2_SPP_S | AZ_NM_SNV_Coal | SPP_S | External | Shoulder | B14 | 900 | 400 | 0 | 56.53 | 40.46 | 8.17 | 0
2030 | AZ_NM_SNV_Coal_2_SPP_S | AZ_NM_SNV_Coal | SPP_S | External | Shoulder | B15 | 1203 | 400 | 0 | 50.86 | 36.51 | 8.17 | 0
2030 | AZ_NM_SNV_Coal_2_SPP_S | AZ_NM_SNV_Coal | SPP_S | External | Summer | B1 | 10 | 400 | 0 | 83.47 | 45.66 | 8.17 | 0
2030 | AZ_NM_SNV_Coal_2_SPP_S | AZ_NM_SNV_Coal | SPP_S | External | Summer | B2 | 25 | 400 | 0 | 83.47 | 62.94 | 8.17 | 0
2030 | AZ_NM_SNV_Coal_2_SPP_S | AZ_NM_SNV_Coal | SPP_S | External | Summer | B3 | 75 | 400 | 0 | 83.47 | 63.47 | 8.17 | 0
2030 | AZ_NM_SNV_Coal_2_SPP_S | AZ_NM_SNV_Coal | SPP_S | External | Summer | B4 | 100 | 400 | 0 | 75.91 | 62.94 | 8.17 | 0
2030 | AZ_NM_SNV_Coal_2_SPP_S | AZ_NM_SNV_Coal | SPP_S | External | Summer | B5 | 200 | 400 | 0 | 72.03 | 62.94 | 8.17 | 0
2030 | AZ_NM_SNV_Coal_2_SPP_S | AZ_NM_SNV_Coal | SPP_S | External | Summer | B6 | 300 | 400 | 0 | 64.66 | 55.61 | 8.17 | 0
2030 | AZ_NM_SNV_Coal_2_SPP_S | AZ_NM_SNV_Coal | SPP_S | External | Summer | B7 | 400 | 400 | 0 | 56.51 | 45.21 | 8.17 | 0
2030 | AZ_NM_SNV_Coal_2_SPP_S | AZ_NM_SNV_Coal | SPP_S | External | Summer | B8 | 500 | 400 | 0 | 56.51 | 43.68 | 8.17 | 0
2030 | AZ_NM_SNV_Coal_2_SPP_S | AZ_NM_SNV_Coal | SPP_S | External | Summer | B9 | 800 | 400 | 0 | 56.49 | 43.29 | 8.17 | 0
2030 | AZ_NM_SNV_Coal_2_SPP_S | AZ_NM_SNV_Coal | SPP_S | External | Summer | B10 | 1262 | 400 | 0 | 50.2 | 39.2 | 8.17 | 0
2030 | AZ_NM_SNV_Coal_2_SPP_S | AZ_NM_SNV_Coal | SPP_S | External | Winter | B16 | 25 | 400 | 0 | 60.82 | 47.5 | 8.17 | 0
2030 | AZ_NM_SNV_Coal_2_SPP_S | AZ_NM_SNV_Coal | SPP_S | External | Winter | B17 | 100 | 400 | 0 | 60.56 | 44.61 | 8.17 | 0
2030 | AZ_NM_SNV_Coal_2_SPP_S | AZ_NM_SNV_Coal | SPP_S | External | Winter | B18 | 400 | 400 | 0 | 60.56 | 45.27 | 8.17 | 0
2030 | AZ_NM_SNV_Coal_2_SPP_S | AZ_NM_SNV_Coal | SPP_S | External | Winter | B19 | 700 | 400 | 0 | 60.56 | 41.92 | 8.17 | 0
2030 | AZ_NM_SNV_Coal_2_SPP_S | AZ_NM_SNV_Coal | SPP_S | External | Winter | B20 | 935 | 400 | 0 | 53.63 | 36.04 | 8.17 | 0
2030 | MAPP_US_2_RMPA | MAPP_US | RMPA | External | Shoulder | B11 | 25 | 200 | 0 | 45.31 | 50.6 | 8 | 0
2030 | MAPP_US_2_RMPA | MAPP_US | RMPA | External | Shoulder | B12 | 200 | 200 | 200 | 38.52 | 50.6 | 8 | 4.08
2030 | MAPP_US_2_RMPA | MAPP_US | RMPA | External | Shoulder | B13 | 600 | 200 | 200 | 37.91 | 49.93 | 8 | 4.01
2030 | MAPP_US_2_RMPA | MAPP_US | RMPA | External | Shoulder | B14 | 900 | 200 | 200 | 33.47 | 48.37 | 8 | 6.89
2030 | MAPP_US_2_RMPA | MAPP_US | RMPA | External | Shoulder | B15 | 1203 | 200 | 200 | 29.48 | 48.35 | 8 | 10.87
2030 | MAPP_US_2_RMPA | MAPP_US | RMPA | External | Summer | B1 | 10 | 200 | 200 | 65.48 | 74.51 | 8 | 1.03
2030 | MAPP_US_2_RMPA | MAPP_US | RMPA | External | Summer | B2 | 25 | 200 | 200 | 65.48 | 74.51 | 8 | 1.03
2030 | MAPP_US_2_RMPA | MAPP_US | RMPA | External | Summer | B3 | 75 | 200 | 200 | 64.83 | 74.51 | 8 | 1.68
2030 | MAPP_US_2_RMPA | MAPP_US | RMPA | External | Summer | B4 | 100 | 200 | 0 | 63.67 | 67.74 | 8 | 0
2030 | MAPP_US_2_RMPA | MAPP_US | RMPA | External | Summer | B5 | 200 | 200 | 0 | 59.97 | 61.26 | 8 | 0
2030 | MAPP_US_2_RMPA | MAPP_US | RMPA | External | Summer | B6 | 300 | 200 | 76.96 | 41.62 | 49.62 | 8 | 0
2030 | MAPP_US_2_RMPA | MAPP_US | RMPA | External | Summer | B7 | 400 | 200 | 200 | 36.31 | 48.39 | 8 | 4.08
2030 | MAPP_US_2_RMPA | MAPP_US | RMPA | External | Summer | B8 | 500 | 200 | 200 | 34.15 | 48.39 | 8 | 6.24
2030 | MAPP_US_2_RMPA | MAPP_US | RMPA | External | Summer | B9 | 800 | 200 | 200 | 32.61 | 48.33 | 8 | 7.72
2030 | MAPP_US_2_RMPA | MAPP_US | RMPA | External | Summer | B10 | 1262 | 200 | 200 | 26.6 | 43.63 | 8 | 9.03
2030 | MAPP_US_2_RMPA | MAPP_US | RMPA | External | Winter | B16 | 25 | 200 | 200 | 40.47 | 57.17 | 8 | 8.69
2030 | MAPP_US_2_RMPA | MAPP_US | RMPA | External | Winter | B17 | 100 | 200 | 200 | 37.59 | 54.72 | 8 | 9.14
2030 | MAPP_US_2_RMPA | MAPP_US | RMPA | External | Winter | B18 | 400 | 200 | 200 | 38.27 | 54.72 | 8 | 8.46
2030 | MAPP_US_2_RMPA | MAPP_US | RMPA | External | Winter | B19 | 700 | 200 | 200 | 34.97 | 54.72 | 8 | 11.75
2030 | MAPP_US_2_RMPA | MAPP_US | RMPA | External | Winter | B20 | 935 | 200 | 200 | 29.02 | 41.09 | 8 | 4.07
2030 | NE_2_RMPA | NE | RMPA | External | Shoulder | B11 | 25 | 310 | 0 | 52.86 | 50.6 | 5 | 0
2030 | NE_2_RMPA | NE | RMPA | External | Shoulder | B12 | 200 | 310 | 310 | 45.26 | 50.6 | 5 | 0.34
2030 | NE_2_RMPA | NE | RMPA | External | Shoulder | B13 | 600 | 310 | 310 | 44.91 | 49.93 | 5 | 0.01
2030 | NE_2_RMPA | NE | RMPA | External | Shoulder | B14 | 900 | 310 | 310 | 40.44 | 48.37 | 5 | 2.93
2030 | NE_2_RMPA | NE | RMPA | External | Shoulder | B15 | 1203 | 310 | 310 | 36.48 | 48.35 | 5 | 6.87
2030 | NE_2_RMPA | NE | RMPA | External | Summer | B1 | 10 | 310 | 0 | 72.48 | 74.51 | 5 | 0
2030 | NE_2_RMPA | NE | RMPA | External | Summer | B2 | 25 | 310 | 0 | 74.24 | 74.51 | 5 | 0
2030 | NE_2_RMPA | NE | RMPA | External | Summer | B3 | 75 | 310 | 0 | 75.19 | 74.51 | 5 | 0
2030 | NE_2_RMPA | NE | RMPA | External | Summer | B4 | 100 | 310 | 0 | 74.24 | 67.74 | 5 | 0
2030 | NE_2_RMPA | NE | RMPA | External | Summer | B5 | 200 | 310 | 0 | 69.25 | 61.26 | 5 | 0
2030 | NE_2_RMPA | NE | RMPA | External | Summer | B6 | 300 | 310 | 0 | 55.61 | 49.62 | 5 | 0
2030 | NE_2_RMPA | NE | RMPA | External | Summer | B7 | 400 | 310 | 0 | 45.19 | 48.39 | 5 | 0
2030 | NE_2_RMPA | NE | RMPA | External | Summer | B8 | 500 | 310 | 0 | 43.65 | 48.39 | 5 | 0
2030 | NE_2_RMPA | NE | RMPA | External | Summer | B9 | 800 | 310 | 310 | 43.27 | 48.33 | 5 | 0.05
2030 | NE_2_RMPA | NE | RMPA | External | Summer | B10 | 1262 | 310 | 310 | 33.6 | 43.63 | 5 | 5.03
2030 | NE_2_RMPA | NE | RMPA | External | Winter | B16 | 25 | 310 | 310 | 47.47 | 57.17 | 5 | 4.69
2030 | NE_2_RMPA | NE | RMPA | External | Winter | B17 | 100 | 310 | 310 | 44.59 | 54.72 | 5 | 5.14
2030 | NE_2_RMPA | NE | RMPA | External | Winter | B18 | 400 | 310 | 310 | 45.27 | 54.72 | 5 | 4.46
2030 | NE_2_RMPA | NE | RMPA | External | Winter | B19 | 700 | 310 | 310 | 41.9 | 54.72 | 5 | 7.82
2030 | NE_2_RMPA | NE | RMPA | External | Winter | B20 | 935 | 310 | 310 | 36.02 | 41.09 | 5 | 0.07
2030 | NWPP_Coal_2_MAPP_US | NWPP_Coal | MAPP_US | External | Shoulder | B11 | 25 | 150 | 0 | 56.52 | 45.31 | 8 | 0
2030 | NWPP_Coal_2_MAPP_US | NWPP_Coal | MAPP_US | External | Shoulder | B12 | 200 | 150 | 0 | 56.52 | 38.52 | 8 | 0
2030 | NWPP_Coal_2_MAPP_US | NWPP_Coal | MAPP_US | External | Shoulder | B13 | 600 | 150 | 0 | 56.52 | 37.91 | 8 | 0
2030 | NWPP_Coal_2_MAPP_US | NWPP_Coal | MAPP_US | External | Shoulder | B14 | 900 | 150 | 0 | 56.52 | 33.47 | 8 | 0
2030 | NWPP_Coal_2_MAPP_US | NWPP_Coal | MAPP_US | External | Shoulder | B15 | 1203 | 150 | 0 | 56.52 | 29.48 | 8 | 0
2030 | NWPP_Coal_2_MAPP_US | NWPP_Coal | MAPP_US | External | Summer | B1 | 10 | 150 | 0 | 59.53 | 65.48 | 8 | 0
2030 | NWPP_Coal_2_MAPP_US | NWPP_Coal | MAPP_US | External | Summer | B2 | 25 | 150 | 0 | 59.53 | 65.48 | 8 | 0
2030 | NWPP_Coal_2_MAPP_US | NWPP_Coal | MAPP_US | External | Summer | B3 | 75 | 150 | 150 | 56.49 | 64.83 | 8 | 0.34
2030 | NWPP_Coal_2_MAPP_US | NWPP_Coal | MAPP_US | External | Summer | B4 | 100 | 150 | 0 | 56.49 | 63.67 | 8 | 0
2030 | NWPP_Coal_2_MAPP_US | NWPP_Coal | MAPP_US | External | Summer | B5 | 200 | 150 | 0 | 56.49 | 59.97 | 8 | 0
2030 | NWPP_Coal_2_MAPP_US | NWPP_Coal | MAPP_US | External | Summer | B6 | 300 | 150 | 0 | 56.49 | 41.62 | 8 | 0
2030 | NWPP_Coal_2_MAPP_US | NWPP_Coal | MAPP_US | External | Summer | B7 | 400 | 150 | 0 | 56.49 | 36.31 | 8 | 0
2030 | NWPP_Coal_2_MAPP_US | NWPP_Coal | MAPP_US | External | Summer | B8 | 500 | 150 | 0 | 56.49 | 34.15 | 8 | 0
2030 | NWPP_Coal_2_MAPP_US | NWPP_Coal | MAPP_US | External | Summer | B9 | 800 | 150 | 0 | 56.49 | 32.61 | 8 | 0
2030 | NWPP_Coal_2_MAPP_US | NWPP_Coal | MAPP_US | External | Summer | B10 | 1262 | 150 | 0 | 56.49 | 26.6 | 8 | 0
2030 | NWPP_Coal_2_MAPP_US | NWPP_Coal | MAPP_US | External | Winter | B16 | 25 | 150 | 0 | 60.55 | 40.47 | 8 | 0
2030 | NWPP_Coal_2_MAPP_US | NWPP_Coal | MAPP_US | External | Winter | B17 | 100 | 150 | 0 | 60.55 | 37.59 | 8 | 0
2030 | NWPP_Coal_2_MAPP_US | NWPP_Coal | MAPP_US | External | Winter | B18 | 400 | 150 | 0 | 60.55 | 38.27 | 8 | 0
2030 | NWPP_Coal_2_MAPP_US | NWPP_Coal | MAPP_US | External | Winter | B19 | 700 | 150 | 0 | 60.55 | 34.97 | 8 | 0
2030 | NWPP_Coal_2_MAPP_US | NWPP_Coal | MAPP_US | External | Winter | B20 | 935 | 150 | 0 | 60.55 | 29.02 | 8 | 0
2030 | RMPA_2_MAPP_US | RMPA | MAPP_US | External | Shoulder | B11 | 25 | 200 | 0 | 50.6 | 45.31 | 8 | 0
2030 | RMPA_2_MAPP_US | RMPA | MAPP_US | External | Shoulder | B12 | 200 | 200 | 0 | 50.6 | 38.52 | 8 | 0
2030 | RMPA_2_MAPP_US | RMPA | MAPP_US | External | Shoulder | B13 | 600 | 200 | 0 | 49.93 | 37.91 | 8 | 0
2030 | RMPA_2_MAPP_US | RMPA | MAPP_US | External | Shoulder | B14 | 900 | 200 | 0 | 48.37 | 33.47 | 8 | 0
2030 | RMPA_2_MAPP_US | RMPA | MAPP_US | External | Shoulder | B15 | 1203 | 200 | 0 | 48.35 | 29.48 | 8 | 0
2030 | RMPA_2_MAPP_US | RMPA | MAPP_US | External | Summer | B1 | 10 | 200 | 0 | 74.51 | 65.48 | 8 | 0
2030 | RMPA_2_MAPP_US | RMPA | MAPP_US | External | Summer | B2 | 25 | 200 | 0 | 74.51 | 65.48 | 8 | 0
2030 | RMPA_2_MAPP_US | RMPA | MAPP_US | External | Summer | B3 | 75 | 200 | 0 | 74.51 | 64.83 | 8 | 0
2030 | RMPA_2_MAPP_US | RMPA | MAPP_US | External | Summer | B4 | 100 | 200 | 0 | 67.74 | 63.67 | 8 | 0
2030 | RMPA_2_MAPP_US | RMPA | MAPP_US | External | Summer | B5 | 200 | 200 | 0 | 61.26 | 59.97 | 8 | 0
2030 | RMPA_2_MAPP_US | RMPA | MAPP_US | External | Summer | B6 | 300 | 200 | 0 | 49.62 | 41.62 | 8 | 0
2030 | RMPA_2_MAPP_US | RMPA | MAPP_US | External | Summer | B7 | 400 | 200 | 0 | 48.39 | 36.31 | 8 | 0
2030 | RMPA_2_MAPP_US | RMPA | MAPP_US | External | Summer | B8 | 500 | 200 | 0 | 48.39 | 34.15 | 8 | 0
2030 | RMPA_2_MAPP_US | RMPA | MAPP_US | External | Summer | B9 | 800 | 200 | 0 | 48.33 | 32.61 | 8 | 0
2030 | RMPA_2_MAPP_US | RMPA | MAPP_US | External | Summer | B10 | 1262 | 200 | 0 | 43.63 | 26.6 | 8 | 0
2030 | RMPA_2_MAPP_US | RMPA | MAPP_US | External | Winter | B16 | 25 | 200 | 0 | 57.17 | 40.47 | 8 | 0
2030 | RMPA_2_MAPP_US | RMPA | MAPP_US | External | Winter | B17 | 100 | 200 | 0 | 54.72 | 37.59 | 8 | 0
2030 | RMPA_2_MAPP_US | RMPA | MAPP_US | External | Winter | B18 | 400 | 200 | 0 | 54.72 | 38.27 | 8 | 0
2030 | RMPA_2_MAPP_US | RMPA | MAPP_US | External | Winter | B19 | 700 | 200 | 0 | 54.72 | 34.97 | 8 | 0
2030 | RMPA_2_MAPP_US | RMPA | MAPP_US | External | Winter | B20 | 935 | 200 | 0 | 41.09 | 29.02 | 8 | 0
2030 | RMPA_2_NE | RMPA | NE | External | Shoulder | B11 | 25 | 310 | 0 | 50.6 | 52.86 | 8 | 0
2030 | RMPA_2_NE | RMPA | NE | External | Shoulder | B12 | 200 | 310 | 0 | 50.6 | 45.26 | 8 | 0
2030 | RMPA_2_NE | RMPA | NE | External | Shoulder | B13 | 600 | 310 | 0 | 49.93 | 44.91 | 8 | 0
2030 | RMPA_2_NE | RMPA | NE | External | Shoulder | B14 | 900 | 310 | 0 | 48.37 | 40.44 | 8 | 0
2030 | RMPA_2_NE | RMPA | NE | External | Shoulder | B15 | 1203 | 310 | 0 | 48.35 | 36.48 | 8 | 0
2030 | RMPA_2_NE | RMPA | NE | External | Summer | B1 | 10 | 310 | 0 | 74.51 | 72.48 | 8 | 0
2030 | RMPA_2_NE | RMPA | NE | External | Summer | B2 | 25 | 310 | 0 | 74.51 | 74.24 | 8 | 0
2030 | RMPA_2_NE | RMPA | NE | External | Summer | B3 | 75 | 310 | 0 | 74.51 | 75.19 | 8 | 0
2030 | RMPA_2_NE | RMPA | NE | External | Summer | B4 | 100 | 310 | 0 | 67.74 | 74.24 | 8 | 0
2030 | RMPA_2_NE | RMPA | NE | External | Summer | B5 | 200 | 310 | 0 | 61.26 | 69.25 | 8 | 0
2030 | RMPA_2_NE | RMPA | NE | External | Summer | B6 | 300 | 310 | 0 | 49.62 | 55.61 | 8 | 0
2030 | RMPA_2_NE | RMPA | NE | External | Summer | B7 | 400 | 310 | 0 | 48.39 | 45.19 | 8 | 0
2030 | RMPA_2_NE | RMPA | NE | External | Summer | B8 | 500 | 310 | 0 | 48.39 | 43.65 | 8 | 0
2030 | RMPA_2_NE | RMPA | NE | External | Summer | B9 | 800 | 310 | 0 | 48.33 | 43.27 | 8 | 0
2030 | RMPA_2_NE | RMPA | NE | External | Summer | B10 | 1262 | 310 | 0 | 43.63 | 33.6 | 8 | 0
2030 | RMPA_2_NE | RMPA | NE | External | Winter | B16 | 25 | 310 | 0 | 57.17 | 47.47 | 8 | 0
2030 | RMPA_2_NE | RMPA | NE | External | Winter | B17 | 100 | 310 | 0 | 54.72 | 44.59 | 8 | 0
2030 | RMPA_2_NE | RMPA | NE | External | Winter | B18 | 400 | 310 | 0 | 54.72 | 45.27 | 8 | 0
2030 | RMPA_2_NE | RMPA | NE | External | Winter | B19 | 700 | 310 | 0 | 54.72 | 41.9 | 8 | 0
2030 | RMPA_2_NE | RMPA | NE | External | Winter | B20 | 935 | 310 | 0 | 41.09 | 36.02 | 8 | 0
2030 | RMPA_2_SPP_N | RMPA | SPP_N | External | Shoulder | B11 | 25 | 210 | 0 | 50.6 | 52.87 | 8 | 0
2030 | RMPA_2_SPP_N | RMPA | SPP_N | External | Shoulder | B12 | 200 | 210 | 0 | 50.6 | 45.28 | 8 | 0
2030 | RMPA_2_SPP_N | RMPA | SPP_N | External | Shoulder | B13 | 600 | 210 | 0 | 49.93 | 44.93 | 8 | 0
2030 | RMPA_2_SPP_N | RMPA | SPP_N | External | Shoulder | B14 | 900 | 210 | 0 | 48.37 | 40.45 | 8 | 0
2030 | RMPA_2_SPP_N | RMPA | SPP_N | External | Shoulder | B15 | 1203 | 210 | 0 | 48.35 | 36.5 | 8 | 0
2030 | RMPA_2_SPP_N | RMPA | SPP_N | External | Summer | B1 | 10 | 210 | 0 | 74.51 | 72.5 | 8 | 0
2030 | RMPA_2_SPP_N | RMPA | SPP_N | External | Summer | B2 | 25 | 210 | 0 | 74.51 | 74.25 | 8 | 0
2030 | RMPA_2_SPP_N | RMPA | SPP_N | External | Summer | B3 | 75 | 210 | 0 | 74.51 | 75.21 | 8 | 0
2030 | RMPA_2_SPP_N | RMPA | SPP_N | External | Summer | B4 | 100 | 210 | 0 | 67.74 | 74.25 | 8 | 0
2030 | RMPA_2_SPP_N | RMPA | SPP_N | External | Summer | B5 | 200 | 210 | 38.61 | 61.26 | 69.26 | 8 | 0
2030 | RMPA_2_SPP_N | RMPA | SPP_N | External | Summer | B6 | 300 | 210 | 0 | 49.62 | 55.62 | 8 | 0
2030 | RMPA_2_SPP_N | RMPA | SPP_N | External | Summer | B7 | 400 | 210 | 0 | 48.39 | 45.2 | 8 | 0
2030 | RMPA_2_SPP_N | RMPA | SPP_N | External | Summer | B8 | 500 | 210 | 0 | 48.39 | 43.67 | 8 | 0
2030 | RMPA_2_SPP_N | RMPA | SPP_N | External | Summer | B9 | 800 | 210 | 0 | 48.33 | 43.28 | 8 | 0
2030 | RMPA_2_SPP_N | RMPA | SPP_N | External | Summer | B10 | 1262 | 210 | 0 | 43.63 | 38.63 | 8 | 0
2030 | RMPA_2_SPP_N | RMPA | SPP_N | External | Winter | B16 | 25 | 210 | 0 | 57.17 | 47.48 | 8 | 0
2030 | RMPA_2_SPP_N | RMPA | SPP_N | External | Winter | B17 | 100 | 210 | 0 | 54.72 | 44.6 | 8 | 0
2030 | RMPA_2_SPP_N | RMPA | SPP_N | External | Winter | B18 | 400 | 210 | 0 | 54.72 | 45.28 | 8 | 0
2030 | RMPA_2_SPP_N | RMPA | SPP_N | External | Winter | B19 | 700 | 210 | 0 | 54.72 | 41.91 | 8 | 0
2030 | RMPA_2_SPP_N | RMPA | SPP_N | External | Winter | B20 | 935 | 210 | 0 | 41.09 | 36.03 | 8 | 0
2030 | SPP_N_2_RMPA | SPP_N | RMPA | External | Shoulder | B11 | 25 | 210 | 0 | 52.87 | 50.6 | 5 | 0
2030 | SPP_N_2_RMPA | SPP_N | RMPA | External | Shoulder | B12 | 200 | 210 | 210 | 45.28 | 50.6 | 5 | 0.33
2030 | SPP_N_2_RMPA | SPP_N | RMPA | External | Shoulder | B13 | 600 | 210 | 27.55 | 44.93 | 49.93 | 5 | 0
2030 | SPP_N_2_RMPA | SPP_N | RMPA | External | Shoulder | B14 | 900 | 210 | 210 | 40.45 | 48.37 | 5 | 2.91
2030 | SPP_N_2_RMPA | SPP_N | RMPA | External | Shoulder | B15 | 1203 | 210 | 210 | 36.5 | 48.35 | 5 | 6.86
2030 | SPP_N_2_RMPA | SPP_N | RMPA | External | Summer | B1 | 10 | 210 | 0 | 72.5 | 74.51 | 5 | 0
2030 | SPP_N_2_RMPA | SPP_N | RMPA | External | Summer | B2 | 25 | 210 | 0 | 74.25 | 74.51 | 5 | 0
2030 | SPP_N_2_RMPA | SPP_N | RMPA | External | Summer | B3 | 75 | 210 | 0 | 75.21 | 74.51 | 5 | 0
2030 | SPP_N_2_RMPA | SPP_N | RMPA | External | Summer | B4 | 100 | 210 | 0 | 74.25 | 67.74 | 5 | 0
2030 | SPP_N_2_RMPA | SPP_N | RMPA | External | Summer | B5 | 200 | 210 | 0 | 69.26 | 61.26 | 5 | 0
2030 | SPP_N_2_RMPA | SPP_N | RMPA | External | Summer | B6 | 300 | 210 | 0 | 55.62 | 49.62 | 5 | 0
2030 | SPP_N_2_RMPA | SPP_N | RMPA | External | Summer | B7 | 400 | 210 | 0 | 45.2 | 48.39 | 5 | 0
2030 | SPP_N_2_RMPA | SPP_N | RMPA | External | Summer | B8 | 500 | 210 | 0 | 43.67 | 48.39 | 5 | 0
2030 | SPP_N_2_RMPA | SPP_N | RMPA | External | Summer | B9 | 800 | 210 | 210 | 43.28 | 48.33 | 5 | 0.04
2030 | SPP_N_2_RMPA | SPP_N | RMPA | External | Summer | B10 | 1262 | 210 | 150.96 | 38.63 | 43.63 | 5 | 0
2030 | SPP_N_2_RMPA | SPP_N | RMPA | External | Winter | B16 | 25 | 210 | 210 | 47.48 | 57.17 | 5 | 4.68
2030 | SPP_N_2_RMPA | SPP_N | RMPA | External | Winter | B17 | 100 | 210 | 210 | 44.6 | 54.72 | 5 | 5.13
2030 | SPP_N_2_RMPA | SPP_N | RMPA | External | Winter | B18 | 400 | 210 | 210 | 45.28 | 54.72 | 5 | 4.44
2030 | SPP_N_2_RMPA | SPP_N | RMPA | External | Winter | B19 | 700 | 210 | 210 | 41.91 | 54.72 | 5 | 7.81
2030 | SPP_N_2_RMPA | SPP_N | RMPA | External | Winter | B20 | 935 | 210 | 210 | 36.03 | 41.09 | 5 | 0.06
2030 | SPP_S_2_ERCOT | SPP_S | ERCOT | External | Shoulder | B11 | 25 | 800 | 800 | 51.05 | 66.03 | 5 | 9.98
2030 | SPP_S_2_ERCOT | SPP_S | ERCOT | External | Shoulder | B12 | 200 | 800 | 0 | 45.26 | 49.25 | 5 | 0
2030 | SPP_S_2_ERCOT | SPP_S | ERCOT | External | Shoulder | B13 | 600 | 800 | 0 | 44.94 | 45.17 | 5 | 0
2030 | SPP_S_2_ERCOT | SPP_S | ERCOT | External | Shoulder | B14 | 900 | 800 | 0 | 40.46 | 45.17 | 5 | 0
2030 | SPP_S_2_ERCOT | SPP_S | ERCOT | External | Shoulder | B15 | 1203 | 800 | 800 | 36.51 | 42.02 | 5 | 0.51
2030 | SPP_S_2_ERCOT | SPP_S | ERCOT | External | Summer | B1 | 10 | 800 | 800 | 45.66 | 63.97 | 5 | 13.31
2030 | SPP_S_2_ERCOT | SPP_S | ERCOT | External | Summer | B2 | 25 | 800 | 0 | 62.94 | 63.97 | 5 | 0
2030 | SPP_S_2_ERCOT | SPP_S | ERCOT | External | Summer | B3 | 75 | 800 | 0 | 63.47 | 63.97 | 5 | 0
2030 | SPP_S_2_ERCOT | SPP_S | ERCOT | External | Summer | B4 | 100 | 800 | 0 | 62.94 | 63.97 | 5 | 0
2030 | SPP_S_2_ERCOT | SPP_S | ERCOT | External | Summer | B5 | 200 | 800 | 0 | 62.94 | 63.97 | 5 | 0
2030 | SPP_S_2_ERCOT | SPP_S | ERCOT | External | Summer | B6 | 300 | 800 | 800 | 55.61 | 63.97 | 5 | 3.36
2030 | SPP_S_2_ERCOT | SPP_S | ERCOT | External | Summer | B7 | 400 | 800 | 0 | 45.21 | 47.73 | 5 | 0
2030 | SPP_S_2_ERCOT | SPP_S | ERCOT | External | Summer | B8 | 500 | 800 | 0 | 43.68 | 43.79 | 5 | 0
2030 | SPP_S_2_ERCOT | SPP_S | ERCOT | External | Summer | B9 | 800 | 800 | 0 | 43.29 | 43.79 | 5 | 0
2030 | SPP_S_2_ERCOT | SPP_S | ERCOT | External | Summer | B10 | 1262 | 800 | 0 | 39.2 | 43.79 | 5 | 0
2030 | SPP_S_2_ERCOT | SPP_S | ERCOT | External | Winter | B16 | 25 | 800 | 231.35 | 47.5 | 52.5 | 5 | 0
2030 | SPP_S_2_ERCOT | SPP_S | ERCOT | External | Winter | B17 | 100 | 800 | 0 | 44.61 | 48.13 | 5 | 0
2030 | SPP_S_2_ERCOT | SPP_S | ERCOT | External | Winter | B18 | 400 | 800 | 0 | 45.27 | 48.13 | 5 | 0
2030 | SPP_S_2_ERCOT | SPP_S | ERCOT | External | Winter | B19 | 700 | 800 | 800 | 41.92 | 48.13 | 5 | 1.21
2030 | SPP_S_2_ERCOT | SPP_S | ERCOT | External | Winter | B20 | 935 | 800 | 800 | 36.04 | 41.35 | 5 | 0.31
2035 | AZ_NM_SNV_Coal_2_SPP_S | AZ_NM_SNV_Coal | SPP_S | External | Shoulder | B11 | 25 | 400 | 0 | 67.12 | 69.88 | 8.17 | 0
2035 | AZ_NM_SNV_Coal_2_SPP_S | AZ_NM_SNV_Coal | SPP_S | External | Shoulder | B12 | 200 | 400 | 0 | 62.05 | 50.75 | 8.17 | 0
2035 | AZ_NM_SNV_Coal_2_SPP_S | AZ_NM_SNV_Coal | SPP_S | External | Shoulder | B13 | 600 | 400 | 0 | 62.04 | 50.63 | 8.17 | 0
2035 | AZ_NM_SNV_Coal_2_SPP_S | AZ_NM_SNV_Coal | SPP_S | External | Shoulder | B14 | 900 | 400 | 0 | 62.04 | 47.57 | 8.17 | 0
2035 | AZ_NM_SNV_Coal_2_SPP_S | AZ_NM_SNV_Coal | SPP_S | External | Shoulder | B15 | 1203 | 400 | 0 | 56.34 | 41.49 | 8.17 | 0
2035 | AZ_NM_SNV_Coal_2_SPP_S | AZ_NM_SNV_Coal | SPP_S | External | Summer | B1 | 10 | 400 | 0 | 115.37 | 57.93 | 8.17 | 0
2035 | AZ_NM_SNV_Coal_2_SPP_S | AZ_NM_SNV_Coal | SPP_S | External | Summer | B2 | 25 | 400 | 0 | 97.49 | 70.59 | 8.17 | 0
2035 | AZ_NM_SNV_Coal_2_SPP_S | AZ_NM_SNV_Coal | SPP_S | External | Summer | B3 | 75 | 400 | 0 | 97.49 | 71.18 | 8.17 | 0
2035 | AZ_NM_SNV_Coal_2_SPP_S | AZ_NM_SNV_Coal | SPP_S | External | Summer | B4 | 100 | 400 | 0 | 97.49 | 71.18 | 8.17 | 0
2035 | AZ_NM_SNV_Coal_2_SPP_S | AZ_NM_SNV_Coal | SPP_S | External | Summer | B5 | 200 | 400 | 0 | 83.64 | 70.59 | 8.17 | 0
2035 | AZ_NM_SNV_Coal_2_SPP_S | AZ_NM_SNV_Coal | SPP_S | External | Summer | B6 | 300 | 400 | 0 | 71.57 | 70.59 | 8.17 | 0
2035 | AZ_NM_SNV_Coal_2_SPP_S | AZ_NM_SNV_Coal | SPP_S | External | Summer | B7 | 400 | 400 | 0 | 65.57 | 57.19 | 8.17 | 0
2035 | AZ_NM_SNV_Coal_2_SPP_S | AZ_NM_SNV_Coal | SPP_S | External | Summer | B8 | 500 | 400 | 0 | 65.57 | 50.59 | 8.17 | 0
2035 | AZ_NM_SNV_Coal_2_SPP_S | AZ_NM_SNV_Coal | SPP_S | External | Summer | B9 | 800 | 400 | 0 | 65.34 | 48.78 | 8.17 | 0
2035 | AZ_NM_SNV_Coal_2_SPP_S | AZ_NM_SNV_Coal | SPP_S | External | Summer | B10 | 1262 | 400 | 0 | 55.23 | 41.67 | 8.17 | 0
2035 | AZ_NM_SNV_Coal_2_SPP_S | AZ_NM_SNV_Coal | SPP_S | External | Winter | B16 | 25 | 400 | 0 | 71.02 | 54.52 | 8.17 | 0
2035 | AZ_NM_SNV_Coal_2_SPP_S | AZ_NM_SNV_Coal | SPP_S | External | Winter | B17 | 100 | 400 | 0 | 66.75 | 51.74 | 8.17 | 0
2035 | AZ_NM_SNV_Coal_2_SPP_S | AZ_NM_SNV_Coal | SPP_S | External | Winter | B18 | 400 | 400 | 0 | 66.74 | 51.74 | 8.17 | 0
2035 | AZ_NM_SNV_Coal_2_SPP_S | AZ_NM_SNV_Coal | SPP_S | External | Winter | B19 | 700 | 400 | 0 | 66.74 | 49.75 | 8.17 | 0
2035 | AZ_NM_SNV_Coal_2_SPP_S | AZ_NM_SNV_Coal | SPP_S | External | Winter | B20 | 935 | 400 | 0 | 59.4 | 40.14 | 8.17 | 0
2035 | MAPP_US_2_RMPA | MAPP_US | RMPA | External | Shoulder | B11 | 25 | 200 | 0 | 67.87 | 56.34 | 8 | 0
2035 | MAPP_US_2_RMPA | MAPP_US | RMPA | External | Shoulder | B12 | 200 | 200 | 200 | 46.25 | 56.34 | 8 | 2.08
2035 | MAPP_US_2_RMPA | MAPP_US | RMPA | External | Shoulder | B13 | 600 | 200 | 200 | 44.04 | 56.04 | 8 | 4
2035 | MAPP_US_2_RMPA | MAPP_US | RMPA | External | Shoulder | B14 | 900 | 200 | 200 | 40.84 | 56.04 | 8 | 7.2
2035 | MAPP_US_2_RMPA | MAPP_US | RMPA | External | Shoulder | B15 | 1203 | 200 | 200 | 34.68 | 49.18 | 8 | 6.5
2035 | MAPP_US_2_RMPA | MAPP_US | RMPA | External | Summer | B1 | 10 | 200 | 0 | 76.37 | 82.39 | 8 | 0
2035 | MAPP_US_2_RMPA | MAPP_US | RMPA | External | Summer | B2 | 25 | 200 | 151.4 | 74.31 | 82.31 | 8 | 0
2035 | MAPP_US_2_RMPA | MAPP_US | RMPA | External | Summer | B3 | 75 | 200 | 0 | 74.4 | 82.39 | 8 | 0
2035 | MAPP_US_2_RMPA | MAPP_US | RMPA | External | Summer | B4 | 100 | 200 | 0 | 73.22 | 70.2 | 8 | 0
2035 | MAPP_US_2_RMPA | MAPP_US | RMPA | External | Summer | B5 | 200 | 200 | 0 | 73.22 | 64.56 | 8 | 0
2035 | MAPP_US_2_RMPA | MAPP_US | RMPA | External | Summer | B6 | 300 | 200 | 0 | 58.22 | 53.87 | 8 | 0
2035 | MAPP_US_2_RMPA | MAPP_US | RMPA | External | Summer | B7 | 400 | 200 | 200 | 44.13 | 53.87 | 8 | 1.74
2035 | MAPP_US_2_RMPA | MAPP_US | RMPA | External | Summer | B8 | 500 | 200 | 200 | 39.13 | 53.87 | 8 | 6.74
2035 | MAPP_US_2_RMPA | MAPP_US | RMPA | External | Summer | B9 | 800 | 200 | 200 | 35.73 | 53.76 | 8 | 10.03
2035 | MAPP_US_2_RMPA | MAPP_US | RMPA | External | Summer | B10 | 1262 | 200 | 200 | 33.79 | 46.64 | 8 | 4.86
2035 | MAPP_US_2_RMPA | MAPP_US | RMPA | External | Winter | B16 | 25 | 200 | 200 | 44.24 | 62.86 | 8 | 10.61
2035 | MAPP_US_2_RMPA | MAPP_US | RMPA | External | Winter | B17 | 100 | 200 | 200 | 44.73 | 60.97 | 8 | 8.24
2035 | MAPP_US_2_RMPA | MAPP_US | RMPA | External | Winter | B18 | 400 | 200 | 200 | 44.73 | 59.22 | 8 | 6.49
2035 | MAPP_US_2_RMPA | MAPP_US | RMPA | External | Winter | B19 | 700 | 200 | 200 | 44.24 | 59.22 | 8 | 6.98
2035 | MAPP_US_2_RMPA | MAPP_US | RMPA | External | Winter | B20 | 935 | 200 | 200 | 33.17 | 45.13 | 8 | 3.96
2035 | NE_2_RMPA | NE | RMPA | External | Shoulder | B11 | 25 | 310 | 0 | 80.8 | 56.34 | 5 | 0
2035 | NE_2_RMPA | NE | RMPA | External | Shoulder | B12 | 200 | 310 | 0 | 53.25 | 56.34 | 5 | 0
2035 | NE_2_RMPA | NE | RMPA | External | Shoulder | B13 | 600 | 310 | 245.16 | 51.04 | 56.04 | 5 | 0
2035 | NE_2_RMPA | NE | RMPA | External | Shoulder | B14 | 900 | 310 | 310 | 47.59 | 56.04 | 5 | 3.44
2035 | NE_2_RMPA | NE | RMPA | External | Shoulder | B15 | 1203 | 310 | 310 | 41.46 | 49.18 | 5 | 2.72
2035 | NE_2_RMPA | NE | RMPA | External | Summer | B1 | 10 | 310 | 0 | 83.18 | 82.39 | 5 | 0
2035 | NE_2_RMPA | NE | RMPA | External | Summer | B2 | 25 | 310 | 0 | 81.31 | 82.31 | 5 | 0
2035 | NE_2_RMPA | NE | RMPA | External | Summer | B3 | 75 | 310 | 0 | 81.4 | 82.39 | 5 | 0
2035 | NE_2_RMPA | NE | RMPA | External | Summer | B4 | 100 | 310 | 0 | 81.29 | 70.2 | 5 | 0
2035 | NE_2_RMPA | NE | RMPA | External | Summer | B5 | 200 | 310 | 0 | 81.29 | 64.56 | 5 | 0
2035 | NE_2_RMPA | NE | RMPA | External | Summer | B6 | 300 | 310 | 0 | 72.21 | 53.87 | 5 | 0
2035 | NE_2_RMPA | NE | RMPA | External | Summer | B7 | 400 | 310 | 0 | 58.12 | 53.87 | 5 | 0
2035 | NE_2_RMPA | NE | RMPA | External | Summer | B8 | 500 | 310 | 0 | 50.59 | 53.87 | 5 | 0
2035 | NE_2_RMPA | NE | RMPA | External | Summer | B9 | 800 | 310 | 195.9 | 48.76 | 53.76 | 5 | 0
2035 | NE_2_RMPA | NE | RMPA | External | Summer | B10 | 1262 | 310 | 26.29 | 41.64 | 46.64 | 5 | 0
2035 | NE_2_RMPA | NE | RMPA | External | Winter | B16 | 25 | 310 | 310 | 57.58 | 62.86 | 5 | 0.28
2035 | NE_2_RMPA | NE | RMPA | External | Winter | B17 | 100 | 310 | 310 | 51.73 | 60.97 | 5 | 4.24
2035 | NE_2_RMPA | NE | RMPA | External | Winter | B18 | 400 | 310 | 310 | 51.73 | 59.22 | 5 | 2.49
2035 | NE_2_RMPA | NE | RMPA | External | Winter | B19 | 700 | 310 | 310 | 50.73 | 59.22 | 5 | 3.5
2035 | NE_2_RMPA | NE | RMPA | External | Winter | B20 | 935 | 310 | 0 | 40.13 | 45.13 | 5 | 0
2035 | NWPP_Coal_2_MAPP_US | NWPP_Coal | MAPP_US | External | Shoulder | B11 | 25 | 150 | 0 | 62.03 | 67.87 | 8 | 0
2035 | NWPP_Coal_2_MAPP_US | NWPP_Coal | MAPP_US | External | Shoulder | B12 | 200 | 150 | 0 | 62.03 | 46.25 | 8 | 0
2035 | NWPP_Coal_2_MAPP_US | NWPP_Coal | MAPP_US | External | Shoulder | B13 | 600 | 150 | 0 | 62.03 | 44.04 | 8 | 0
2035 | NWPP_Coal_2_MAPP_US | NWPP_Coal | MAPP_US | External | Shoulder | B14 | 900 | 150 | 0 | 62.03 | 40.84 | 8 | 0
2035 | NWPP_Coal_2_MAPP_US | NWPP_Coal | MAPP_US | External | Shoulder | B15 | 1203 | 150 | 0 | 62.03 | 34.68 | 8 | 0
2035 | NWPP_Coal_2_MAPP_US | NWPP_Coal | MAPP_US | External | Summer | B1 | 10 | 150 | 150 | 62.03 | 76.37 | 8 | 6.34
2035 | NWPP_Coal_2_MAPP_US | NWPP_Coal | MAPP_US | External | Summer | B2 | 25 | 150 | 150 | 62.03 | 74.31 | 8 | 4.28
2035 | NWPP_Coal_2_MAPP_US | NWPP_Coal | MAPP_US | External | Summer | B3 | 75 | 150 | 150 | 62.03 | 74.4 | 8 | 4.37
2035 | NWPP_Coal_2_MAPP_US | NWPP_Coal | MAPP_US | External | Summer | B4 | 100 | 150 | 150 | 62.03 | 73.22 | 8 | 3.19
2035 | NWPP_Coal_2_MAPP_US | NWPP_Coal | MAPP_US | External | Summer | B5 | 200 | 150 | 150 | 62.03 | 73.22 | 8 | 3.19
2035 | NWPP_Coal_2_MAPP_US | NWPP_Coal | MAPP_US | External | Summer | B6 | 300 | 150 | 0 | 62.03 | 58.22 | 8 | 0
2035 | NWPP_Coal_2_MAPP_US | NWPP_Coal | MAPP_US | External | Summer | B7 | 400 | 150 | 0 | 62.03 | 44.13 | 8 | 0
2035 | NWPP_Coal_2_MAPP_US | NWPP_Coal | MAPP_US | External | Summer | B8 | 500 | 150 | 0 | 62.03 | 39.13 | 8 | 0
2035 | NWPP_Coal_2_MAPP_US | NWPP_Coal | MAPP_US | External | Summer | B9 | 800 | 150 | 0 | 62.03 | 35.73 | 8 | 0
2035 | NWPP_Coal_2_MAPP_US | NWPP_Coal | MAPP_US | External | Summer | B10 | 1262 | 150 | 0 | 62.03 | 33.79 | 8 | 0
2035 | NWPP_Coal_2_MAPP_US | NWPP_Coal | MAPP_US | External | Winter | B16 | 25 | 150 | 0 | 66.73 | 44.24 | 8 | 0
2035 | NWPP_Coal_2_MAPP_US | NWPP_Coal | MAPP_US | External | Winter | B17 | 100 | 150 | 0 | 66.73 | 44.73 | 8 | 0
2035 | NWPP_Coal_2_MAPP_US | NWPP_Coal | MAPP_US | External | Winter | B18 | 400 | 150 | 0 | 66.73 | 44.73 | 8 | 0
2035 | NWPP_Coal_2_MAPP_US | NWPP_Coal | MAPP_US | External | Winter | B19 | 700 | 150 | 0 | 66.73 | 44.24 | 8 | 0
2035 | NWPP_Coal_2_MAPP_US | NWPP_Coal | MAPP_US | External | Winter | B20 | 935 | 150 | 0 | 66.73 | 33.17 | 8 | 0
2035 | RMPA_2_MAPP_US | RMPA | MAPP_US | External | Shoulder | B11 | 25 | 200 | 200 | 56.34 | 67.87 | 8 | 3.53
2035 | RMPA_2_MAPP_US | RMPA | MAPP_US | External | Shoulder | B12 | 200 | 200 | 0 | 56.34 | 46.25 | 8 | 0
2035 | RMPA_2_MAPP_US | RMPA | MAPP_US | External | Shoulder | B13 | 600 | 200 | 0 | 56.04 | 44.04 | 8 | 0
2035 | RMPA_2_MAPP_US | RMPA | MAPP_US | External | Shoulder | B14 | 900 | 200 | 0 | 56.04 | 40.84 | 8 | 0
2035 | RMPA_2_MAPP_US | RMPA | MAPP_US | External | Shoulder | B15 | 1203 | 200 | 0 | 49.18 | 34.68 | 8 | 0
2035 | RMPA_2_MAPP_US | RMPA | MAPP_US | External | Summer | B1 | 10 | 200 | 0 | 82.39 | 76.37 | 8 | 0
2035 | RMPA_2_MAPP_US | RMPA | MAPP_US | External | Summer | B2 | 25 | 200 | 0 | 82.31 | 74.31 | 8 | 0
2035 | RMPA_2_MAPP_US | RMPA | MAPP_US | External | Summer | B3 | 75 | 200 | 0 | 82.39 | 74.4 | 8 | 0
2035 | RMPA_2_MAPP_US | RMPA | MAPP_US | External | Summer | B4 | 100 | 200 | 0 | 70.2 | 73.22 | 8 | 0
2035 | RMPA_2_MAPP_US | RMPA | MAPP_US | External | Summer | B5 | 200 | 200 | 200 | 64.56 | 73.22 | 8 | 0.66
2035 | RMPA_2_MAPP_US | RMPA | MAPP_US | External | Summer | B6 | 300 | 200 | 0 | 53.87 | 58.22 | 8 | 0
2035 | RMPA_2_MAPP_US | RMPA | MAPP_US | External | Summer | B7 | 400 | 200 | 0 | 53.87 | 44.13 | 8 | 0
2035 | RMPA_2_MAPP_US | RMPA | MAPP_US | External | Summer | B8 | 500 | 200 | 0 | 53.87 | 39.13 | 8 | 0
2035 | RMPA_2_MAPP_US | RMPA | MAPP_US | External | Summer | B9 | 800 | 200 | 0 | 53.76 | 35.73 | 8 | 0
2035 | RMPA_2_MAPP_US | RMPA | MAPP_US | External | Summer | B10 | 1262 | 200 | 0 | 46.64 | 33.79 | 8 | 0
2035 | RMPA_2_MAPP_US | RMPA | MAPP_US | External | Winter | B16 | 25 | 200 | 0 | 62.86 | 44.24 | 8 | 0
2035 | RMPA_2_MAPP_US | RMPA | MAPP_US | External | Winter | B17 | 100 | 200 | 0 | 60.97 | 44.73 | 8 | 0
2035 | RMPA_2_MAPP_US | RMPA | MAPP_US | External | Winter | B18 | 400 | 200 | 0 | 59.22 | 44.73 | 8 | 0
2035 | RMPA_2_MAPP_US | RMPA | MAPP_US | External | Winter | B19 | 700 | 200 | 0 | 59.22 | 44.24 | 8 | 0
2035 | RMPA_2_MAPP_US | RMPA | MAPP_US | External | Winter | B20 | 935 | 200 | 0 | 45.13 | 33.17 | 8 | 0
2035 | RMPA_2_NE | RMPA | NE | External | Shoulder | B11 | 25 | 310 | 310 | 56.34 | 80.8 | 8 | 16.47
2035 | RMPA_2_NE | RMPA | NE | External | Shoulder | B12 | 200 | 310 | 0 | 56.34 | 53.25 | 8 | 0
2035 | RMPA_2_NE | RMPA | NE | External | Shoulder | B13 | 600 | 310 | 0 | 56.04 | 51.04 | 8 | 0
2035 | RMPA_2_NE | RMPA | NE | External | Shoulder | B14 | 900 | 310 | 0 | 56.04 | 47.59 | 8 | 0
2035 | RMPA_2_NE | RMPA | NE | External | Shoulder | B15 | 1203 | 310 | 0 | 49.18 | 41.46 | 8 | 0
2035 | RMPA_2_NE | RMPA | NE | External | Summer | B1 | 10 | 310 | 0 | 82.39 | 83.18 | 8 | 0
2035 | RMPA_2_NE | RMPA | NE | External | Summer | B2 | 25 | 310 | 0 | 82.31 | 81.31 | 8 | 0
2035 | RMPA_2_NE | RMPA | NE | External | Summer | B3 | 75 | 310 | 0 | 82.39 | 81.4 | 8 | 0
2035 | RMPA_2_NE | RMPA | NE | External | Summer | B4 | 100 | 310 | 310 | 70.2 | 81.29 | 8 | 3.09
2035 | RMPA_2_NE | RMPA | NE | External | Summer | B5 | 200 | 310 | 310 | 64.56 | 81.29 | 8 | 8.72
2035 | RMPA_2_NE | RMPA | NE | External | Summer | B6 | 300 | 310 | 310 | 53.87 | 72.21 | 8 | 10.34
2035 | RMPA_2_NE | RMPA | NE | External | Summer | B7 | 400 | 310 | 0 | 53.87 | 58.12 | 8 | 0
2035 | RMPA_2_NE | RMPA | NE | External | Summer | B8 | 500 | 310 | 0 | 53.87 | 50.59 | 8 | 0
2035 | RMPA_2_NE | RMPA | NE | External | Summer | B9 | 800 | 310 | 0 | 53.76 | 48.76 | 8 | 0
2035 | RMPA_2_NE | RMPA | NE | External | Summer | B10 | 1262 | 310 | 0 | 46.64 | 41.64 | 8 | 0
2035 | RMPA_2_NE | RMPA | NE | External | Winter | B16 | 25 | 310 | 0 | 62.86 | 57.58 | 8 | 0
2035 | RMPA_2_NE | RMPA | NE | External | Winter | B17 | 100 | 310 | 0 | 60.97 | 51.73 | 8 | 0
2035 | RMPA_2_NE | RMPA | NE | External | Winter | B18 | 400 | 310 | 0 | 59.22 | 51.73 | 8 | 0
2035 | RMPA_2_NE | RMPA | NE | External | Winter | B19 | 700 | 310 | 0 | 59.22 | 50.73 | 8 | 0
2035 | RMPA_2_NE | RMPA | NE | External | Winter | B20 | 935 | 310 | 0 | 45.13 | 40.13 | 8 | 0
2035 | RMPA_2_SPP_N | RMPA | SPP_N | External | Shoulder | B11 | 25 | 210 | 210 | 56.34 | 80.81 | 8 | 16.48
2035 | RMPA_2_SPP_N | RMPA | SPP_N | External | Shoulder | B12 | 200 | 210 | 0 | 56.34 | 53.24 | 8 | 0
2035 | RMPA_2_SPP_N | RMPA | SPP_N | External | Shoulder | B13 | 600 | 210 | 0 | 56.04 | 51.02 | 8 | 0
2035 | RMPA_2_SPP_N | RMPA | SPP_N | External | Shoulder | B14 | 900 | 210 | 0 | 56.04 | 47.58 | 8 | 0
2035 | RMPA_2_SPP_N | RMPA | SPP_N | External | Shoulder | B15 | 1203 | 210 | 0 | 49.18 | 41.48 | 8 | 0
2035 | RMPA_2_SPP_N | RMPA | SPP_N | External | Summer | B1 | 10 | 210 | 0 | 82.39 | 81.3 | 8 | 0
2035 | RMPA_2_SPP_N | RMPA | SPP_N | External | Summer | B2 | 25 | 210 | 0 | 82.31 | 81.3 | 8 | 0
2035 | RMPA_2_SPP_N | RMPA | SPP_N | External | Summer | B3 | 75 | 210 | 0 | 82.39 | 81.39 | 8 | 0
2035 | RMPA_2_SPP_N | RMPA | SPP_N | External | Summer | B4 | 100 | 210 | 210 | 70.2 | 81.3 | 8 | 3.1
2035 | RMPA_2_SPP_N | RMPA | SPP_N | External | Summer | B5 | 200 | 210 | 210 | 64.56 | 81.3 | 8 | 8.74
2035 | RMPA_2_SPP_N | RMPA | SPP_N | External | Summer | B6 | 300 | 210 | 210 | 53.87 | 72.22 | 8 | 10.35
2035 | RMPA_2_SPP_N | RMPA | SPP_N | External | Summer | B7 | 400 | 210 | 0 | 53.87 | 58.13 | 8 | 0
2035 | RMPA_2_SPP_N | RMPA | SPP_N | External | Summer | B8 | 500 | 210 | 0 | 53.87 | 50.6 | 8 | 0
2035 | RMPA_2_SPP_N | RMPA | SPP_N | External | Summer | B9 | 800 | 210 | 0 | 53.76 | 48.77 | 8 | 0
2035 | RMPA_2_SPP_N | RMPA | SPP_N | External | Summer | B10 | 1262 | 210 | 0 | 46.64 | 41.65 | 8 | 0
2035 | RMPA_2_SPP_N | RMPA | SPP_N | External | Winter | B16 | 25 | 210 | 0 | 62.86 | 57.59 | 8 | 0
2035 | RMPA_2_SPP_N | RMPA | SPP_N | External | Winter | B17 | 100 | 210 | 0 | 60.97 | 51.74 | 8 | 0
2035 | RMPA_2_SPP_N | RMPA | SPP_N | External | Winter | B18 | 400 | 210 | 0 | 59.22 | 51.74 | 8 | 0
2035 | RMPA_2_SPP_N | RMPA | SPP_N | External | Winter | B19 | 700 | 210 | 0 | 59.22 | 50.71 | 8 | 0
2035 | RMPA_2_SPP_N | RMPA | SPP_N | External | Winter | B20 | 935 | 210 | 0 | 45.13 | 40.13 | 8 | 0
2035 | SPP_N_2_RMPA | SPP_N | RMPA | External | Shoulder | B11 | 25 | 210 | 0 | 80.81 | 56.34 | 5 | 0
2035 | SPP_N_2_RMPA | SPP_N | RMPA | External | Shoulder | B12 | 200 | 210 | 0 | 53.24 | 56.34 | 5 | 0
2035 | SPP_N_2_RMPA | SPP_N | RMPA | External | Shoulder | B13 | 600 | 210 | 210 | 51.02 | 56.04 | 5 | 0.01
2035 | SPP_N_2_RMPA | SPP_N | RMPA | External | Shoulder | B14 | 900 | 210 | 210 | 47.58 | 56.04 | 5 | 3.45
2035 | SPP_N_2_RMPA | SPP_N | RMPA | External | Shoulder | B15 | 1203 | 210 | 210 | 41.48 | 49.18 | 5 | 2.71
2035 | SPP_N_2_RMPA | SPP_N | RMPA | External | Summer | B1 | 10 | 210 | 0 | 81.3 | 82.39 | 5 | 0
2035 | SPP_N_2_RMPA | SPP_N | RMPA | External | Summer | B2 | 25 | 210 | 0 | 81.3 | 82.31 | 5 | 0
2035 | SPP_N_2_RMPA | SPP_N | RMPA | External | Summer | B3 | 75 | 210 | 0 | 81.39 | 82.39 | 5 | 0
2035 | SPP_N_2_RMPA | SPP_N | RMPA | External | Summer | B4 | 100 | 210 | 0 | 81.3 | 70.2 | 5 | 0
2035 | SPP_N_2_RMPA | SPP_N | RMPA | External | Summer | B5 | 200 | 210 | 0 | 81.3 | 64.56 | 5 | 0
2035 | SPP_N_2_RMPA | SPP_N | RMPA | External | Summer | B6 | 300 | 210 | 0 | 72.22 | 53.87 | 5 | 0
2035 | SPP_N_2_RMPA | SPP_N | RMPA | External | Summer | B7 | 400 | 210 | 0 | 58.13 | 53.87 | 5 | 0
2035 | SPP_N_2_RMPA | SPP_N | RMPA | External | Summer | B8 | 500 | 210 | 0 | 50.6 | 53.87 | 5 | 0
2035 | SPP_N_2_RMPA | SPP_N | RMPA | External | Summer | B9 | 800 | 210 | 0 | 48.77 | 53.76 | 5 | 0
2035 | SPP_N_2_RMPA | SPP_N | RMPA | External | Summer | B10 | 1262 | 210 | 0 | 41.65 | 46.64 | 5 | 0
2035 | SPP_N_2_RMPA | SPP_N | RMPA | External | Winter | B16 | 25 | 210 | 210 | 57.59 | 62.86 | 5 | 0.26
2035 | SPP_N_2_RMPA | SPP_N | RMPA | External | Winter | B17 | 100 | 210 | 210 | 51.74 | 60.97 | 5 | 4.23
2035 | SPP_N_2_RMPA | SPP_N | RMPA | External | Winter | B18 | 400 | 210 | 210 | 51.74 | 59.22 | 5 | 2.48
2035 | SPP_N_2_RMPA | SPP_N | RMPA | External | Winter | B19 | 700 | 210 | 210 | 50.71 | 59.22 | 5 | 3.51
2035 | SPP_N_2_RMPA | SPP_N | RMPA | External | Winter | B20 | 935 | 210 | 59.67 | 40.13 | 45.13 | 5 | 0
2035 | SPP_S_2_ERCOT | SPP_S | ERCOT | External | Shoulder | B11 | 25 | 800 | 0 | 69.88 | 74.05 | 5 | 0
2035 | SPP_S_2_ERCOT | SPP_S | ERCOT | External | Shoulder | B12 | 200 | 800 | 0 | 50.75 | 50.56 | 5 | 0
2035 | SPP_S_2_ERCOT | SPP_S | ERCOT | External | Shoulder | B13 | 600 | 800 | 0 | 50.63 | 50.56 | 5 | 0
2035 | SPP_S_2_ERCOT | SPP_S | ERCOT | External | Shoulder | B14 | 900 | 800 | 0 | 47.57 | 50.56 | 5 | 0
2035 | SPP_S_2_ERCOT | SPP_S | ERCOT | External | Shoulder | B15 | 1203 | 800 | 388.32 | 41.49 | 46.49 | 5 | 0
2035 | SPP_S_2_ERCOT | SPP_S | ERCOT | External | Summer | B1 | 10 | 800 | 800 | 57.93 | 71.73 | 5 | 8.8
2035 | SPP_S_2_ERCOT | SPP_S | ERCOT | External | Summer | B2 | 25 | 800 | 0 | 70.59 | 71.73 | 5 | 0
2035 | SPP_S_2_ERCOT | SPP_S | ERCOT | External | Summer | B3 | 75 | 800 | 0 | 71.18 | 71.73 | 5 | 0
2035 | SPP_S_2_ERCOT | SPP_S | ERCOT | External | Summer | B4 | 100 | 800 | 0 | 71.18 | 71.73 | 5 | 0
2035 | SPP_S_2_ERCOT | SPP_S | ERCOT | External | Summer | B5 | 200 | 800 | 0 | 70.59 | 71.73 | 5 | 0
2035 | SPP_S_2_ERCOT | SPP_S | ERCOT | External | Summer | B6 | 300 | 800 | 0 | 70.59 | 71.73 | 5 | 0
2035 | SPP_S_2_ERCOT | SPP_S | ERCOT | External | Summer | B7 | 400 | 800 | 0 | 57.19 | 53.44 | 5 | 0
2035 | SPP_S_2_ERCOT | SPP_S | ERCOT | External | Summer | B8 | 500 | 800 | 0 | 50.59 | 49 | 5 | 0
2035 | SPP_S_2_ERCOT | SPP_S | ERCOT | External | Summer | B9 | 800 | 800 | 0 | 48.78 | 49 | 5 | 0
2035 | SPP_S_2_ERCOT | SPP_S | ERCOT | External | Summer | B10 | 1262 | 800 | 800 | 41.67 | 49 | 5 | 2.33
2035 | SPP_S_2_ERCOT | SPP_S | ERCOT | External | Winter | B16 | 25 | 800 | 0 | 54.52 | 58.73 | 5 | 0
2035 | SPP_S_2_ERCOT | SPP_S | ERCOT | External | Winter | B17 | 100 | 800 | 0 | 51.74 | 53.83 | 5 | 0
2035 | SPP_S_2_ERCOT | SPP_S | ERCOT | External | Winter | B18 | 400 | 800 | 0 | 51.74 | 53.83 | 5 | 0
2035 | SPP_S_2_ERCOT | SPP_S | ERCOT | External | Winter | B19 | 700 | 800 | 0 | 49.75 | 53.83 | 5 | 0
2035 | SPP_S_2_ERCOT | SPP_S | ERCOT | External | Winter | B20 | 935 | 800 | 0 | 40.14 | 42.75 | 5 | 0
2040 | AZ_NM_SNV_Coal_2_SPP_S | AZ_NM_SNV_Coal | SPP_S | External | Shoulder | B11 | 25 | 400 | 0 | 78.81 | 79.26 | 8.17 | 0
2040 | AZ_NM_SNV_Coal_2_SPP_S | AZ_NM_SNV_Coal | SPP_S | External | Shoulder | B12 | 200 | 400 | 0 | 68.41 | 57.04 | 8.17 | 0
2040 | AZ_NM_SNV_Coal_2_SPP_S | AZ_NM_SNV_Coal | SPP_S | External | Shoulder | B13 | 600 | 400 | 0 | 68.4 | 56.91 | 8.17 | 0
2040 | AZ_NM_SNV_Coal_2_SPP_S | AZ_NM_SNV_Coal | SPP_S | External | Shoulder | B14 | 900 | 400 | 0 | 68.39 | 52.11 | 8.17 | 0
2040 | AZ_NM_SNV_Coal_2_SPP_S | AZ_NM_SNV_Coal | SPP_S | External | Shoulder | B15 | 1203 | 400 | 0 | 58.84 | 42.5 | 8.17 | 0
2040 | AZ_NM_SNV_Coal_2_SPP_S | AZ_NM_SNV_Coal | SPP_S | External | Summer | B1 | 10 | 400 | 0 | 123.3 | 60.1 | 8.17 | 0
2040 | AZ_NM_SNV_Coal_2_SPP_S | AZ_NM_SNV_Coal | SPP_S | External | Summer | B2 | 25 | 400 | 0 | 114.23 | 79.58 | 8.17 | 0
2040 | AZ_NM_SNV_Coal_2_SPP_S | AZ_NM_SNV_Coal | SPP_S | External | Summer | B3 | 75 | 400 | 0 | 114.23 | 80.25 | 8.17 | 0
2040 | AZ_NM_SNV_Coal_2_SPP_S | AZ_NM_SNV_Coal | SPP_S | External | Summer | B4 | 100 | 400 | 0 | 114.23 | 80.25 | 8.17 | 0
2040 | AZ_NM_SNV_Coal_2_SPP_S | AZ_NM_SNV_Coal | SPP_S | External | Summer | B5 | 200 | 400 | 0 | 84.1 | 79.58 | 8.17 | 0
2040 | AZ_NM_SNV_Coal_2_SPP_S | AZ_NM_SNV_Coal | SPP_S | External | Summer | B6 | 300 | 400 | 0 | 77.09 | 76.85 | 8.17 | 0
2040 | AZ_NM_SNV_Coal_2_SPP_S | AZ_NM_SNV_Coal | SPP_S | External | Summer | B7 | 400 | 400 | 0 | 76.87 | 60.1 | 8.17 | 0
2040 | AZ_NM_SNV_Coal_2_SPP_S | AZ_NM_SNV_Coal | SPP_S | External | Summer | B8 | 500 | 400 | 0 | 76.87 | 55.02 | 8.17 | 0
2040 | AZ_NM_SNV_Coal_2_SPP_S | AZ_NM_SNV_Coal | SPP_S | External | Summer | B9 | 800 | 400 | 0 | 76.76 | 54.79 | 8.17 | 0
2040 | AZ_NM_SNV_Coal_2_SPP_S | AZ_NM_SNV_Coal | SPP_S | External | Summer | B10 | 1262 | 400 | 0 | 56.55 | 42.78 | 8.17 | 0
2040 | AZ_NM_SNV_Coal_2_SPP_S | AZ_NM_SNV_Coal | SPP_S | External | Winter | B16 | 25 | 400 | 0 | 81.71 | 61.25 | 8.17 | 0
2040 | AZ_NM_SNV_Coal_2_SPP_S | AZ_NM_SNV_Coal | SPP_S | External | Winter | B17 | 100 | 400 | 0 | 73.14 | 57.91 | 8.17 | 0
2040 | AZ_NM_SNV_Coal_2_SPP_S | AZ_NM_SNV_Coal | SPP_S | External | Winter | B18 | 400 | 400 | 0 | 72.73 | 58.39 | 8.17 | 0
2040 | AZ_NM_SNV_Coal_2_SPP_S | AZ_NM_SNV_Coal | SPP_S | External | Winter | B19 | 700 | 400 | 0 | 72.73 | 55.45 | 8.17 | 0
2040 | AZ_NM_SNV_Coal_2_SPP_S | AZ_NM_SNV_Coal | SPP_S | External | Winter | B20 | 935 | 400 | 0 | 63.8 | 40.52 | 8.17 | 0
2040 | MAPP_US_2_RMPA | MAPP_US | RMPA | External | Shoulder | B11 | 25 | 200 | 0 | 76.39 | 62.87 | 8 | 0
2040 | MAPP_US_2_RMPA | MAPP_US | RMPA | External | Shoulder | B12 | 200 | 200 | 200 | 50.87 | 62.87 | 8 | 4
2040 | MAPP_US_2_RMPA | MAPP_US | RMPA | External | Shoulder | B13 | 600 | 200 | 200 | 49.89 | 60.23 | 8 | 2.35
2040 | MAPP_US_2_RMPA | MAPP_US | RMPA | External | Shoulder | B14 | 900 | 200 | 200 | 45.11 | 60.22 | 8 | 7.11
2040 | MAPP_US_2_RMPA | MAPP_US | RMPA | External | Shoulder | B15 | 1203 | 200 | 200 | 35.48 | 48.66 | 8 | 5.18
2040 | MAPP_US_2_RMPA | MAPP_US | RMPA | External | Summer | B1 | 10 | 200 | 0 | 86.58 | 91.4 | 8 | 0
2040 | MAPP_US_2_RMPA | MAPP_US | RMPA | External | Summer | B2 | 25 | 200 | 0 | 83.75 | 91.4 | 8 | 0
2040 | MAPP_US_2_RMPA | MAPP_US | RMPA | External | Summer | B3 | 75 | 200 | 200 | 82.88 | 91.4 | 8 | 0.52
2040 | MAPP_US_2_RMPA | MAPP_US | RMPA | External | Summer | B4 | 100 | 200 | 0 | 81.3 | 76.76 | 8 | 0
2040 | MAPP_US_2_RMPA | MAPP_US | RMPA | External | Summer | B5 | 200 | 200 | 0 | 79.08 | 60.43 | 8 | 0
2040 | MAPP_US_2_RMPA | MAPP_US | RMPA | External | Summer | B6 | 300 | 200 | 0 | 62.84 | 60.13 | 8 | 0
2040 | MAPP_US_2_RMPA | MAPP_US | RMPA | External | Summer | B7 | 400 | 200 | 200 | 48.19 | 60.13 | 8 | 3.94
2040 | MAPP_US_2_RMPA | MAPP_US | RMPA | External | Summer | B8 | 500 | 200 | 200 | 44.91 | 60.13 | 8 | 7.22
2040 | MAPP_US_2_RMPA | MAPP_US | RMPA | External | Summer | B9 | 800 | 200 | 200 | 40.78 | 59.77 | 8 | 10.99
2040 | MAPP_US_2_RMPA | MAPP_US | RMPA | External | Summer | B10 | 1262 | 200 | 200 | 33.11 | 43.32 | 8 | 2.21
2040 | MAPP_US_2_RMPA | MAPP_US | RMPA | External | Winter | B16 | 25 | 200 | 200 | 49.15 | 73.52 | 8 | 16.37
2040 | MAPP_US_2_RMPA | MAPP_US | RMPA | External | Winter | B17 | 100 | 200 | 200 | 49.15 | 68.06 | 8 | 10.91
2040 | MAPP_US_2_RMPA | MAPP_US | RMPA | External | Winter | B18 | 400 | 200 | 200 | 51.39 | 64.57 | 8 | 5.18
2040 | MAPP_US_2_RMPA | MAPP_US | RMPA | External | Winter | B19 | 700 | 200 | 200 | 49.15 | 64.57 | 8 | 7.41
2040 | MAPP_US_2_RMPA | MAPP_US | RMPA | External | Winter | B20 | 935 | 200 | 200 | 33.5 | 43.42 | 8 | 1.92
2040 | NE_2_RMPA | NE | RMPA | External | Shoulder | B11 | 25 | 310 | 0 | 90.37 | 62.87 | 5 | 0
2040 | NE_2_RMPA | NE | RMPA | External | Shoulder | B12 | 200 | 310 | 70.05 | 57.87 | 62.87 | 5 | 0
2040 | NE_2_RMPA | NE | RMPA | External | Shoulder | B13 | 600 | 310 | 0 | 56.89 | 60.23 | 5 | 0
2040 | NE_2_RMPA | NE | RMPA | External | Shoulder | B14 | 900 | 310 | 310 | 52.11 | 60.22 | 5 | 3.11
2040 | NE_2_RMPA | NE | RMPA | External | Shoulder | B15 | 1203 | 310 | 310 | 42.48 | 48.66 | 5 | 1.18
2040 | NE_2_RMPA | NE | RMPA | External | Summer | B1 | 10 | 310 | 0 | 90.77 | 91.4 | 5 | 0
2040 | NE_2_RMPA | NE | RMPA | External | Summer | B2 | 25 | 310 | 0 | 90.75 | 91.4 | 5 | 0
2040 | NE_2_RMPA | NE | RMPA | External | Summer | B3 | 75 | 310 | 0 | 90.75 | 91.4 | 5 | 0
2040 | NE_2_RMPA | NE | RMPA | External | Summer | B4 | 100 | 310 | 0 | 90.75 | 76.76 | 5 | 0
2040 | NE_2_RMPA | NE | RMPA | External | Summer | B5 | 200 | 310 | 0 | 90.75 | 60.43 | 5 | 0
2040 | NE_2_RMPA | NE | RMPA | External | Summer | B6 | 300 | 310 | 0 | 76.82 | 60.13 | 5 | 0
2040 | NE_2_RMPA | NE | RMPA | External | Summer | B7 | 400 | 310 | 0 | 60.1 | 60.13 | 5 | 0
2040 | NE_2_RMPA | NE | RMPA | External | Summer | B8 | 500 | 310 | 310 | 55.02 | 60.13 | 5 | 0.11
2040 | NE_2_RMPA | NE | RMPA | External | Summer | B9 | 800 | 310 | 59.69 | 54.77 | 59.77 | 5 | 0
2040 | NE_2_RMPA | NE | RMPA | External | Summer | B10 | 1262 | 310 | 0 | 40.11 | 43.32 | 5 | 0
2040 | NE_2_RMPA | NE | RMPA | External | Winter | B16 | 25 | 310 | 310 | 64.28 | 73.52 | 5 | 4.25
2040 | NE_2_RMPA | NE | RMPA | External | Winter | B17 | 100 | 310 | 310 | 57.89 | 68.06 | 5 | 5.17
2040 | NE_2_RMPA | NE | RMPA | External | Winter | B18 | 400 | 310 | 310 | 58.39 | 64.57 | 5 | 1.18
2040 | NE_2_RMPA | NE | RMPA | External | Winter | B19 | 700 | 310 | 310 | 55.8 | 64.57 | 5 | 3.76
2040 | NE_2_RMPA | NE | RMPA | External | Winter | B20 | 935 | 310 | 0 | 40.5 | 43.42 | 5 | 0
2040 | NWPP_Coal_2_MAPP_US | NWPP_Coal | MAPP_US | External | Shoulder | B11 | 25 | 150 | 112.04 | 68.39 | 76.39 | 8 | 0
2040 | NWPP_Coal_2_MAPP_US | NWPP_Coal | MAPP_US | External | Shoulder | B12 | 200 | 150 | 0 | 68.39 | 50.87 | 8 | 0
2040 | NWPP_Coal_2_MAPP_US | NWPP_Coal | MAPP_US | External | Shoulder | B13 | 600 | 150 | 0 | 68.39 | 49.89 | 8 | 0
2040 | NWPP_Coal_2_MAPP_US | NWPP_Coal | MAPP_US | External | Shoulder | B14 | 900 | 150 | 0 | 68.39 | 45.11 | 8 | 0
2040 | NWPP_Coal_2_MAPP_US | NWPP_Coal | MAPP_US | External | Shoulder | B15 | 1203 | 150 | 0 | 68.39 | 35.48 | 8 | 0
2040 | NWPP_Coal_2_MAPP_US | NWPP_Coal | MAPP_US | External | Summer | B1 | 10 | 150 | 150 | 68.91 | 86.58 | 8 | 9.67
2040 | NWPP_Coal_2_MAPP_US | NWPP_Coal | MAPP_US | External | Summer | B2 | 25 | 150 | 150 | 68.59 | 83.75 | 8 | 7.16
2040 | NWPP_Coal_2_MAPP_US | NWPP_Coal | MAPP_US | External | Summer | B3 | 75 | 150 | 150 | 68.59 | 82.88 | 8 | 6.29
2040 | NWPP_Coal_2_MAPP_US | NWPP_Coal | MAPP_US | External | Summer | B4 | 100 | 150 | 150 | 68.59 | 81.3 | 8 | 4.71
2040 | NWPP_Coal_2_MAPP_US | NWPP_Coal | MAPP_US | External | Summer | B5 | 200 | 150 | 150 | 68.59 | 79.08 | 8 | 2.48
2040 | NWPP_Coal_2_MAPP_US | NWPP_Coal | MAPP_US | External | Summer | B6 | 300 | 150 | 0 | 68.59 | 62.84 | 8 | 0
2040 | NWPP_Coal_2_MAPP_US | NWPP_Coal | MAPP_US | External | Summer | B7 | 400 | 150 | 0 | 68.59 | 48.19 | 8 | 0
2040 | NWPP_Coal_2_MAPP_US | NWPP_Coal | MAPP_US | External | Summer | B8 | 500 | 150 | 0 | 68.59 | 44.91 | 8 | 0
2040 | NWPP_Coal_2_MAPP_US | NWPP_Coal | MAPP_US | External | Summer | B9 | 800 | 150 | 0 | 68.59 | 40.78 | 8 | 0
2040 | NWPP_Coal_2_MAPP_US | NWPP_Coal | MAPP_US | External | Summer | B10 | 1262 | 150 | 0 | 68.59 | 33.11 | 8 | 0
2040 | NWPP_Coal_2_MAPP_US | NWPP_Coal | MAPP_US | External | Winter | B16 | 25 | 150 | 0 | 81.69 | 49.15 | 8 | 0
2040 | NWPP_Coal_2_MAPP_US | NWPP_Coal | MAPP_US | External | Winter | B17 | 100 | 150 | 0 | 73.13 | 49.15 | 8 | 0
2040 | NWPP_Coal_2_MAPP_US | NWPP_Coal | MAPP_US | External | Winter | B18 | 400 | 150 | 0 | 73.13 | 51.39 | 8 | 0
2040 | NWPP_Coal_2_MAPP_US | NWPP_Coal | MAPP_US | External | Winter | B19 | 700 | 150 | 0 | 73.13 | 49.15 | 8 | 0
2040 | NWPP_Coal_2_MAPP_US | NWPP_Coal | MAPP_US | External | Winter | B20 | 935 | 150 | 0 | 73.13 | 33.5 | 8 | 0
2040 | RMPA_2_MAPP_US | RMPA | MAPP_US | External | Shoulder | B11 | 25 | 200 | 200 | 62.87 | 76.39 | 8 | 5.52
2040 | RMPA_2_MAPP_US | RMPA | MAPP_US | External | Shoulder | B12 | 200 | 200 | 0 | 62.87 | 50.87 | 8 | 0
2040 | RMPA_2_MAPP_US | RMPA | MAPP_US | External | Shoulder | B13 | 600 | 200 | 0 | 60.23 | 49.89 | 8 | 0
2040 | RMPA_2_MAPP_US | RMPA | MAPP_US | External | Shoulder | B14 | 900 | 200 | 0 | 60.22 | 45.11 | 8 | 0
2040 | RMPA_2_MAPP_US | RMPA | MAPP_US | External | Shoulder | B15 | 1203 | 200 | 0 | 48.66 | 35.48 | 8 | 0
2040 | RMPA_2_MAPP_US | RMPA | MAPP_US | External | Summer | B1 | 10 | 200 | 0 | 91.4 | 86.58 | 8 | 0
2040 | RMPA_2_MAPP_US | RMPA | MAPP_US | External | Summer | B2 | 25 | 200 | 0 | 91.4 | 83.75 | 8 | 0
2040 | RMPA_2_MAPP_US | RMPA | MAPP_US | External | Summer | B3 | 75 | 200 | 0 | 91.4 | 82.88 | 8 | 0
2040 | RMPA_2_MAPP_US | RMPA | MAPP_US | External | Summer | B4 | 100 | 200 | 0 | 76.76 | 81.3 | 8 | 0
2040 | RMPA_2_MAPP_US | RMPA | MAPP_US | External | Summer | B5 | 200 | 200 | 200 | 60.43 | 79.08 | 8 | 10.65
2040 | RMPA_2_MAPP_US | RMPA | MAPP_US | External | Summer | B6 | 300 | 200 | 0 | 60.13 | 62.84 | 8 | 0
2040 | RMPA_2_MAPP_US | RMPA | MAPP_US | External | Summer | B7 | 400 | 200 | 0 | 60.13 | 48.19 | 8 | 0
2040 | RMPA_2_MAPP_US | RMPA | MAPP_US | External | Summer | B8 | 500 | 200 | 0 | 60.13 | 44.91 | 8 | 0
2040 | RMPA_2_MAPP_US | RMPA | MAPP_US | External | Summer | B9 | 800 | 200 | 0 | 59.77 | 40.78 | 8 | 0
2040 | RMPA_2_MAPP_US | RMPA | MAPP_US | External | Summer | B10 | 1262 | 200 | 0 | 43.32 | 33.11 | 8 | 0
2040 | RMPA_2_MAPP_US | RMPA | MAPP_US | External | Winter | B16 | 25 | 200 | 0 | 73.52 | 49.15 | 8 | 0
2040 | RMPA_2_MAPP_US | RMPA | MAPP_US | External | Winter | B17 | 100 | 200 | 0 | 68.06 | 49.15 | 8 | 0
2040 | RMPA_2_MAPP_US | RMPA | MAPP_US | External | Winter | B18 | 400 | 200 | 0 | 64.57 | 51.39 | 8 | 0
2040 | RMPA_2_MAPP_US | RMPA | MAPP_US | External | Winter | B19 | 700 | 200 | 0 | 64.57 | 49.15 | 8 | 0
2040 | RMPA_2_MAPP_US | RMPA | MAPP_US | External | Winter | B20 | 935 | 200 | 0 | 43.42 | 33.5 | 8 | 0
2040 | RMPA_2_NE | RMPA | NE | External | Shoulder | B11 | 25 | 310 | 310 | 62.87 | 90.37 | 8 | 19.5
2040 | RMPA_2_NE | RMPA | NE | External | Shoulder | B12 | 200 | 310 | 0 | 62.87 | 57.87 | 8 | 0
2040 | RMPA_2_NE | RMPA | NE | External | Shoulder | B13 | 600 | 310 | 0 | 60.23 | 56.89 | 8 | 0
2040 | RMPA_2_NE | RMPA | NE | External | Shoulder | B14 | 900 | 310 | 0 | 60.22 | 52.11 | 8 | 0
2040 | RMPA_2_NE | RMPA | NE | External | Shoulder | B15 | 1203 | 310 | 0 | 48.66 | 42.48 | 8 | 0
2040 | RMPA_2_NE | RMPA | NE | External | Summer | B1 | 10 | 310 | 0 | 91.4 | 90.77 | 8 | 0
2040 | RMPA_2_NE | RMPA | NE | External | Summer | B2 | 25 | 310 | 0 | 91.4 | 90.75 | 8 | 0
2040 | RMPA_2_NE | RMPA | NE | External | Summer | B3 | 75 | 310 | 0 | 91.4 | 90.75 | 8 | 0
2040 | RMPA_2_NE | RMPA | NE | External | Summer | B4 | 100 | 310 | 310 | 76.76 | 90.75 | 8 | 5.99
2040 | RMPA_2_NE | RMPA | NE | External | Summer | B5 | 200 | 310 | 310 | 60.43 | 90.75 | 8 | 22.32
2040 | RMPA_2_NE | RMPA | NE | External | Summer | B6 | 300 | 310 | 310 | 60.13 | 76.82 | 8 | 8.69
2040 | RMPA_2_NE | RMPA | NE | External | Summer | B7 | 400 | 310 | 0 | 60.13 | 60.1 | 8 | 0
2040 | RMPA_2_NE | RMPA | NE | External | Summer | B8 | 500 | 310 | 0 | 60.13 | 55.02 | 8 | 0
2040 | RMPA_2_NE | RMPA | NE | External | Summer | B9 | 800 | 310 | 0 | 59.77 | 54.77 | 8 | 0
2040 | RMPA_2_NE | RMPA | NE | External | Summer | B10 | 1262 | 310 | 0 | 43.32 | 40.11 | 8 | 0
2040 | RMPA_2_NE | RMPA | NE | External | Winter | B16 | 25 | 310 | 0 | 73.52 | 64.28 | 8 | 0
2040 | RMPA_2_NE | RMPA | NE | External | Winter | B17 | 100 | 310 | 0 | 68.06 | 57.89 | 8 | 0
2040 | RMPA_2_NE | RMPA | NE | External | Winter | B18 | 400 | 310 | 0 | 64.57 | 58.39 | 8 | 0
2040 | RMPA_2_NE | RMPA | NE | External | Winter | B19 | 700 | 310 | 0 | 64.57 | 55.8 | 8 | 0
2040 | RMPA_2_NE | RMPA | NE | External | Winter | B20 | 935 | 310 | 0 | 43.42 | 40.5 | 8 | 0
2040 | RMPA_2_SPP_N | RMPA | SPP_N | External | Shoulder | B11 | 25 | 210 | 210 | 62.87 | 90.39 | 8 | 19.52
2040 | RMPA_2_SPP_N | RMPA | SPP_N | External | Shoulder | B12 | 200 | 210 | 0 | 62.87 | 57.88 | 8 | 0
2040 | RMPA_2_SPP_N | RMPA | SPP_N | External | Shoulder | B13 | 600 | 210 | 0 | 60.23 | 56.9 | 8 | 0
2040 | RMPA_2_SPP_N | RMPA | SPP_N | External | Shoulder | B14 | 900 | 210 | 0 | 60.22 | 52.12 | 8 | 0
2040 | RMPA_2_SPP_N | RMPA | SPP_N | External | Shoulder | B15 | 1203 | 210 | 0 | 48.66 | 42.49 | 8 | 0
2040 | RMPA_2_SPP_N | RMPA | SPP_N | External | Summer | B1 | 10 | 210 | 0 | 91.4 | 90.76 | 8 | 0
2040 | RMPA_2_SPP_N | RMPA | SPP_N | External | Summer | B2 | 25 | 210 | 0 | 91.4 | 90.76 | 8 | 0
2040 | RMPA_2_SPP_N | RMPA | SPP_N | External | Summer | B3 | 75 | 210 | 0 | 91.4 | 90.76 | 8 | 0
2040 | RMPA_2_SPP_N | RMPA | SPP_N | External | Summer | B4 | 100 | 210 | 210 | 76.76 | 90.76 | 8 | 6
2040 | RMPA_2_SPP_N | RMPA | SPP_N | External | Summer | B5 | 200 | 210 | 210 | 60.43 | 90.76 | 8 | 22.33
2040 | RMPA_2_SPP_N | RMPA | SPP_N | External | Summer | B6 | 300 | 210 | 210 | 60.13 | 76.84 | 8 | 8.71
2040 | RMPA_2_SPP_N | RMPA | SPP_N | External | Summer | B7 | 400 | 210 | 0 | 60.13 | 60.11 | 8 | 0
2040 | RMPA_2_SPP_N | RMPA | SPP_N | External | Summer | B8 | 500 | 210 | 0 | 60.13 | 55.03 | 8 | 0
2040 | RMPA_2_SPP_N | RMPA | SPP_N | External | Summer | B9 | 800 | 210 | 0 | 59.77 | 54.78 | 8 | 0
2040 | RMPA_2_SPP_N | RMPA | SPP_N | External | Summer | B10 | 1262 | 210 | 0 | 43.32 | 42.77 | 8 | 0
2040 | RMPA_2_SPP_N | RMPA | SPP_N | External | Winter | B16 | 25 | 210 | 0 | 73.52 | 64.29 | 8 | 0
2040 | RMPA_2_SPP_N | RMPA | SPP_N | External | Winter | B17 | 100 | 210 | 0 | 68.06 | 57.9 | 8 | 0
2040 | RMPA_2_SPP_N | RMPA | SPP_N | External | Winter | B18 | 400 | 210 | 0 | 64.57 | 58.4 | 8 | 0
2040 | RMPA_2_SPP_N | RMPA | SPP_N | External | Winter | B19 | 700 | 210 | 0 | 64.57 | 55.81 | 8 | 0
2040 | RMPA_2_SPP_N | RMPA | SPP_N | External | Winter | B20 | 935 | 210 | 0 | 43.42 | 40.51 | 8 | 0
2040 | SPP_N_2_RMPA | SPP_N | RMPA | External | Shoulder | B11 | 25 | 210 | 0 | 90.39 | 62.87 | 5 | 0
2040 | SPP_N_2_RMPA | SPP_N | RMPA | External | Shoulder | B12 | 200 | 210 | 0 | 57.88 | 62.87 | 5 | 0
2040 | SPP_N_2_RMPA | SPP_N | RMPA | External | Shoulder | B13 | 600 | 210 | 0 | 56.9 | 60.23 | 5 | 0
2040 | SPP_N_2_RMPA | SPP_N | RMPA | External | Shoulder | B14 | 900 | 210 | 210 | 52.12 | 60.22 | 5 | 3.1
2040 | SPP_N_2_RMPA | SPP_N | RMPA | External | Shoulder | B15 | 1203 | 210 | 210 | 42.49 | 48.66 | 5 | 1.17
2040 | SPP_N_2_RMPA | SPP_N | RMPA | External | Summer | B1 | 10 | 210 | 0 | 90.76 | 91.4 | 5 | 0
2040 | SPP_N_2_RMPA | SPP_N | RMPA | External | Summer | B2 | 25 | 210 | 0 | 90.76 | 91.4 | 5 | 0
2040 | SPP_N_2_RMPA | SPP_N | RMPA | External | Summer | B3 | 75 | 210 | 0 | 90.76 | 91.4 | 5 | 0
2040 | SPP_N_2_RMPA | SPP_N | RMPA | External | Summer | B4 | 100 | 210 | 0 | 90.76 | 76.76 | 5 | 0
2040 | SPP_N_2_RMPA | SPP_N | RMPA | External | Summer | B5 | 200 | 210 | 0 | 90.76 | 60.43 | 5 | 0
2040 | SPP_N_2_RMPA | SPP_N | RMPA | External | Summer | B6 | 300 | 210 | 0 | 76.84 | 60.13 | 5 | 0
2040 | SPP_N_2_RMPA | SPP_N | RMPA | External | Summer | B7 | 400 | 210 | 0 | 60.11 | 60.13 | 5 | 0
2040 | SPP_N_2_RMPA | SPP_N | RMPA | External | Summer | B8 | 500 | 210 | 210 | 55.03 | 60.13 | 5 | 0.1
2040 | SPP_N_2_RMPA | SPP_N | RMPA | External | Summer | B9 | 800 | 210 | 0 | 54.78 | 59.77 | 5 | 0
2040 | SPP_N_2_RMPA | SPP_N | RMPA | External | Summer | B10 | 1262 | 210 | 0 | 42.77 | 43.32 | 5 | 0
2040 | SPP_N_2_RMPA | SPP_N | RMPA | External | Winter | B16 | 25 | 210 | 210 | 64.29 | 73.52 | 5 | 4.24
2040 | SPP_N_2_RMPA | SPP_N | RMPA | External | Winter | B17 | 100 | 210 | 210 | 57.9 | 68.06 | 5 | 5.16
2040 | SPP_N_2_RMPA | SPP_N | RMPA | External | Winter | B18 | 400 | 210 | 210 | 58.4 | 64.57 | 5 | 1.17
2040 | SPP_N_2_RMPA | SPP_N | RMPA | External | Winter | B19 | 700 | 210 | 210 | 55.81 | 64.57 | 5 | 3.75
2040 | SPP_N_2_RMPA | SPP_N | RMPA | External | Winter | B20 | 935 | 210 | 0 | 40.51 | 43.42 | 5 | 0
2040 | SPP_S_2_ERCOT | SPP_S | ERCOT | External | Shoulder | B11 | 25 | 800 | 0 | 79.26 | 83.39 | 5 | 0
2040 | SPP_S_2_ERCOT | SPP_S | ERCOT | External | Shoulder | B12 | 200 | 800 | 0 | 57.04 | 56.84 | 5 | 0
2040 | SPP_S_2_ERCOT | SPP_S | ERCOT | External | Shoulder | B13 | 600 | 800 | 0 | 56.91 | 56.84 | 5 | 0
2040 | SPP_S_2_ERCOT | SPP_S | ERCOT | External | Shoulder | B14 | 900 | 800 | 0 | 52.11 | 56.84 | 5 | 0
2040 | SPP_S_2_ERCOT | SPP_S | ERCOT | External | Shoulder | B15 | 1203 | 800 | 800 | 42.5 | 48.68 | 5 | 1.18
2040 | SPP_S_2_ERCOT | SPP_S | ERCOT | External | Summer | B1 | 10 | 800 | 800 | 60.1 | 80.81 | 5 | 15.72
2040 | SPP_S_2_ERCOT | SPP_S | ERCOT | External | Summer | B2 | 25 | 800 | 0 | 79.58 | 80.81 | 5 | 0
2040 | SPP_S_2_ERCOT | SPP_S | ERCOT | External | Summer | B3 | 75 | 800 | 0 | 80.25 | 80.81 | 5 | 0
2040 | SPP_S_2_ERCOT | SPP_S | ERCOT | External | Summer | B4 | 100 | 800 | 0 | 80.25 | 80.81 | 5 | 0
2040 | SPP_S_2_ERCOT | SPP_S | ERCOT | External | Summer | B5 | 200 | 800 | 0 | 79.58 | 80.81 | 5 | 0
2040 | SPP_S_2_ERCOT | SPP_S | ERCOT | External | Summer | B6 | 300 | 800 | 0 | 76.85 | 80.81 | 5 | 0
2040 | SPP_S_2_ERCOT | SPP_S | ERCOT | External | Summer | B7 | 400 | 800 | 0 | 60.1 | 60.13 | 5 | 0
2040 | SPP_S_2_ERCOT | SPP_S | ERCOT | External | Summer | B8 | 500 | 800 | 0 | 55.02 | 55.11 | 5 | 0
2040 | SPP_S_2_ERCOT | SPP_S | ERCOT | External | Summer | B9 | 800 | 800 | 0 | 54.79 | 55.11 | 5 | 0
2040 | SPP_S_2_ERCOT | SPP_S | ERCOT | External | Summer | B10 | 1262 | 800 | 800 | 42.78 | 50.55 | 5 | 2.77
2040 | SPP_S_2_ERCOT | SPP_S | ERCOT | External | Winter | B16 | 25 | 800 | 0 | 61.25 | 65.99 | 5 | 0
2040 | SPP_S_2_ERCOT | SPP_S | ERCOT | External | Winter | B17 | 100 | 800 | 0 | 57.91 | 60.45 | 5 | 0
2040 | SPP_S_2_ERCOT | SPP_S | ERCOT | External | Winter | B18 | 400 | 800 | 0 | 58.39 | 60.45 | 5 | 0
2040 | SPP_S_2_ERCOT | SPP_S | ERCOT | External | Winter | B19 | 700 | 800 | 110.34 | 55.45 | 60.45 | 5 | 0
2040 | SPP_S_2_ERCOT | SPP_S | ERCOT | External | Winter | B20 | 935 | 800 | 0 | 40.52 | 44.75 | 5 | 0