## Title
Future 7 Sensitivity 2: Nuclear Resurgence, High Load Growth
"The results presented herein use modeling assumptions developed by EIPC, EIPC stakeholders and CRA for purposes of EIPC capacity expansion modeling. As such, these results do not necessarily reflect the opinions or views of CRA or any individual EIPC stakeholder."

## Build Summary
EI New Build Summary
EI New Builds by Type
|  | Additions |  |  | Retirements
| 2010 | 2015 | 2020 | 2030 | 2015 | 2020 | 2030 | Total
Coal | 271.9155 | 8.4766 | 0 | 0.01545 | 56.6703 | 18.1774 | 0 | 205.5599
Nuclear | 99.849 | 9.8539 | 17.049 | 4.871 | 0 | 0.66796 | 1.6177 | 129.3372
CC | 132.682 | 30.0768 | 33.5306 | 84.2354 | 0.92357 | 0 | 0 | 279.6012
CT | 120.329 | 5.0498 | 14.166 | 22.9903 | 0.56085 | 0 | 0 | 161.9742
Steam Oil/Gas | 74.547 | 0 | 0 | 0 | 27.9633 | 0 | 0 | 46.5837
Hydro | 44.6048 | 0 | 0.504 | 1.8432 | 0 | 0 | 0 | 46.952
On-Shore Wind | 18.707 | 22.1949 | 15.2354 | 21.2097 | 0 | 0 | 0 | 77.347
Off-Shore Wind | 0 | 0.469 | 0 | 1.1 | 0 | 0 | 0 | 1.569
Other Renewable | 3.613 | 2.3484 | 3.4739 | 5.447 | 0 | 0 | 0 | 14.8822
New HQ/Maritimes | 0 | 0 | 0 | 0.5 | 0 | 0 | 0 | 0.5
Other | 17.054 | 0 | 0 | 0 | 0 | 0 | 0 | 17.054
Total w/o DR | 783.3012 | 78.4693 | 83.959 | 142.212 | 86.118 | 18.8453 | 1.6177 | 981.3605
DR | 33.1 | -0.05464 | 20.1006 | 32.2771 | 0 | 0 | 0 | 85.4231
Total w/DR | 816.4012 | 78.4147 | 104.0595 | 174.4891 | 86.118 | 18.8453 | 1.6177 | 1066.7836
EI New Builds by Region
| EI Cumulative New Builds |  |  |  | EI Cumulative New CCs |  |  |  | EI Cumulative New On-Shore Wind |  |  |  | EI Cumulative Coal Retirements
| 2015 | 2020 | 2030 |  |  | 2015 | 2020 | 2030 |  | 2015 | 2020 | 2030 |  | 2015 | 2020 | 2030
ENT | 1211.18 | 4364.81 | 9504.54 |  | ENT | 33.97 | 3117.21 | 8095.95 | ENT | 0 | 0 | 0 | ENT | 892.9 | 892.9 | 892.9
FRCC | 4336.37 | 11529.9 | 25082.56 |  | FRCC | 1516.9 | 5359.43 | 17597.09 | FRCC | 0 | 0 | 0 | FRCC | 694.4 | 1563.4 | 1563.4
IESO | 6143.58 | 6143.58 | 6144.08 |  | IESO | 1263 | 1263 | 1263 | IESO | 2105.9 | 2105.9 | 2105.9 | IESO | 6416 | 6416 | 6416
MAPP_CA | 1240.86 | 2351.47 | 4191.68 |  | MAPP_CA | 834.58 | 1921.65 | 1921.65 | MAPP_CA | 302.4 | 302.4 | 302.4 | MAPP_CA | 635.1 | 635.1 | 635.1
MAPP_US | 729.6 | 1517.42 | 2884.16 |  | MAPP_US | 0 | 0 | 0 | MAPP_US | 421.3 | 1209.12 | 1736.91 | MAPP_US | 288.5 | 288.5 | 288.5
MISO_IN | 618 | 4557.19 | 13248.76 |  | MISO_IN | 0 | 3667.16 | 12058.32 | MISO_IN | 0 | 0 | 0 | MISO_IN | 929.9 | 1360.9 | 1360.9
MISO_MI | 2164.34 | 2324.59 | 5445.63 |  | MISO_MI | 0 | 0 | 0 | MISO_MI | 2000 | 2000 | 3601.04 | MISO_MI | 1028 | 3953 | 3953
MISO_MO-IL | 2284.27 | 2284.27 | 2507.6 |  | MISO_MO-IL | 0 | 0 | 0 | MISO_MO-IL | 300 | 300 | 300 | MISO_MO-IL | 821.7 | 1721.7 | 1721.7
MISO_W | 2997.72 | 6128.63 | 12347.79 |  | MISO_W | 0 | 0 | 0 | MISO_W | 2800.5 | 5931.41 | 12078.9 | MISO_W | 780.05 | 2465.25 | 2465.25
MISO_WUMS | 1818.9 | 13329.66 | 24710.51 |  | MISO_WUMS | 0 | 3800.3 | 5363.85 | MISO_WUMS | 968.9 | 968.9 | 968.9 | MISO_WUMS | 1561.08 | 3532.38 | 3532.38
NE | 543.01 | 543.01 | 980.85 |  | NE | 0 | 0 | 350.72 | NE | 202 | 202 | 202 | NE | 0 | 0 | 0
NEISO | 3788.23 | 7843.32 | 11244.41 |  | NEISO | 2049.5 | 2049.5 | 2049.5 | NEISO | 231.2 | 3942.77 | 5280 | NEISO | 2250.13 | 2570.13 | 2570.13
NonRTO_Midwest | 0 | 929.43 | 3645.21 |  | NonRTO_Midwest | 0 | 401.21 | 2507.45 | NonRTO_Midwest | 0 | 0 | 0 | NonRTO_Midwest | 580.84 | 580.84 | 580.84
NYISO_A-F | 3399.8 | 4109.6 | 6526.51 |  | NYISO_A-F | 639 | 639 | 639 | NYISO_A-F | 2476.3 | 3186.1 | 5535.08 | NYISO_A-F | 2251.9 | 2251.9 | 2251.9
NYISO_G-I | 177.88 | 457.56 | 4529.32 |  | NYISO_G-I | 0 | 219.68 | 4217.11 | NYISO_G-I | 0 | 60 | 60 | NYISO_G-I | 368.2 | 368.2 | 368.2
NYISO_J-K | 1207.4 | 2101.38 | 5132 |  | NYISO_J-K | 1175.4 | 1175.4 | 1890.23 | NYISO_J-K | 0 | 0 | 0 | NYISO_J-K | 0 | 0 | 0
PJM_E | 6639.07 | 6771.97 | 8690.82 |  | PJM_E | 4634.3 | 4634.3 | 4634.3 | PJM_E | 1150 | 1150 | 1150 | PJM_E | 2804 | 3372 | 3372
PJM_ROM | 2681.79 | 7741.69 | 15827.13 |  | PJM_ROM | 1678.5 | 1678.5 | 1678.5 | PJM_ROM | 479.8 | 479.8 | 7040 | PJM_ROM | 8045.5 | 8045.5 | 8045.5
PJM_ROR | 15778.13 | 24255.46 | 46660.59 |  | PJM_ROR | 3077 | 9551.33 | 29596.17 | PJM_ROR | 8325.7 | 8325.7 | 9306.06 | PJM_ROR | 10844.22 | 15650.1 | 15650.1
SOCO | 5583.98 | 10729.96 | 21836.38 |  | SOCO | 5026.9 | 7972.88 | 18971.9 | SOCO | 0 | 0 | 0 | SOCO | 7724 | 7724 | 7724
SPP_N | 565.96 | 3017.6 | 8330.25 |  | SPP_N | 0 | 2451.64 | 5263.4 | SPP_N | 0 | 0 | 0 | SPP_N | 0 | 0 | 0
SPP_S | 1830.99 | 7898.3 | 14448.97 |  | SPP_S | 0 | 2431.06 | 7180.12 | SPP_S | 430 | 3766.25 | 5472.86 | SPP_S | 1434.83 | 1434.83 | 1434.83
TVA | 3458.76 | 10441.43 | 17886.58 |  | TVA | 1418 | 2805.64 | 8463.45 | TVA | 0 | 0 | 0 | TVA | 2494.02 | 4018 | 4018
VACAR | 9269.5 | 21056.07 | 32333.9 |  | VACAR | 6729.73 | 8468.51 | 14101.06 | VACAR | 0.9 | 3500 | 3500 | VACAR | 3825 | 6003 | 6003
| 78469.32 | 162428.3 | 304140.23 |  |  | 30076.78 | 63607.4 | 147842.77 |  | 22194.9 | 37430.35 | 58640.05 |  | 56670.27 | 74847.63 | 74847.63

## Generation
#1 | Total Generation (GWh)
Total Generation by Reporting Type: Entergy
ReportingType | 2015 | 2020 | 2025 | 2030 | 2035 | 2040
BM | 0 | 0 | 0 | 0 | 0 | 0
CC | 69137.62 | 99191.87 | 107482.38 | 121441.47 | 142411.79 | 171554.16
CSP | 0 | 0 | 0 | 0 | 0 | 0
CT | 0 | 0 | 0 | 0 | 0 | 0
Coal | 60807.84 | 50716.58 | 58057.44 | 60276.3 | 60276.3 | 60276.3
Geo | 0 | 0 | 0 | 0 | 0 | 0
H | 153 | 153 | 153 | 153 | 153 | 153
LFG | 63.07 | 63.07 | 909.81 | 909.81 | 909.81 | 909.81
Nuc | 44469.05 | 44469.05 | 44469.05 | 44469.05 | 37339.77 | 28898.11
PS | 25.66 | 27.14 | 44.84 | 44.84 | 44.84 | 27.14
PV | 0.57 | 136.22 | 220.94 | 239.49 | 258.62 | 283.07
PeakG | 0 | 0 | 62.86 | 44.03 | 23.91 | 23.91
PeakO | 0 | 0 | 0 | 0 | 0 | 0
ST | 0 | 0 | 0 | 0 | 0 | 0
STOG | 1727.58 | 1832.61 | 1930.15 | 1929.12 | 1991.67 | 1879.25
STWD | 0 | 0 | 0.09 | 1.85 | 1.85 | 43.57
WT | 315.27 | 315.27 | 315.27 | 315.27 | 315.27 | 315.27
IGCC | 0 | 0 | 0 | 0 | 0 | 0
DemandResponse | 0 | 0 | 0 | 0 | 0 | 0
IGCC-CCS | 0 | 0 | 0 | 0 | 0 | 0
WT_off | 0 | 0 | 0 | 0 | 0 | 0
PseudoUnit | 0 | 0 | 0 | 0 | 0 | 0
FixedInterchange | 0 | 0 | 0 | 0 | 0 | 0
Total Generation by Reporting Type: FRCC
ReportingType | 2015 | 2020 | 2025 | 2030 | 2035 | 2040
BM | 0 | 0 | 0 | 0 | 0 | 0
CC | 155624.45 | 165894.39 | 185576.76 | 223916.89 | 285219.5 | 270853.11
CSP | 0 | 0 | 0 | 0 | 0 | 0
CT | 505.66 | 789.66 | 843.84 | 559.18 | 312.09 | 300.82
Coal | 55973.26 | 53217.37 | 57197.36 | 57687.81 | 58035.14 | 58544.68
Geo | 0 | 0 | 0 | 0 | 0 | 0
H | 27.85 | 27.85 | 27.85 | 27.85 | 27.85 | 27.85
LFG | 3831.62 | 3831.62 | 5392.66 | 5392.66 | 5392.66 | 5392.66
Nuc | 33038.5 | 59140.76 | 67841.51 | 67841.51 | 54164.37 | 95995.94
PS | 0 | 0 | 0 | 0 | 0 | 0
PV | 134.03 | 134.03 | 134.03 | 134.03 | 134.03 | 134.03
PeakG | 356.75 | 284.23 | 362.44 | 195.66 | 113.93 | 103.42
PeakO | 0 | 0 | 0 | 0 | 0 | 0
ST | 0 | 0 | 0 | 0 | 0 | 0
STOG | 6343.59 | 4794.63 | 4750.37 | 4255.44 | 3386 | 2660.21
STWD | 0 | 79.27 | 79.27 | 131.92 | 131.92 | 131.92
WT | 0 | 0 | 0 | 0 | 0 | 0
IGCC | 0 | 0 | 0 | 0 | 0 | 0
DemandResponse | 0 | 0 | 0 | 0 | 0 | 0
IGCC-CCS | 0 | 0 | 0 | 0 | 0 | 0
WT_off | 0 | 0 | 0 | 0 | 0 | 0
PseudoUnit | 0 | 0 | 0 | 0 | 0 | 0
FixedInterchange | 0 | 0 | 0 | 0 | 0 | 0
Total Generation by Reporting Type: MAPP_US
ReportingType | 2015 | 2020 | 2025 | 2030 | 2035 | 2040
BM | 0 | 0 | 0 | 0 | 0 | 0
CC | 202.17 | 204.26 | 310.17 | 384.49 | 348.15 | 204.26
CSP | 0 | 0 | 0 | 0 | 0 | 0
CT | 0 | 0 | 3.17 | 103.71 | 130.45 | 17.27
Coal | 21865.2 | 23039.33 | 23664.79 | 24466.39 | 27139.15 | 29816.39
Geo | 354.6 | 354.6 | 354.6 | 354.6 | 354.6 | 354.6
H | 10150.02 | 10150.02 | 10150.02 | 10150.02 | 10150.02 | 10150.02
LFG | 15.77 | 15.77 | 580.79 | 580.79 | 580.79 | 580.79
Nuc | 0 | 0 | 0 | 0 | 0 | 0
PS | 0 | 0 | 0 | 0 | 0 | 0
PV | 0 | 0 | 0 | 0 | 0 | 0
PeakG | 44.1 | 90.12 | 169.51 | 207.16 | 270.16 | 143.89
PeakO | 0 | 0 | 0 | 0 | 0 | 0
ST | 0 | 0 | 0 | 0 | 0 | 0
STOG | 0 | 0 | 0 | 0 | 0 | 0
STWD | 0 | 0 | 0 | 0 | 0 | 0
WT | 5908.78 | 8664.4 | 9543.92 | 10510.48 | 11544.69 | 12581.77
IGCC | 0 | 0 | 0 | 0 | 0 | 0
DemandResponse | 0 | 0 | 0 | 0 | 0 | 0
IGCC-CCS | 0 | 0 | 0 | 0 | 0 | 0
WT_off | 0 | 0 | 0 | 0 | 0 | 0
PseudoUnit | 0 | 0 | 0 | 0 | 0 | 0
FixedInterchange | 0 | 0 | 0 | 0 | 0 | 0
Total Generation by Reporting Type: MISO_IN
ReportingType | 2015 | 2020 | 2025 | 2030 | 2035 | 2040
BM | 0 | 0 | 0 | 0 | 0 | 0
CC | 4340.02 | 35196.19 | 53437.34 | 79884.45 | 97121.77 | 103335.43
CSP | 0 | 0 | 0 | 0 | 0 | 0
CT | 0 | 0 | 0 | 0 | 0 | 0
Coal | 86885.75 | 88940.65 | 92160.23 | 94371.77 | 98007.89 | 98667.76
Geo | 0 | 0 | 0 | 0 | 0 | 0
H | 417.2 | 417.2 | 417.2 | 417.2 | 417.2 | 417.2
LFG | 291.71 | 291.71 | 923.41 | 923.41 | 923.41 | 923.41
Nuc | 0 | 0 | 0 | 0 | 0 | 0.01
PS | 0 | 0 | 0 | 0 | 0 | 0
PV | 0 | 452.76 | 766.46 | 819.42 | 895.15 | 970.03
PeakG | 0 | 25.81 | 90.35 | 90.35 | 90.35 | 140.2
PeakO | 0 | 0 | 0 | 0 | 0 | 0
ST | 0 | 0 | 0 | 0 | 0 | 0
STOG | 28.64 | 54.68 | 102.26 | 54.68 | 54.68 | 106.75
STWD | 0 | 0 | 0 | 0 | 0 | 0
WT | 1553.06 | 1553.06 | 1553.06 | 1553.06 | 1553.06 | 1553.06
IGCC | 4427.31 | 4427.31 | 4427.31 | 4427.31 | 4427.31 | 4427.31
DemandResponse | 0 | 0 | 0 | 0 | 0 | 0
IGCC-CCS | 0 | 0 | 0 | 0 | 0 | 0
WT_off | 0 | 0 | 0 | 0 | 0 | 0
PseudoUnit | 0 | 0 | 0 | 0 | 0 | 0
FixedInterchange | 0 | 0 | 0 | 0 | 0 | 0
Total Generation by Reporting Type: MISO_MI
ReportingType | 2015 | 2020 | 2025 | 2030 | 2035 | 2040
BM | 0 | 0 | 0 | 0 | 0 | 0
CC | 10873.2 | 14071.31 | 9362.83 | 9033.68 | 18600.79 | 28821.42
CSP | 0 | 0 | 0 | 0 | 0 | 0
CT | 0 | 0 | 0 | 0 | 0 | 0
Coal | 62519.99 | 47751.56 | 48670.16 | 50578.25 | 50578.25 | 50578.25
Geo | 0 | 0 | 0 | 0 | 0 | 0
H | 410 | 410 | 410 | 410 | 410 | 410
LFG | 1285.09 | 2548.5 | 2548.5 | 2548.5 | 2548.5 | 2548.5
Nuc | 15994.29 | 15994.29 | 27834.17 | 27834.17 | 21246.79 | 21246.79
PS | 603.94 | 861.12 | 1369.84 | 1422.72 | 881.16 | 877.86
PV | 0 | 0 | 0 | 0 | 0 | 0
PeakG | 13.52 | 68.26 | 107.56 | 107.56 | 107.56 | 104.85
PeakO | 0 | 0 | 0 | 0 | 0 | 0
ST | 0 | 0 | 0 | 0 | 0 | 0
STOG | 176.15 | 540.49 | 541.37 | 582.25 | 357.81 | 521.35
STWD | 144.53 | 523.19 | 957.17 | 721.99 | 721.99 | 721.99
WT | 5161.16 | 5161.16 | 7542.05 | 9140.19 | 10273.68 | 11717.78
IGCC | 0 | 0 | 0 | 0 | 0 | 0
DemandResponse | 0 | 0 | 0 | 0 | 0 | 0
IGCC-CCS | 0 | 0 | 0 | 0 | 0 | 0
WT_off | 0 | 0 | 0 | 0 | 0 | 0
PseudoUnit | 0 | 0 | 0 | 0 | 0 | 0
FixedInterchange | 0 | 0 | 0 | 0 | 0 | 0
Total Generation by Reporting Type: MISO_MO-IL
ReportingType | 2015 | 2020 | 2025 | 2030 | 2035 | 2040
BM | 0 | 0 | 0 | 0 | 0 | 0
CC | 2772.6 | 4746.49 | 2580.95 | 2648.74 | 2205.04 | 1401.21
CSP | 0 | 0 | 0 | 0 | 0 | 0
CT | 0 | 0 | 0 | 0 | 0 | 0
Coal | 101637.82 | 85422.35 | 92264.6 | 97034.95 | 102561.31 | 102983.1
Geo | 0 | 0 | 0 | 0 | 0 | 0
H | 1317.1 | 1317.1 | 1317.1 | 1317.1 | 1317.1 | 2690.42
LFG | 141.91 | 141.91 | 1902.67 | 1902.67 | 1902.67 | 1902.67
Nuc | 18906.97 | 18906.97 | 18906.97 | 18906.97 | 18906.97 | 18906.97
PS | 202.4 | 202.4 | 334.4 | 334.4 | 334.4 | 334.4
PV | 0 | 0 | 0 | 0 | 0 | 0
PeakG | 177.28 | 255.06 | 277.47 | 461.55 | 891.42 | 1194.47
PeakO | 0 | 0 | 0 | 0 | 0 | 0
ST | 0 | 0 | 0 | 0 | 0 | 0
STOG | 57.9 | 110.53 | 58.16 | 71.32 | 58.16 | 57.9
STWD | 0 | 0 | 0 | 0 | 0 | 0
WT | 2075.16 | 2075.16 | 2075.16 | 2075.16 | 2075.16 | 2075.16
IGCC | 0 | 0 | 0 | 0 | 0 | 0
DemandResponse | 0 | 0 | 0 | 0 | 0 | 0
IGCC-CCS | 0 | 0 | 0 | 0 | 0 | 0
WT_off | 0 | 0 | 0 | 0 | 0 | 0
PseudoUnit | 0 | 0 | 0 | 0 | 0 | 0
FixedInterchange | 0 | 0 | 0 | 0 | 0 | 0
Total Generation by Reporting Type: MISO_W
ReportingType | 2015 | 2020 | 2025 | 2030 | 2035 | 2040
BM | 0 | 0 | 0 | 0 | 0 | 0
CC | 9347.45 | 10460.09 | 8483.6 | 10440.2 | 6251.28 | 2858.7
CSP | 0 | 0 | 0 | 0 | 0 | 0
CT | 0 | 0 | 0 | 0 | 0 | 0
Coal | 92667.66 | 82247.85 | 84029.03 | 84778.37 | 127776.38 | 182308.81
Geo | 0 | 0 | 0 | 0 | 0 | 0
H | 1643.73 | 1643.73 | 1643.73 | 1643.73 | 1643.73 | 1643.73
LFG | 1616.22 | 1616.22 | 2181.24 | 2181.24 | 2181.24 | 2181.24
Nuc | 19194.78 | 19194.78 | 19194.78 | 19194.78 | 0.78 | 0.78
PS | 0 | 0 | 0 | 0 | 0 | 0
PV | 0 | 0 | 0 | 0 | 0 | 0
PeakG | 219.06 | 437.94 | 868.29 | 1243.31 | 1194.12 | 396.54
PeakO | 0 | 0 | 0 | 0 | 0 | 0
ST | 0 | 0 | 0 | 0 | 0 | 0
STOG | 14.27 | 16.04 | 11.5 | 31.09 | 16.35 | 4.54
STWD | 0 | 210.92 | 126.64 | 211.75 | 211.75 | 211.65
WT | 27590.66 | 37925.5 | 52213.79 | 58217.8 | 64204.75 | 70149.19
IGCC | 0 | 0 | 0 | 0 | 0 | 0
DemandResponse | 0 | 0 | 0 | 0 | 0 | 0
IGCC-CCS | 0 | 0 | 0 | 0 | 0 | 0
WT_off | 0 | 0 | 0 | 0 | 0 | 0
PseudoUnit | 0 | 0 | 0 | 0 | 0 | 0
FixedInterchange | 0 | 0 | 0 | 0 | 0 | 0
Total Generation by Reporting Type: MISO_WUMS
ReportingType | 2015 | 2020 | 2025 | 2030 | 2035 | 2040
BM | 0 | 0 | 0 | 0 | 0 | 0
CC | 14457.06 | 42837 | 43583.94 | 48639.62 | 65043.25 | 61559.17
CSP | 0 | 0 | 0 | 0 | 0 | 0
CT | 0 | 290.7 | 379.22 | 452.78 | 618.76 | 1225.88
Coal | 31397.76 | 24836.85 | 28318.93 | 32056.37 | 34139.56 | 34214.17
Geo | 0 | 0 | 0 | 0 | 0 | 0
H | 1018.41 | 1023.31 | 1023.31 | 1023.31 | 1023.31 | 1023.31
LFG | 559.76 | 559.76 | 2320.52 | 2320.52 | 2320.52 | 2320.52
Nuc | 14153.33 | 14153.33 | 14153.33 | 14153.33 | 0.78 | 0.78
PS | 0 | 0 | 0 | 0 | 0 | 0
PV | 0 | 0 | 0 | 0 | 0 | 0
PeakG | 26.97 | 0 | 0 | 0 | 0 | 0
PeakO | 0 | 0 | 0 | 0 | 0 | 0
ST | 0 | 0 | 0 | 0 | 0 | 0
STOG | 2.33 | 0 | 0 | 0 | 0 | 0
STWD | 0 | 42.68 | 42.68 | 42.68 | 42.68 | 42.68
WT | 4109.61 | 4109.61 | 4109.61 | 4109.61 | 4109.61 | 4109.61
IGCC | 0 | 0 | 0 | 0 | 0 | 0
DemandResponse | 0 | 0 | 0 | 0 | 0 | 0
IGCC-CCS | 0 | 0 | 0 | 0 | 0 | 0
WT_off | 0 | 0 | 0 | 0 | 0 | 0
PseudoUnit | 0 | 0 | 0 | 0 | 0 | 0
FixedInterchange | 0 | 0 | 0 | 0 | 0 | 0
Total Generation by Reporting Type: Nebraska
ReportingType | 2015 | 2020 | 2025 | 2030 | 2035 | 2040
BM | 0 | 0 | 0 | 0 | 0 | 0
CC | 526.78 | 454.72 | 3131.33 | 3037.96 | 1865.55 | 1347.13
CSP | 0 | 0 | 0 | 0 | 0 | 0
CT | 0 | 0 | 0 | 0 | 0 | 0
Coal | 30719.51 | 30424.37 | 30424.37 | 30543.2 | 55980.06 | 59931.05
Geo | 0 | 0 | 0 | 0 | 0 | 0
H | 591 | 591 | 591 | 591 | 591 | 591
LFG | 47.3 | 47.3 | 612.32 | 612.32 | 612.32 | 612.32
Nuc | 10600.63 | 10600.63 | 10600.63 | 10600.63 | 1.56 | 1.56
PS | 0 | 0 | 0 | 0 | 0 | 0
PV | 0 | 0 | 0 | 0 | 0 | 0
PeakG | 51.13 | 76.66 | 153.33 | 135.53 | 129.72 | 11.79
PeakO | 0 | 0 | 0 | 0 | 0 | 0
ST | 0 | 0 | 0 | 0 | 0 | 0
STOG | 52.91 | 83.48 | 103.31 | 103.31 | 52.91 | 7.59
STWD | 0 | 0 | 0 | 0 | 0 | 0
WT | 1220.72 | 1220.72 | 1220.72 | 1220.72 | 1220.72 | 1220.72
IGCC | 0 | 0 | 0 | 0 | 0 | 0
DemandResponse | 0 | 0 | 0 | 0 | 0 | 0
IGCC-CCS | 0 | 0 | 0 | 0 | 0 | 0
WT_off | 0 | 0 | 0 | 0 | 0 | 0
PseudoUnit | 0 | 0 | 0 | 0 | 0 | 0
FixedInterchange | 0 | 0 | 0 | 0 | 0 | 0
Total Generation by Reporting Type: NEISO
ReportingType | 2015 | 2020 | 2025 | 2030 | 2035 | 2040
BM | 1882.96 | 1882.96 | 551.15 | 597.66 | 707.9 | 667.51
CC | 47074.05 | 47983.92 | 53569.38 | 61083.63 | 79332.72 | 93550.99
CSP | 0 | 0 | 0 | 0 | 0 | 0
CT | 0 | 3.12 | 10.92 | 74.79 | 291.39 | 320.36
Coal | 10.27 | 0 | 0 | 0 | 0 | 0
Geo | 0 | 0 | 0 | 0 | 0 | 0
H | 12289.94 | 12289.94 | 12289.94 | 12303.66 | 12303.66 | 12303.66
LFG | 4582.65 | 4582.65 | 5132.48 | 5132.48 | 5132.48 | 5132.48
Nuc | 39329.22 | 39329.22 | 39329.22 | 39329.22 | 28415.2 | 20990.23
PS | 58.59 | 184.14 | 195.03 | 327.45 | 665.27 | 614.68
PV | 5.26 | 607.1 | 637.97 | 673.03 | 707.37 | 743.48
PeakG | 6.14 | 32.3 | 38.51 | 102.41 | 131.59 | 150.05
PeakO | 0 | 0 | 0 | 0 | 0 | 0
ST | 0 | 0 | 0 | 0 | 0 | 0
STOG | 0 | 0 | 0 | 0 | 0 | 0
STWD | 4274.88 | 1246.49 | 478.83 | 518.56 | 637.75 | 637.75
WT | 1283.3 | 12252.99 | 16205.23 | 16205.23 | 16205.23 | 16205.23
IGCC | 0 | 0 | 0 | 0 | 0 | 0
DemandResponse | 0 | 0 | 0 | 0 | 0 | 0
IGCC-CCS | 0 | 0 | 0 | 0 | 0 | 0
WT_off | 1870.13 | 1870.13 | 1870.13 | 1870.13 | 0 | 0
PseudoUnit | 0 | 0 | 0 | 0 | 0 | 0
FixedInterchange | 0 | 0 | 0 | 0 | 0 | 0
Total Generation by Reporting Type: NonRTO_Midwest
ReportingType | 2015 | 2020 | 2025 | 2030 | 2035 | 2040
BM | 0 | 0 | 0 | 0 | 0 | 0
CC | 0 | 1582.77 | 4381.75 | 10032.04 | 15687.67 | 21848
CSP | 0 | 0 | 0 | 0 | 0 | 0
CT | 0 | 103.62 | 120.07 | 191.75 | 223.93 | 561.95
Coal | 63889.32 | 67289.28 | 69967.43 | 72331.67 | 73646.68 | 74193.33
Geo | 0 | 0 | 0 | 0 | 0 | 0
H | 457.8 | 457.8 | 457.8 | 457.8 | 457.8 | 457.8
LFG | 110.38 | 110.38 | 110.38 | 1373.79 | 1373.79 | 1373.79
Nuc | 0 | 0 | 0 | 0 | 0 | 0.04
PS | 0 | 0 | 0 | 0 | 0 | 0
PV | 0 | 0 | 0 | 0 | 0 | 0
PeakG | 146.65 | 185.65 | 210.86 | 295.67 | 150.43 | 102.38
PeakO | 0 | 0 | 0 | 0 | 0 | 0
ST | 0 | 0 | 0 | 0 | 0 | 0
STOG | 0 | 0 | 0 | 0 | 0 | 0
STWD | 0 | 0 | 0 | 0 | 0 | 0
WT | 151.43 | 151.43 | 151.43 | 151.43 | 151.43 | 151.43
IGCC | 0 | 0 | 0 | 0 | 0 | 0
DemandResponse | 0 | 0 | 0 | 0 | 0 | 0
IGCC-CCS | 0 | 0 | 0 | 0 | 0 | 0
WT_off | 0 | 0 | 0 | 0 | 0 | 0
PseudoUnit | 0 | 0 | 0 | 0 | 0 | 0
FixedInterchange | 0 | 0 | 0 | 0 | 0 | 0
Total Generation by Reporting Type: NYISO_A-F
ReportingType | 2015 | 2020 | 2025 | 2030 | 2035 | 2040
BM | 0 | 0 | 0 | 0 | 0 | 0
CC | 7621.57 | 14840.23 | 17588.76 | 14057.23 | 13367.32 | 23922.25
CSP | 0 | 0 | 0 | 0 | 0 | 0
CT | 0 | 0 | 0 | 0 | 0 | 0
Coal | 0 | 0 | 0 | 0 | 0 | 0
Geo | 0 | 0 | 0 | 0 | 0 | 0
H | 27149.99 | 27149.99 | 27149.99 | 27149.99 | 27149.99 | 27149.99
LFG | 1359.2 | 1359.2 | 1894.79 | 1894.79 | 1894.79 | 1894.79
Nuc | 27068.95 | 27068.95 | 27068.95 | 21809.21 | 16894.07 | 9678.44
PS | 14.66 | 46.77 | 132.5 | 155.32 | 297.31 | 296.52
PV | 0 | 0 | 0 | 0 | 0 | 0
PeakG | 0 | 0.87 | 6.58 | 6.73 | 11.28 | 6.58
PeakO | 0 | 0 | 0 | 0 | 0 | 0
ST | 0 | 0 | 0 | 0 | 0 | 0
STOG | 0 | 0 | 0 | 0 | 0 | 0
STWD | 0 | 0 | 0.77 | 2.71 | 0.77 | 0.77
WT | 10101.82 | 11933.66 | 12450.94 | 17717.88 | 21381.36 | 23548.34
IGCC | 0 | 0 | 0 | 0 | 0 | 0
DemandResponse | 0 | 0 | 0 | 0 | 0 | 0
IGCC-CCS | 0 | 0 | 0 | 0 | 0 | 0
WT_off | 0 | 0 | 0 | 0 | 0 | 0
PseudoUnit | 0 | 0 | 0 | 0 | 0 | 0
FixedInterchange | 0 | 0 | 0 | 0 | 0 | 0
Total Generation by Reporting Type: NYISO_G-I
ReportingType | 2015 | 2020 | 2025 | 2030 | 2035 | 2040
BM | 0 | 0 | 0 | 0 | 0 | 0
CC | 7091.1 | 10384.72 | 24405.28 | 40538.48 | 65088.54 | 79052.83
CSP | 0 | 0 | 0 | 0 | 0 | 0
CT | 0 | 0 | 0 | 0 | 0 | 0
Coal | 0 | 0 | 0 | 0 | 0 | 0
Geo | 0 | 0 | 0 | 0 | 0 | 0
H | 266.56 | 266.56 | 266.56 | 266.56 | 266.56 | 266.56
LFG | 504.58 | 504.58 | 1090.62 | 1090.62 | 1090.62 | 1090.62
Nuc | 17314.89 | 17314.89 | 17314.89 | 17314.89 | 8681.86 | 3.12
PS | 0 | 0 | 0 | 0 | 0 | 0
PV | 0 | 0 | 0 | 0 | 0 | 0
PeakG | 0 | 0.01 | 0.03 | 0.67 | 0.03 | 0.03
PeakO | 0 | 0 | 0 | 0 | 0 | 0
ST | 0 | 0 | 0 | 0 | 0 | 0
STOG | 18.58 | 104.63 | 108.35 | 111.55 | 187.42 | 187.42
STWD | 0 | 0 | 0 | 0 | 0 | 0
WT | 0 | 178.23 | 178.23 | 178.23 | 178.23 | 178.23
IGCC | 0 | 0 | 0 | 0 | 0 | 0
DemandResponse | 0 | 0 | 0 | 0 | 0 | 0
IGCC-CCS | 0 | 0 | 0 | 0 | 0 | 0
WT_off | 0 | 0 | 0 | 0 | 0 | 0
PseudoUnit | 0 | 0 | 0 | 0 | 0 | 0
FixedInterchange | 0 | 0 | 0 | 0 | 0 | 0
Total Generation by Reporting Type: NYISO_J-K
ReportingType | 2015 | 2020 | 2025 | 2030 | 2035 | 2040
BM | 0 | 0 | 0 | 0 | 0 | 0
CC | 26458.75 | 34121.7 | 32836.79 | 38987.54 | 46756.12 | 59514.13
CSP | 0 | 0 | 0 | 0 | 0 | 0
CT | 0 | 24.78 | 58.57 | 102.51 | 414.18 | 335.52
Coal | 0 | 0 | 0 | 0 | 0 | 0
Geo | 0 | 0 | 0 | 0 | 0 | 0
H | 0 | 0 | 0 | 0 | 0 | 0
LFG | 977.62 | 977.62 | 1563.66 | 1563.66 | 1563.66 | 1563.66
Nuc | 0 | 0 | 0 | 0 | 0 | 0
PS | 0 | 0 | 0 | 0 | 0 | 0
PV | 53.26 | 53.26 | 53.26 | 53.26 | 0 | 0
PeakG | 15.21 | 121.51 | 179.88 | 331.98 | 331.98 | 428.87
PeakO | 0 | 0 | 0 | 0 | 0 | 0
ST | 0 | 0 | 0 | 0 | 0 | 0
STOG | 1501.01 | 3255.82 | 4267.01 | 5923.43 | 6538.61 | 6338.43
STWD | 0 | 0 | 0 | 0 | 0 | 0
WT | 0 | 0 | 0 | 0 | 0 | 0
IGCC | 0 | 0 | 0 | 0 | 0 | 0
DemandResponse | 0 | 0 | 0 | 0 | 0 | 0
IGCC-CCS | 0 | 0 | 0 | 0 | 0 | 0
WT_off | 0 | 0 | 0 | 0 | 0 | 0
PseudoUnit | 0 | 0 | 0 | 0 | 0 | 0
FixedInterchange | 0 | 0 | 0 | 0 | 0 | 0
Total Generation by Reporting Type: PJM_E
ReportingType | 2015 | 2020 | 2025 | 2030 | 2035 | 2040
BM | 223.98 | 223.98 | 223.98 | 223.98 | 223.98 | 223.98
CC | 26133.7 | 34334.41 | 33550.89 | 33467.2 | 54082.63 | 68447.47
CSP | 0 | 0 | 0 | 0 | 0 | 0
CT | 0 | 0.86 | 0.86 | 86.83 | 1220.88 | 1035.8
Coal | 459.42 | 517.07 | 809.79 | 1363.51 | 2191.33 | 2499.74
Geo | 0 | 0 | 0 | 0 | 0 | 0
H | 1839.27 | 1839.27 | 1839.27 | 1839.27 | 1839.27 | 1839.27
LFG | 3714.15 | 4761.94 | 4761.94 | 4761.94 | 4761.94 | 4761.94
Nuc | 71732.67 | 66529.66 | 66529.66 | 66529.66 | 47698.89 | 37758.56
PS | 84 | 184 | 184 | 184 | 224.32 | 294
PV | 102.4 | 102.4 | 102.4 | 102.4 | 102.4 | 102.4
PeakG | 3.18 | 109.83 | 481.53 | 497.37 | 928.41 | 651.92
PeakO | 0 | 0 | 0 | 0 | 0 | 0
ST | 0 | 0 | 0 | 0 | 0 | 0
STOG | 268.49 | 512.56 | 512.63 | 870.56 | 1061.81 | 1159.24
STWD | 0 | 0 | 0 | 0 | 0 | 0
WT | 2143.36 | 2143.36 | 2143.36 | 2143.36 | 2143.36 | 2143.36
IGCC | 0 | 0 | 0 | 0 | 0 | 0
DemandResponse | 0 | 0 | 0 | 0 | 0 | 0
IGCC-CCS | 0 | 0 | 0 | 0 | 0 | 0
WT_off | 0 | 0 | 3990.52 | 3990.52 | 3990.52 | 3990.52
PseudoUnit | 0 | 0 | 0 | 0 | 0 | 0
FixedInterchange | 0 | 0 | 0 | 0 | 0 | 0
Total Generation by Reporting Type: PJM_ROM
ReportingType | 2015 | 2020 | 2025 | 2030 | 2035 | 2040
BM | 134.39 | 134.39 | 134.39 | 134.39 | 134.39 | 134.39
CC | 17459.28 | 22514.91 | 20116.3 | 22288.27 | 73627.97 | 218427.6
CSP | 0 | 0 | 0 | 0 | 0 | 0
CT | 0 | 0.52 | 3.14 | 3.14 | 3.14 | 3.14
Coal | 51022.68 | 57717.7 | 59056.01 | 62700.59 | 62700.59 | 62700.59
Geo | 0 | 0 | 0 | 0 | 0 | 0
H | 3645.46 | 3645.46 | 3645.46 | 3645.46 | 3645.46 | 6490.47
LFG | 2813.8 | 4903.85 | 4903.85 | 4903.85 | 4903.85 | 4903.85
Nuc | 42639.82 | 67565.88 | 67565.88 | 67565.88 | 52900.91 | 45289.02
PS | 557.42 | 695.98 | 890.21 | 695.98 | 1114.8 | 1139.92
PV | 10.51 | 2804.6 | 4769.51 | 5476.82 | 5973.64 | 6496.86
PeakG | 0 | 34.17 | 51.56 | 52.93 | 257.8 | 51.56
PeakO | 0 | 0 | 0 | 0 | 0 | 0
ST | 0 | 0 | 0 | 0 | 0 | 0
STOG | 618.55 | 1350.24 | 1366.49 | 1432.57 | 1491.67 | 1432.57
STWD | 490.56 | 490.56 | 490.56 | 490.56 | 490.56 | 490.56
WT | 3032.09 | 3032.09 | 4910.74 | 17226.14 | 17226.14 | 17226.14
IGCC | 0 | 0 | 0 | 0 | 0 | 0
DemandResponse | 0 | 0 | 0 | 0 | 0 | 0
IGCC-CCS | 0 | 0 | 0 | 0 | 0 | 0
WT_off | 0 | 0 | 0 | 0 | 0 | 0
PseudoUnit | 0 | 0 | 0 | 0 | 0 | 0
FixedInterchange | 0 | 0 | 0 | 0 | 0 | 0
Total Generation by Reporting Type: PJM_ROR
ReportingType | 2015 | 2020 | 2025 | 2030 | 2035 | 2040
BM | 74.55 | 161.29 | 2209.86 | 2874.47 | 2142.44 | 1440.97
CC | 67956.42 | 109235 | 154485.85 | 211954.25 | 292496.02 | 250670.67
CSP | 0 | 0 | 0 | 0 | 0 | 0
CT | 2.98 | 5.69 | 5.69 | 153.81 | 274.41 | 981.26
Coal | 361136.98 | 315585.25 | 328945.78 | 334500.06 | 338798.54 | 342109.95
Geo | 0 | 0 | 0 | 0 | 0 | 0
H | 4602.26 | 6925.78 | 6925.78 | 6925.78 | 6925.78 | 6925.78
LFG | 4252.63 | 4252.63 | 8302.71 | 8302.71 | 8302.71 | 8302.71
Nuc | 169341.6 | 181025.69 | 181025.69 | 173684.74 | 137488.02 | 96141.96
PS | 1345 | 1610.29 | 2341.56 | 1875.72 | 1895.99 | 1620.44
PV | 63.07 | 63.07 | 63.07 | 63.07 | 63.07 | 63.07
PeakG | 925.47 | 1151.62 | 1231.02 | 1160.25 | 752.7 | 1105.74
PeakO | 0 | 0 | 0 | 0 | 0 | 0
ST | 0 | 0 | 0 | 0 | 0 | 0
STOG | 798.51 | 841.05 | 877.07 | 847.53 | 847.53 | 882.48
STWD | 241.86 | 608.76 | 1139.21 | 1359.55 | 1359.55 | 1359.55
WT | 28147.97 | 28147.97 | 28682.04 | 30540.74 | 34907.7 | 49369.75
IGCC | 0 | 0 | 0 | 0 | 0 | 0
DemandResponse | 0 | 0 | 0 | 0 | 0 | 0
IGCC-CCS | 0 | 0 | 0 | 0 | 0 | 0
WT_off | 0 | 0 | 0 | 0 | 0 | 0
PseudoUnit | 0 | 0 | 0 | 0 | 0 | 0
FixedInterchange | 0 | 0 | 0 | 0 | 0 | 0
Total Generation by Reporting Type: SOCO
ReportingType | 2015 | 2020 | 2025 | 2030 | 2035 | 2040
BM | 0 | 0.51 | 23.04 | 23.04 | 38.26 | 38.26
CC | 120656.61 | 135560.16 | 146381.15 | 182371.85 | 212493.19 | 189869.77
CSP | 0 | 0 | 0 | 0 | 0 | 0
CT | 0 | 0 | 0 | 0 | 0 | 0
Coal | 105552.73 | 109078.6 | 125893.92 | 126259.19 | 131169.49 | 221041.3
Geo | 0 | 0 | 0 | 0 | 0 | 0
H | 10893.11 | 10893.11 | 10893.11 | 10893.11 | 10893.11 | 10893.11
LFG | 291.71 | 291.71 | 335.46 | 1138.45 | 1138.45 | 1138.45
Nuc | 48863.49 | 66000.15 | 66000.15 | 66000.15 | 66000.15 | 43604.33
PS | 972.9 | 1273 | 1273 | 1273 | 1273 | 1273
PV | 0 | 0 | 0 | 0 | 0 | 0
PeakG | 632.89 | 1245.65 | 2291.41 | 2172.43 | 1825.31 | 1462.44
PeakO | 0 | 0 | 0 | 0 | 0 | 0
ST | 0 | 0 | 0 | 0 | 0 | 0
STOG | 0 | 0 | 0 | 0 | 0 | 0
STWD | 0 | 0 | 6.01 | 21.04 | 271.56 | 271.56
WT | 0 | 0 | 0 | 0 | 0 | 0
IGCC | 0 | 0 | 0 | 0 | 0 | 0
DemandResponse | 0 | 0 | 0 | 0 | 0 | 0
IGCC-CCS | 0 | 0 | 0 | 0 | 0 | 0
WT_off | 0 | 0 | 0 | 0 | 0 | 0
PseudoUnit | 0 | 0 | 0 | 0 | 0 | 0
FixedInterchange | 0 | 0 | 0 | 0 | 0 | 0
Total Generation by Reporting Type: SPP_N
ReportingType | 2015 | 2020 | 2025 | 2030 | 2035 | 2040
BM | 0 | 0 | 0 | 0 | 0 | 0
CC | 8168.09 | 22586.61 | 25782.25 | 39273.93 | 26114.42 | 18496.86
CSP | 0 | 0 | 0 | 0 | 0 | 0
CT | 0 | 0 | 0 | 669.48 | 1168.78 | 576.39
Coal | 61836.51 | 61247.48 | 61676.23 | 61676.23 | 61676.23 | 101187.79
Geo | 0 | 0 | 0 | 0 | 0 | 0
H | 60 | 60 | 60 | 60 | 60 | 60
LFG | 55.19 | 55.19 | 804.17 | 804.17 | 804.17 | 804.17
Nuc | 9821.8 | 9821.8 | 9821.8 | 9821.8 | 9821.8 | 9821.8
PS | 0 | 0 | 0 | 0 | 0 | 0
PV | 0 | 0 | 0 | 0 | 0 | 0
PeakG | 89.44 | 123.42 | 368.53 | 199.65 | 165.68 | 27.38
PeakO | 0 | 0 | 0 | 0 | 0 | 0
ST | 0 | 0 | 0 | 0 | 0 | 0
STOG | 325.71 | 647.29 | 674.68 | 674.68 | 1098.78 | 658.06
STWD | 0 | 0 | 0 | 0 | 0 | 0
WT | 4213.48 | 4213.48 | 4213.48 | 4213.48 | 4213.48 | 4213.48
IGCC | 0 | 0 | 0 | 0 | 0 | 0
DemandResponse | 0 | 0 | 0 | 0 | 0 | 0
IGCC-CCS | 0 | 0 | 0 | 0 | 0 | 0
WT_off | 0 | 0 | 0 | 0 | 0 | 0
PseudoUnit | 0 | 0 | 0 | 0 | 0 | 0
FixedInterchange | 0 | 0 | 0 | 0 | 0 | 0
Total Generation by Reporting Type: SPP_S
ReportingType | 2015 | 2020 | 2025 | 2030 | 2035 | 2040
BM | 0 | 0 | 0 | 0 | 0 | 0
CC | 49572.97 | 65754.62 | 75286.38 | 87165.86 | 49186.79 | 46597.53
CSP | 0 | 0 | 0 | 0 | 0 | 0
CT | 1.61 | 0 | 0 | 73.26 | 0 | 10.78
Coal | 87284.04 | 80171.45 | 88750.54 | 91773.28 | 92679.25 | 92853.22
Geo | 0 | 0 | 0 | 0 | 0 | 0
H | 10050.79 | 10050.79 | 10050.79 | 10050.79 | 10050.79 | 10050.79
LFG | 149.8 | 149.8 | 898.78 | 898.78 | 898.78 | 898.78
Nuc | 0 | 0 | 0 | 0 | 0 | 0.01
PS | 194.01 | 332.79 | 338.96 | 338.96 | 326.27 | 327.81
PV | 0 | 0 | 0 | 0 | 0 | 0
PeakG | 0 | 0 | 0 | 14.34 | 0 | 0
PeakO | 0 | 0 | 0 | 0 | 0 | 0
ST | 0 | 0 | 0 | 0 | 0 | 0
STOG | 2873.64 | 3349.75 | 3498.09 | 4373.34 | 1670.34 | 2546.49
STWD | 0 | 0 | 0 | 0 | 0 | 9.94
WT | 9404.55 | 20910.22 | 23433.7 | 26795.77 | 100046.66 | 109858.34
IGCC | 0 | 0 | 0 | 0 | 0 | 0
DemandResponse | 0 | 0 | 0 | 0 | 0 | 0
IGCC-CCS | 0 | 0 | 0 | 0 | 0 | 0
WT_off | 0 | 0 | 0 | 0 | 0 | 0
PseudoUnit | 0 | 0 | 0 | 0 | 0 | 0
FixedInterchange | 0 | 0 | 0 | 0 | 0 | 0
Total Generation by Reporting Type: TVA
ReportingType | 2015 | 2020 | 2025 | 2030 | 2035 | 2040
BM | 0 | 0 | 0 | 0 | 0 | 0
CC | 18306.39 | 27287.62 | 40641.9 | 61234.76 | 65622.99 | 51939.42
CSP | 0 | 0 | 0 | 0 | 0 | 0
CT | 26.12 | 442.47 | 581.88 | 617.75 | 917.99 | 1053.05
Coal | 92508.17 | 79796.77 | 81462.69 | 82350.23 | 109446.53 | 155290.77
Geo | 0 | 0 | 0 | 0 | 0 | 0
H | 17444.81 | 17444.8 | 17444.8 | 17444.8 | 17444.8 | 17444.8
LFG | 102.49 | 102.49 | 102.49 | 949.23 | 949.23 | 949.23
Nuc | 66081.53 | 83483.03 | 83483.03 | 83483.03 | 62210.93 | 51384.38
PS | 769.03 | 789.01 | 801.02 | 880.07 | 1211.65 | 801.78
PV | 0 | 0 | 0 | 0 | 0 | 0
PeakG | 0 | 0 | 44.51 | 39.92 | 40.34 | 29.12
PeakO | 0 | 0 | 0 | 0 | 0 | 0
ST | 0 | 0 | 0 | 0 | 0 | 0
STOG | 0 | 0 | 0 | 0 | 0 | 0
STWD | 0 | 0 | 0.05 | 0.27 | 1.96 | 2.03
WT | 73.94 | 73.94 | 73.94 | 73.94 | 73.94 | 73.94
IGCC | 0 | 0 | 0 | 0 | 0 | 0
DemandResponse | 0 | 0 | 0 | 0 | 0 | 0
IGCC-CCS | 0 | 0 | 0 | 0 | 0 | 0
WT_off | 0 | 0 | 0 | 0 | 0 | 0
PseudoUnit | 0 | 0 | 0 | 0 | 0 | 0
FixedInterchange | 0 | 0 | 0 | 0 | 0 | 0
Total Generation by Reporting Type: TVA_Transmission
ReportingType | 2015 | 2020 | 2025 | 2030 | 2035 | 2040
BM | 0 | 0 | 0 | 0 | 0 | 0
CC | 0 | 0 | 0 | 0 | 0 | 0
CSP | 0 | 0 | 0 | 0 | 0 | 0
CT | 0 | 0 | 0 | 0 | 0 | 0
Coal | 0 | 0 | 0 | 0 | 0 | 0
Geo | 0 | 0 | 0 | 0 | 0 | 0
H | 0 | 0 | 0 | 0 | 0 | 0
LFG | 0 | 0 | 0 | 0 | 0 | 0
Nuc | 0 | 0 | 0 | 0 | 0 | 0
PS | 0 | 0 | 0 | 0 | 0 | 0
PV | 0 | 0 | 0 | 0 | 0 | 0
PeakG | 0 | 0 | 0 | 0 | 0 | 0
PeakO | 0 | 0 | 0 | 0 | 0 | 0
ST | 0 | 0 | 0 | 0 | 0 | 0
STOG | 0 | 0 | 0 | 0 | 0 | 0
STWD | 0 | 0 | 0 | 0 | 0 | 0
WT | 0 | 0 | 0 | 0 | 0 | 0
IGCC | 0 | 0 | 0 | 0 | 0 | 0
DemandResponse | 0 | 0 | 0 | 0 | 0 | 0
IGCC-CCS | 0 | 0 | 0 | 0 | 0 | 0
WT_off | 0 | 0 | 0 | 0 | 0 | 0
PseudoUnit | 0 | 0 | 0 | 0 | 0 | 0
FixedInterchange | 0 | 0 | 0 | 0 | 0 | 0
Total Generation by Reporting Type: VACAR
ReportingType | 2015 | 2020 | 2025 | 2030 | 2035 | 2040
BM | 6.84 | 2827.7 | 9841.39 | 11500.92 | 14238.16 | 16886.83
CC | 58010.16 | 63966.05 | 59909.43 | 67341.79 | 125806.91 | 187870.06
CSP | 0 | 0 | 0 | 0 | 0 | 0
CT | 73.69 | 213.27 | 287.18 | 682.29 | 1159.85 | 914.48
Coal | 78665.41 | 72249.23 | 90385.15 | 102215.17 | 109295.79 | 110656.46
Geo | 0 | 0 | 0 | 0 | 0 | 0
H | 4325 | 4325 | 4325 | 4325 | 4325 | 4325
LFG | 499.37 | 1343.43 | 1343.43 | 1343.43 | 1343.43 | 1343.43
Nuc | 96778.6 | 132329.38 | 149730.89 | 149730.89 | 122229.85 | 106498.03
PS | 936.18 | 1203.36 | 1203.36 | 1203.36 | 1234.83 | 1203.36
PV | 42.05 | 331.17 | 371.19 | 400.06 | 449.4 | 492.47
PeakG | 102.5 | 176.05 | 311.29 | 311.31 | 283.38 | 243.88
PeakO | 0 | 0 | 0 | 0 | 0 | 0
ST | 0 | 0 | 0 | 0 | 0 | 0
STOG | 0 | 0 | 0.86 | 0.86 | 0.86 | 0.86
STWD | 1969.25 | 1969.25 | 1244.67 | 1447.77 | 1969.25 | 1969.25
WT | 2.34 | 7866.99 | 7866.99 | 7866.99 | 7866.99 | 7866.99
IGCC | 0 | 0 | 0 | 0 | 0 | 0
DemandResponse | 0 | 0 | 0 | 0 | 0 | 0
IGCC-CCS | 0 | 0 | 0 | 0 | 0 | 0
WT_off | 3.44 | 3.44 | 3.44 | 3.44 | 3.44 | 3.44
PseudoUnit | 0 | 0 | 0 | 0 | 0 | 0
FixedInterchange | 0 | 0 | 0 | 0 | 0 | 0
Total Generation by Reporting Type: IESO
ReportingType | 2015 | 2020 | 2025 | 2030 | 2035 | 2040
BM | 0 | 0 | 0 | 3.01 | 3.01 | 3.01
CC | 1046.27 | 2446.42 | 6233.53 | 15000.2 | 44553.64 | 73973.76
CSP | 0 | 0 | 0 | 0 | 0 | 0
CT | 0 | 0 | 3.44 | 12.03 | 33.5 | 56.62
Coal | 0 | 0 | 0 | 0 | 0 | 0
Geo | 0 | 0 | 0 | 0 | 0 | 0
H | 46189.03 | 46189.03 | 46189.03 | 46189.03 | 46189.03 | 47737.94
LFG | 926.37 | 926.37 | 926.37 | 930.31 | 930.31 | 930.31
Nuc | 109180.68 | 109180.68 | 109180.68 | 109180.68 | 100459.6 | 87420.32
PS | 1.93 | 3.39 | 13.53 | 13.53 | 13.53 | 25.83
PV | 78.84 | 78.84 | 78.84 | 78.84 | 78.84 | 78.84
PeakG | 0 | 0 | 4.3 | 15.05 | 5.36 | 15.05
PeakO | 0 | 0 | 0 | 0 | 0 | 0
ST | 0 | 0 | 0 | 0 | 0 | 0
STOG | 0 | 0 | 0 | 0 | 0 | 0
STWD | 0 | 0 | 1.25 | 4.38 | 13.76 | 13.76
WT | 8479.75 | 8479.75 | 8479.75 | 8479.75 | 3205.67 | 3205.67
IGCC | 0 | 0 | 0 | 0 | 0 | 0
DemandResponse | 0 | 0 | 0 | 0 | 0 | 0
IGCC-CCS | 0 | 0 | 0 | 0 | 0 | 0
WT_off | 0 | 0 | 0 | 0 | 0 | 0
PseudoUnit | 0 | 0 | 0 | 0 | 0 | 0
FixedInterchange | 0 | 0 | 0 | 0 | 0 | 0
Total Generation by Reporting Type: MAPP_CA
ReportingType | 2015 | 2020 | 2025 | 2030 | 2035 | 2040
BM | 0 | 0 | 0 | 0 | 0 | 0
CC | 8309.67 | 16356.82 | 16605.81 | 16623.88 | 15296.67 | 10687.38
CSP | 0 | 0 | 0 | 0 | 0 | 0
CT | 0 | 0 | 1.19 | 1.19 | 1.19 | 0
Coal | 179.12 | 510.11 | 1272.28 | 4282.12 | 6209.24 | 8359.57
Geo | 0 | 0 | 0 | 0 | 0 | 0
H | 41520.42 | 41520.42 | 46136.39 | 52314.39 | 59328.69 | 68139.51
LFG | 0 | 0 | 0 | 0 | 0 | 0
Nuc | 0 | 0 | 0 | 0 | 0 | 0
PS | 0 | 0 | 0 | 0 | 0 | 0
PV | 0 | 0 | 0 | 0 | 0 | 0
PeakG | 0 | 0 | 0.95 | 1.55 | 1.69 | 0
PeakO | 0 | 0 | 0 | 0 | 0 | 0
ST | 0 | 0 | 0 | 0 | 0 | 0
STOG | 0 | 0 | 0 | 0 | 0 | 0
STWD | 0 | 0 | 0 | 0 | 0 | 0
WT | 1446.06 | 1446.06 | 1446.06 | 1446.06 | 1446.06 | 1446.06
IGCC | 0 | 0 | 0 | 0 | 0 | 0
DemandResponse | 0 | 0 | 0 | 0 | 0 | 0
IGCC-CCS | 0 | 0 | 0 | 0 | 0 | 0
WT_off | 0 | 0 | 0 | 0 | 0 | 0
PseudoUnit | 0 | 0 | 0 | 0 | 0 | 0
FixedInterchange | 0 | 0 | 0 | 0 | 0 | 0
Total Generation by Reporting Type: AZ_NM_SNV_Coal
ReportingType | 2015 | 2020 | 2025 | 2030 | 2035 | 2040
BM | 0 | 0 | 0 | 0 | 0 | 0
CC | 0 | 0 | 0 | 0 | 0 | 0
CSP | 0 | 0 | 0 | 0 | 0 | 0
CT | 0 | 0 | 0 | 0 | 0 | 0
Coal | 76220.8 | 77472.95 | 77472.95 | 77472.95 | 77472.95 | 77472.95
Geo | 0 | 0 | 0 | 0 | 0 | 0
H | 0 | 0 | 0 | 0 | 0 | 0
LFG | 0 | 0 | 0 | 0 | 0 | 0
Nuc | 0 | 0 | 0 | 0 | 0 | 0
PS | 0 | 0 | 0 | 0 | 0 | 0
PV | 0 | 0 | 0 | 0 | 0 | 0
PeakG | 0 | 0 | 0 | 0 | 0 | 0
PeakO | 0 | 0 | 0 | 0 | 0 | 0
ST | 0 | 0 | 0 | 0 | 0 | 0
STOG | 0 | 0 | 0 | 0 | 0 | 0
STWD | 0 | 0 | 0 | 0 | 0 | 0
WT | 0 | 0 | 0 | 0 | 0 | 0
IGCC | 0 | 0 | 0 | 0 | 0 | 0
DemandResponse | 0 | 0 | 0 | 0 | 0 | 0
IGCC-CCS | 0 | 0 | 0 | 0 | 0 | 0
WT_off | 0 | 0 | 0 | 0 | 0 | 0
PseudoUnit | 0 | 0 | 0 | 0 | 0 | 0
FixedInterchange | 0 | 0 | 0 | 0 | 0 | 0
Total Generation by Reporting Type: AZ_NM_SNV_Gas
ReportingType | 2015 | 2020 | 2025 | 2030 | 2035 | 2040
BM | 0 | 0 | 0 | 0 | 0 | 0
CC | 104821.58 | 128649.99 | 143344.48 | 187863.93 | 247665.84 | 231191.49
CSP | 0 | 0 | 0 | 0 | 0 | 0
CT | 0 | 6.87 | 281.87 | 488.12 | 281.87 | 402.59
Coal | 0 | 0 | 0 | 0 | 0 | 0
Geo | 0 | 0 | 0 | 0 | 0 | 0
H | 0 | 0 | 0 | 0 | 0 | 0
LFG | 0 | 0 | 0 | 0 | 0 | 0
Nuc | 0 | 0 | 0 | 0 | 0 | 0
PS | 0 | 0 | 0 | 0 | 0 | 0
PV | 0 | 0 | 0 | 0 | 0 | 0
PeakG | 0 | 0.21 | 1026.13 | 1594.22 | 1201.6 | 1201.6
PeakO | 0 | 0 | 0 | 0 | 0 | 0
ST | 0 | 0 | 0 | 0 | 0 | 0
STOG | 0 | 0 | 0 | 0 | 0 | 0
STWD | 0 | 0 | 0 | 0 | 0 | 0
WT | 0 | 0 | 0 | 0 | 0 | 0
IGCC | 0 | 0 | 0 | 0 | 0 | 0
DemandResponse | 0 | 0 | 0 | 0 | 0 | 0
IGCC-CCS | 0 | 0 | 0 | 0 | 0 | 0
WT_off | 0 | 0 | 0 | 0 | 0 | 0
PseudoUnit | 0 | 0 | 0 | 0 | 0 | 0
FixedInterchange | 0 | 0 | 0 | 0 | 0 | 0
Total Generation by Reporting Type: AZ_NM_SNV_NucRenew
ReportingType | 2015 | 2020 | 2025 | 2030 | 2035 | 2040
BM | 0 | 0 | 0 | 0 | 0 | 0
CC | 0 | 0 | 0 | 0 | 0 | 0
CSP | 0 | 0 | 0 | 0 | 0 | 0
CT | 0 | 0 | 0 | 0 | 0 | 0
Coal | 0 | 0 | 0 | 0 | 0 | 0
Geo | 0 | 0 | 12066.9 | 12066.9 | 12066.9 | 12066.9
H | 8952 | 8952 | 8952 | 8952 | 8952 | 8952
LFG | 55.19 | 533.48 | 533.48 | 533.48 | 533.48 | 533.48
Nuc | 30183.89 | 30183.89 | 30183.89 | 30183.89 | 30183.89 | 30183.89
PS | 45.36 | 88.56 | 153.36 | 153.36 | 153.36 | 158.76
PV | 365.63 | 365.63 | 365.63 | 365.63 | 365.63 | 365.63
PeakG | 0 | 0 | 0 | 0 | 0 | 0
PeakO | 0 | 0 | 0 | 0 | 0 | 0
ST | 981.12 | 2877.94 | 4166.62 | 4674.04 | 4674.04 | 4674.04
STOG | 0 | 0 | 0 | 0 | 0 | 0
STWD | 182.21 | 182.21 | 112.01 | 182.21 | 182.21 | 182.21
WT | 1407.73 | 36822.61 | 36822.61 | 45059.38 | 46762.51 | 46762.51
IGCC | 0 | 0 | 0 | 0 | 0 | 0
DemandResponse | 0 | 0 | 0 | 0 | 0 | 0
IGCC-CCS | 0 | 0 | 0 | 0 | 0 | 0
WT_off | 0 | 0 | 0 | 0 | 0 | 0
PseudoUnit | 0 | 0 | 0 | 0 | 0 | 0
FixedInterchange | 0 | 0 | 0 | 0 | 0 | 0
Total Generation by Reporting Type: ERCOT
ReportingType | 2015 | 2020 | 2025 | 2030 | 2035 | 2040
BM | 0 | 0 | 4.68 | 4.68 | 100.59 | 98.27
CC | 163962.04 | 199649.54 | 217234.84 | 254714.27 | 298750.2 | 348486.54
CSP | 0 | 0 | 0 | 0 | 0 | 0
CT | 0 | 2.34 | 8.17 | 8.17 | 8.17 | 8.17
Coal | 115034.81 | 127220.7 | 141005.36 | 141005.36 | 141005.36 | 141005.36
Geo | 0 | 0 | 0 | 0 | 0 | 0
H | 607.38 | 607.38 | 607.38 | 607.38 | 607.38 | 607.38
LFG | 591.3 | 591.3 | 591.3 | 3382.24 | 3382.24 | 3382.24
Nuc | 39655.79 | 39655.79 | 39655.79 | 39655.79 | 39655.79 | 39655.79
PS | 0 | 0 | 0 | 0 | 0 | 0
PV | 30.84 | 30.84 | 30.84 | 30.84 | 2.63 | 2.63
PeakG | 0 | 2.78 | 98.86 | 100.23 | 71.15 | 68.47
PeakO | 0 | 0 | 0 | 0 | 0 | 0
ST | 0 | 0 | 0 | 0 | 0 | 0
STOG | 5608.47 | 6379.47 | 8444.41 | 7218.14 | 6291.31 | 5479.38
STWD | 0 | 0 | 0 | 0 | 0 | 0
WT | 27080.39 | 27080.39 | 27080.39 | 27080.39 | 27080.39 | 27080.39
IGCC | 0 | 0 | 0 | 0 | 0 | 0
DemandResponse | 0 | 0 | 0 | 0 | 0 | 0
IGCC-CCS | 0 | 0 | 0 | 0 | 0 | 0
WT_off | 0 | 0 | 0 | 0 | 0 | 0
PseudoUnit | 0 | 0 | 0 | 0 | 0 | 0
FixedInterchange | 0 | 0 | 0 | 0 | 0 | 0
Total Generation by Reporting Type: NP15
ReportingType | 2015 | 2020 | 2025 | 2030 | 2035 | 2040
BM | 0 | 0 | 0 | 0 | 0 | 0
CC | 39874.87 | 39094.82 | 44367.39 | 22577.8 | 9028.34 | 4320.01
CSP | 0 | 0 | 0 | 0 | 0 | 0
CT | 0 | 0 | 0 | 52.52 | 0 | 5.58
Coal | 213.44 | 213.44 | 213.44 | 213.44 | 6.19 | 0
Geo | 9050.48 | 14043.68 | 14043.68 | 14043.68 | 14043.68 | 14043.68
H | 24182 | 24182 | 24182 | 24182 | 24182 | 24182
LFG | 670.14 | 5124.6 | 5124.6 | 5124.6 | 5124.6 | 5124.6
Nuc | 17915.6 | 17915.6 | 17915.6 | 17915.6 | 88489.68 | 114319.53
PS | 10.95 | 30.03 | 60.09 | 372.53 | 231.24 | 605.15
PV | 153.52 | 153.52 | 153.52 | 153.52 | 139.28 | 139.28
PeakG | 0 | 0 | 23.26 | 96.35 | 14.02 | 50.16
PeakO | 0 | 0 | 0 | 0 | 0 | 0
ST | 99.08 | 99.08 | 99.08 | 99.08 | 99.08 | 99.08
STOG | 218.1 | 254.69 | 916.94 | 1402.22 | 101.24 | 181.89
STWD | 3097.54 | 3097.54 | 43.76 | 3097.54 | 1559.1 | 1546.97
WT | 3102.31 | 11679.16 | 11679.16 | 11679.16 | 11679.16 | 11679.16
IGCC | 0 | 0 | 0 | 0 | 0 | 0
DemandResponse | 0 | 0 | 0 | 0 | 0 | 0
IGCC-CCS | 0 | 0 | 0 | 0 | 0 | 0
WT_off | 0 | 0 | 0 | 0 | 0 | 0
PseudoUnit | 0 | 0 | 0 | 0 | 0 | 0
FixedInterchange | 0 | 0 | 0 | 0 | 0 | 0
Total Generation by Reporting Type: NWPP_Coal
ReportingType | 2015 | 2020 | 2025 | 2030 | 2035 | 2040
BM | 0 | 0 | 0 | 0 | 0 | 0
CC | 0 | 0 | 0 | 0 | 0 | 0
CSP | 0 | 0 | 0 | 0 | 0 | 0
CT | 0 | 0 | 0 | 0 | 0 | 0
Coal | 97192.78 | 97074.67 | 97074.67 | 97074.67 | 97074.67 | 97074.67
Geo | 0 | 0 | 0 | 0 | 0 | 0
H | 0 | 0 | 0 | 0 | 0 | 0
LFG | 0 | 0 | 0 | 0 | 0 | 0
Nuc | 0 | 0 | 0 | 0 | 0 | 0
PS | 0 | 0 | 0 | 0 | 0 | 0
PV | 0 | 0 | 0 | 0 | 0 | 0
PeakG | 0 | 0 | 0 | 0 | 0 | 0
PeakO | 0 | 0 | 0 | 0 | 0 | 0
ST | 0 | 0 | 0 | 0 | 0 | 0
STOG | 0 | 0 | 0 | 0 | 0 | 0
STWD | 0 | 0 | 0 | 0 | 0 | 0
WT | 0 | 0 | 0 | 0 | 0 | 0
IGCC | 0 | 0 | 0 | 0 | 0 | 0
DemandResponse | 0 | 0 | 0 | 0 | 0 | 0
IGCC-CCS | 0 | 0 | 0 | 0 | 0 | 0
WT_off | 0 | 0 | 0 | 0 | 0 | 0
PseudoUnit | 0 | 0 | 0 | 0 | 0 | 0
FixedInterchange | 0 | 0 | 0 | 0 | 0 | 0
Total Generation by Reporting Type: NWPP_Gas
ReportingType | 2015 | 2020 | 2025 | 2030 | 2035 | 2040
BM | 0 | 0 | 0 | 0 | 0 | 0
CC | 52588.49 | 55031.16 | 90058.3 | 154710.96 | 157646.12 | 194312.61
CSP | 0 | 0 | 0 | 0 | 0 | 0
CT | 0 | 0 | 0 | 0 | 1.4 | 1.4
Coal | 0 | 0 | 0 | 0 | 0 | 15019.23
Geo | 0 | 0 | 0 | 0 | 0 | 0
H | 0 | 0 | 0 | 0 | 0 | 0
LFG | 0 | 0 | 0 | 0 | 0 | 0
Nuc | 0 | 0 | 0 | 0 | 0 | 0
PS | 0 | 0 | 0 | 0 | 0 | 0
PV | 0 | 0 | 0 | 0 | 0 | 0
PeakG | 0 | 0 | 0 | 0 | 0 | 0
PeakO | 0 | 0 | 0 | 0 | 0 | 0
ST | 0 | 0 | 0 | 0 | 0 | 0
STOG | 0 | 0 | 0 | 0 | 0 | 0
STWD | 0 | 0 | 0 | 0 | 0 | 0
WT | 0 | 0 | 0 | 0 | 0 | 0
IGCC | 0 | 0 | 0 | 0 | 0 | 0
DemandResponse | 0 | 0 | 0 | 0 | 0 | 0
IGCC-CCS | 0 | 0 | 0 | 0 | 0 | 0
WT_off | 0 | 0 | 0 | 0 | 0 | 0
PseudoUnit | 0 | 0 | 0 | 0 | 0 | 0
FixedInterchange | 0 | 0 | 0 | 0 | 0 | 0
Total Generation by Reporting Type: NWPP_NucRenew
ReportingType | 2015 | 2020 | 2025 | 2030 | 2035 | 2040
BM | 0 | 243.02 | 243.02 | 243.02 | 243.02 | 243.02
CC | 0 | 0 | 0 | 0 | 0 | 0
CSP | 0 | 0 | 0 | 0 | 0 | 0
CT | 0 | 0 | 0 | 0 | 0 | 0
Coal | 0 | 0 | 0 | 0 | 0 | 0
Geo | 3280.13 | 3280.13 | 6891.88 | 6891.88 | 6891.88 | 6891.88
H | 133486 | 133486 | 133486 | 133486 | 133486 | 133486
LFG | 1013.09 | 1622.43 | 2940.73 | 2940.73 | 2940.73 | 2940.73
Nuc | 8809.8 | 8809.8 | 8809.8 | 8809.8 | 8809.8 | 8809.8
PS | 0 | 0 | 0 | 0 | 2.58 | 2.58
PV | 7.88 | 7.88 | 7.88 | 7.88 | 7.88 | 7.88
PeakG | 0 | 0 | 0 | 0 | 0 | 0
PeakO | 0 | 0 | 0 | 0 | 0 | 0
ST | 0 | 0 | 0 | 0 | 0 | 0
STOG | 0 | 0 | 0 | 0 | 0 | 0
STWD | 0 | 1137.12 | 2109.34 | 3931.49 | 3931.49 | 3931.49
WT | 15874.4 | 15874.4 | 15874.4 | 17384.73 | 17384.73 | 17384.73
IGCC | 0 | 0 | 0 | 0 | 0 | 0
DemandResponse | 0 | 0 | 0 | 0 | 0 | 0
IGCC-CCS | 0 | 0 | 0 | 0 | 0 | 0
WT_off | 0 | 0 | 0 | 0 | 0 | 0
PseudoUnit | 0 | 0 | 0 | 0 | 0 | 0
FixedInterchange | 0 | 0 | 0 | 0 | 0 | 0
Total Generation by Reporting Type: RMPA
ReportingType | 2015 | 2020 | 2025 | 2030 | 2035 | 2040
BM | 0 | 0 | 0 | 0 | 0 | 0
CC | 8758.05 | 6420.56 | 3430.48 | 2456.95 | 2013.81 | 1516.59
CSP | 0 | 0 | 0 | 0 | 0 | 0
CT | 0 | 0 | 0 | 0 | 5.42 | 4.46
Coal | 55435.07 | 61547.7 | 58695.74 | 73485.59 | 89609.32 | 105347.98
Geo | 0 | 208.05 | 21387.54 | 21387.54 | 21387.54 | 21387.54
H | 4353 | 4353 | 4353 | 4353 | 4353 | 4353
LFG | 58.34 | 286.45 | 286.45 | 286.45 | 286.45 | 286.45
Nuc | 0 | 0 | 0 | 0 | 0 | 0.01
PS | 67.93 | 123.26 | 247.18 | 706.04 | 1036.12 | 1220.32
PV | 54.93 | 54.93 | 54.93 | 54.93 | 54.93 | 54.93
PeakG | 17.16 | 5.95 | 16.8 | 58.43 | 92.59 | 93.37
PeakO | 0 | 0 | 0 | 0 | 0 | 0
ST | 9.83 | 1359.43 | 1551.57 | 1738.79 | 1738.79 | 1738.79
STOG | 0 | 0 | 0 | 0 | 0 | 0
STWD | 0 | 0 | 0 | 0 | 0 | 0
WT | 6354.34 | 15165.31 | 15165.31 | 15165.31 | 15165.31 | 15165.31
IGCC | 0 | 0 | 0 | 0 | 0 | 0
DemandResponse | 0 | 0 | 0 | 0 | 0 | 0
IGCC-CCS | 0 | 0 | 0 | 0 | 0 | 0
WT_off | 0 | 0 | 0 | 0 | 0 | 0
PseudoUnit | 0 | 0 | 0 | 0 | 0 | 0
FixedInterchange | 0 | 0 | 0 | 0 | 0 | 0
Total Generation by Reporting Type: SP15
ReportingType | 2015 | 2020 | 2025 | 2030 | 2035 | 2040
BM | 44.8 | 44.8 | 3.93 | 39.65 | 32.67 | 44.8
CC | 49418.66 | 29131.73 | 38359.06 | 21775.51 | 13940.24 | 11625.92
CSP | 0 | 0 | 0 | 0 | 0 | 0
CT | 0 | 0 | 0 | 0 | 19.49 | 19.49
Coal | 761.6 | 761.6 | 761.6 | 467.51 | 165.76 | 0
Geo | 7774.15 | 19841.05 | 19841.05 | 19841.05 | 19841.05 | 19841.05
H | 5920 | 5920 | 5920 | 5920 | 5920 | 5920
LFG | 1759.71 | 6141.64 | 6141.64 | 6141.64 | 6141.64 | 6141.64
Nuc | 17526.13 | 17526.13 | 17526.13 | 17526.13 | 17526.13 | 92245.19
PS | 302.4 | 458 | 804.62 | 1022.4 | 1022.4 | 1022.4
PV | 331.57 | 331.57 | 331.57 | 331.57 | 323.24 | 323.24
PeakG | 0 | 0 | 13.49 | 48.35 | 55.1 | 98.33
PeakO | 0 | 0 | 0 | 0 | 0.08 | 0.46
ST | 1569.79 | 1569.79 | 1569.79 | 1569.79 | 1569.79 | 1569.79
STOG | 543.83 | 962.17 | 1058.94 | 1449.96 | 1343.74 | 1661.04
STWD | 833.95 | 833.95 | 76.04 | 647.8 | 512.64 | 512.64
WT | 5740.26 | 5740.26 | 5740.26 | 5740.26 | 5740.26 | 5740.26
IGCC | 0 | 0 | 0 | 0 | 0 | 0
DemandResponse | 0 | 0 | 0 | 0 | 0 | 21.43
IGCC-CCS | 0 | 0 | 0 | 0 | 0 | 0
WT_off | 0 | 0 | 0 | 0 | 0 | 0
PseudoUnit | 0 | 0 | 0 | 0 | 0 | 0
FixedInterchange | 0 | 0 | 0 | 0 | 0 | 0
Total Generation by Reporting Type: ALB
ReportingType | 2015 | 2020 | 2025 | 2030 | 2035 | 2040
BM | 0 | 0 | 0 | 0 | 0 | 0
CC | 20193.28 | 29841.1 | 39426.13 | 52100.91 | 65928.7 | 62233.23
CSP | 0 | 0 | 0 | 0 | 0 | 0
CT | 0 | 0 | 0 | 0 | 0 | 0
Coal | 46350.59 | 46350.59 | 46350.59 | 46350.59 | 46350.58 | 46350.59
Geo | 0 | 0 | 0 | 0 | 0 | 0
H | 1979.87 | 1979.87 | 1979.87 | 1979.87 | 1979.87 | 1979.87
LFG | 78.84 | 78.84 | 78.84 | 78.84 | 78.84 | 78.84
Nuc | 0 | 0 | 0 | 0 | 0 | 18522.66
PS | 0 | 0 | 0 | 0 | 0 | 0
PV | 0 | 0 | 0 | 0 | 0 | 0
PeakG | 0 | 0 | 2.22 | 0 | 0 | 0
PeakO | 0 | 0 | 0 | 0 | 0 | 0
ST | 0 | 0 | 0 | 0 | 0 | 0
STOG | 0 | 0 | 0 | 0 | 0 | 0
STWD | 0 | 0 | 0 | 0 | 0 | 0
WT | 1553.84 | 1553.84 | 1553.84 | 1553.84 | 1553.84 | 1553.84
IGCC | 0 | 0 | 0 | 0 | 0 | 0
DemandResponse | 0 | 0 | 0 | 0 | 0 | 0
IGCC-CCS | 0 | 0 | 0 | 0 | 0 | 0
WT_off | 0 | 0 | 0 | 0 | 0 | 0
PseudoUnit | 0 | 0 | 0 | 0 | 0 | 0
FixedInterchange | 0 | 0 | 0 | 0 | 0 | 0
Total Generation by Reporting Type: BC
ReportingType | 2015 | 2020 | 2025 | 2030 | 2035 | 2040
BM | 0 | 0 | 0 | 0 | 0 | 0
CC | 13351.89 | 23211.78 | 33606.33 | 46277.55 | 51810.24 | 51810.24
CSP | 0 | 0 | 0 | 0 | 0 | 0
CT | 0 | 0 | 0 | 0 | 0 | 0
Coal | 0 | 0 | 0 | 0 | 0 | 0
Geo | 0 | 0 | 0 | 0 | 0 | 0
H | 54411.22 | 54411.22 | 54411.22 | 54411.22 | 54411.22 | 54411.22
LFG | 189.22 | 189.22 | 189.22 | 189.22 | 189.22 | 189.22
Nuc | 0 | 0 | 0 | 0 | 0 | 4744.76
PS | 0 | 0 | 0 | 0 | 0 | 0
PV | 0 | 0 | 0 | 0 | 0 | 0
PeakG | 0 | 0 | 0 | 0 | 0 | 0
PeakO | 0 | 0 | 0 | 0 | 0 | 0
ST | 0 | 0 | 0 | 0 | 0 | 0
STOG | 0 | 0 | 0 | 0 | 0 | 0
STWD | 0 | 0 | 0 | 0 | 0 | 991.44
WT | 568.82 | 568.82 | 568.82 | 568.82 | 568.82 | 568.82
IGCC | 0 | 0 | 0 | 0 | 0 | 0
DemandResponse | 0 | 0 | 0 | 0 | 0 | 0
IGCC-CCS | 0 | 0 | 0 | 0 | 0 | 0
WT_off | 0 | 0 | 0 | 0 | 0 | 0
PseudoUnit | 0 | 0 | 0 | 0 | 0 | 0
FixedInterchange | 0 | 0 | 0 | 0 | 0 | 0
Total Generation by Reporting Type: HQ_IESO
ReportingType | 2015 | 2020 | 2025 | 2030 | 2035 | 2040
BM | 0 | 0 | 0 | 0 | 0 | 0
CC | 0 | 0 | 0 | 0 | 0 | 0
CSP | 0 | 0 | 0 | 0 | 0 | 0
CT | 0 | 0 | 0 | 0 | 0 | 0
Coal | 0 | 0 | 0 | 0 | 0 | 0
Geo | 0 | 0 | 0 | 0 | 0 | 0
H | 0 | 0 | 0 | 0 | 0 | 0
LFG | 0 | 0 | 0 | 0 | 0 | 0
Nuc | 0 | 0 | 0 | 0 | 0 | 0
PS | 0 | 0 | 0 | 0 | 0 | 0
PV | 0 | 0 | 0 | 0 | 0 | 0
PeakG | 0 | 0 | 0 | 0 | 0 | 0
PeakO | 0 | 0 | 0 | 0 | 0 | 0
ST | 0 | 0 | 0 | 0 | 0 | 0
STOG | 0 | 0 | 0 | 0 | 0 | 0
STWD | 0 | 0 | 0 | 0 | 0 | 0
WT | 0 | 0 | 0 | 0 | 0 | 0
IGCC | 0 | 0 | 0 | 0 | 0 | 0
DemandResponse | 0 | 0 | 0 | 0 | 0 | 0
IGCC-CCS | 0 | 0 | 0 | 0 | 0 | 0
WT_off | 0 | 0 | 0 | 0 | 0 | 0
PseudoUnit | 0 | 0 | 0 | 0 | 0 | 0
FixedInterchange | 2336 | 2336 | 2336 | 2336 | 2336 | 2336
Total Generation by Reporting Type: HQ_NEISO
ReportingType | 2015 | 2020 | 2025 | 2030 | 2035 | 2040
BM | 0 | 0 | 0 | 0 | 0 | 0
CC | 0 | 0 | 0 | 0 | 0 | 0
CSP | 0 | 0 | 0 | 0 | 0 | 0
CT | 0 | 0 | 0 | 0 | 0 | 0
Coal | 0 | 0 | 0 | 0 | 0 | 0
Geo | 0 | 0 | 0 | 0 | 0 | 0
H | 0 | 0 | 0 | 0 | 0 | 0
LFG | 0 | 0 | 0 | 0 | 0 | 0
Nuc | 0 | 0 | 0 | 0 | 0 | 0
PS | 0 | 0 | 0 | 0 | 0 | 0
PV | 0 | 0 | 0 | 0 | 0 | 0
PeakG | 0 | 0 | 0 | 0 | 0 | 0
PeakO | 0 | 0 | 0 | 0 | 0 | 0
ST | 0 | 0 | 0 | 0 | 0 | 0
STOG | 0 | 0 | 0 | 0 | 0 | 0
STWD | 0 | 0 | 0 | 0 | 0 | 0
WT | 0 | 0 | 0 | 0 | 0 | 0
IGCC | 0 | 0 | 0 | 0 | 0 | 0
DemandResponse | 0 | 0 | 0 | 0 | 0 | 0
IGCC-CCS | 0 | 0 | 0 | 0 | 0 | 0
WT_off | 0 | 0 | 0 | 0 | 0 | 0
PseudoUnit | 0 | 0 | 0 | 0 | 0 | 0
FixedInterchange | 19184.4 | 19184.4 | 19184.4 | 19184.4 | 19184.4 | 19184.4
Total Generation by Reporting Type: HQ_NY
ReportingType | 2015 | 2020 | 2025 | 2030 | 2035 | 2040
BM | 0 | 0 | 0 | 0 | 0 | 0
CC | 0 | 0 | 0 | 0 | 0 | 0
CSP | 0 | 0 | 0 | 0 | 0 | 0
CT | 0 | 0 | 0 | 0 | 0 | 0
Coal | 0 | 0 | 0 | 0 | 0 | 0
Geo | 0 | 0 | 0 | 0 | 0 | 0
H | 0 | 0 | 0 | 0 | 0 | 0
LFG | 0 | 0 | 0 | 0 | 0 | 0
Nuc | 0 | 0 | 0 | 0 | 0 | 0
PS | 0 | 0 | 0 | 0 | 0 | 0
PV | 0 | 0 | 0 | 0 | 0 | 0
PeakG | 0 | 0 | 0 | 0 | 0 | 0
PeakO | 0 | 0 | 0 | 0 | 0 | 0
ST | 0 | 0 | 0 | 0 | 0 | 0
STOG | 0 | 0 | 0 | 0 | 0 | 0
STWD | 0 | 0 | 0 | 0 | 0 | 0
WT | 0 | 0 | 0 | 0 | 0 | 0
IGCC | 0 | 0 | 0 | 0 | 0 | 0
DemandResponse | 0 | 0 | 0 | 0 | 0 | 0
IGCC-CCS | 0 | 0 | 0 | 0 | 0 | 0
WT_off | 0 | 0 | 0 | 0 | 0 | 0
PseudoUnit | 0 | 0 | 0 | 0 | 0 | 0
FixedInterchange | 5840 | 5840 | 5840 | 5840 | 5840 | 5840
Total Generation by Reporting Type: MARITIMES
ReportingType | 2015 | 2020 | 2025 | 2030 | 2035 | 2040
BM | 0 | 0 | 0 | 0 | 0 | 0
CC | 0 | 0 | 0 | 0 | 0 | 0
CSP | 0 | 0 | 0 | 0 | 0 | 0
CT | 0 | 0 | 0 | 0 | 0 | 0
Coal | 0 | 0 | 0 | 0 | 0 | 0
Geo | 0 | 0 | 0 | 0 | 0 | 0
H | 0 | 0 | 0 | 0 | 0 | 0
LFG | 0 | 0 | 0 | 0 | 0 | 0
Nuc | 0 | 0 | 0 | 0 | 0 | 0
PS | 0 | 0 | 0 | 0 | 0 | 0
PV | 0 | 0 | 0 | 0 | 0 | 0
PeakG | 0 | 0 | 0 | 0 | 0 | 0
PeakO | 0 | 0 | 0 | 0 | 0 | 0
ST | 0 | 0 | 0 | 0 | 0 | 0
STOG | 0 | 0 | 0 | 0 | 0 | 0
STWD | 0 | 0 | 0 | 0 | 0 | 0
WT | 0 | 0 | 0 | 0 | 0 | 0
IGCC | 0 | 0 | 0 | 0 | 0 | 0
DemandResponse | 0 | 0 | 0 | 0 | 0 | 0
IGCC-CCS | 0 | 0 | 0 | 0 | 0 | 0
WT_off | 0 | 0 | 0 | 0 | 0 | 0
PseudoUnit | 0 | 0 | 2480.72 | 2480.72 | 2480.72 | 2480.72
FixedInterchange | 8760 | 8760 | 8760 | 8760 | 8760 | 8760
Total Generation by Reporting Type: All
ReportingType | 2015 | 2020 | 2025 | 2030 | 2035 | 2040
BM | 2367.53 | 5518.66 | 13235.45 | 15644.82 | 17864.42 | 19781.04
CC | 1184115.27 | 1493042.96 | 1735551.72 | 2143326.3 | 2645364.23 | 2942299.92
CSP | 0 | 0 | 0 | 0 | 0 | 0
CT | 610.06 | 1883.89 | 2589.2 | 4333.31 | 7086.92 | 7834.99
Coal | 1838228.52 | 1741401.47 | 1844581.09 | 1907315.59 | 2053992.54 | 2330484.02
Geo | 20459.37 | 37727.52 | 74585.65 | 74585.65 | 74585.65 | 74585.65
H | 430354.22 | 432682.64 | 437298.62 | 443490.34 | 450504.64 | 465082.7
LFG | 32608.22 | 48005.66 | 65429.32 | 71137.33 | 71137.33 | 71137.33
Nuc | 968602.02 | 1096200.35 | 1134142.48 | 1121541.8 | 969127.62 | 982122.81
PS | 6192.35 | 8113.25 | 10387.5 | 11003.68 | 11963.08 | 11845.95
PV | 1434.35 | 5707.81 | 8142.05 | 8984.79 | 9556.14 | 10257.85
PeakG | 2827.45 | 4428.09 | 8493.52 | 9584.99 | 9141.59 | 7906.02
PeakO | 0 | 0 | 0 | 0 | 0.08 | 0.46
ST | 2659.82 | 5906.24 | 7387.06 | 8081.7 | 8081.7 | 8081.7
STOG | 21178.25 | 25090.13 | 29222.58 | 31332.03 | 26550.87 | 25765.45
STWD | 11234.77 | 10421.93 | 6908.34 | 12814.08 | 12040.8 | 13071.74
WT | 178096.59 | 276339.84 | 303294.26 | 344413.18 | 430278.21 | 465144.53
IGCC | 4427.31 | 4427.31 | 4427.31 | 4427.31 | 4427.31 | 4427.31
DemandResponse | 0 | 0 | 0 | 0 | 0 | 21.43
IGCC-CCS | 0 | 0 | 0 | 0 | 0 | 0
WT_off | 1873.57 | 1873.57 | 5864.1 | 5864.1 | 3993.97 | 3993.97
PseudoUnit | 0 | 0 | 2480.72 | 2480.72 | 2480.72 | 2480.72
FixedInterchange | 36120.4 | 36120.4 | 36120.4 | 36120.4 | 36120.4 | 36120.4
Total Generation by Reporting Type: EI_US
ReportingType | 2015 | 2020 | 2025 | 2030 | 2035 | 2040
BM | 2322.73 | 5230.84 | 12983.82 | 15354.46 | 17485.13 | 19391.94
CC | 721790.46 | 963209.04 | 1102885.39 | 1369224.33 | 1738730.44 | 1952142.16
CSP | 0 | 0 | 0 | 0 | 0 | 0
CT | 610.06 | 1874.68 | 2294.53 | 3771.27 | 6735.87 | 7336.69
Coal | 1446840.32 | 1330249.72 | 1421734.46 | 1466963.35 | 1596098.46 | 1839853.68
Geo | 354.6 | 354.6 | 354.6 | 354.6 | 354.6 | 354.6
H | 108753.3 | 111081.72 | 111081.72 | 111095.45 | 111095.45 | 115313.78
LFG | 27266.03 | 32511.33 | 48616.69 | 51529.82 | 51529.82 | 51529.82
Nuc | 745330.11 | 872928.44 | 910870.57 | 898269.89 | 684002.71 | 586220.85
PS | 5763.79 | 7410 | 9108.72 | 8735.82 | 9503.85 | 8810.91
PV | 411.15 | 4684.61 | 7118.84 | 7961.59 | 8583.7 | 9285.42
PeakG | 2810.29 | 4419.16 | 7307.5 | 7670.81 | 7700.08 | 6379.04
PeakO | 0 | 0 | 0 | 0 | 0 | 0
ST | 0 | 0 | 0 | 0 | 0 | 0
STOG | 14807.85 | 17493.8 | 18802.29 | 21261.71 | 18814.59 | 18443.14
STWD | 7121.07 | 5171.12 | 4565.94 | 4950.67 | 5841.6 | 5893.23
WT | 106488.69 | 151929.24 | 178883.66 | 210255.47 | 299691.45 | 334557.77
IGCC | 4427.31 | 4427.31 | 4427.31 | 4427.31 | 4427.31 | 4427.31
DemandResponse | 0 | 0 | 0 | 0 | 0 | 0
IGCC-CCS | 0 | 0 | 0 | 0 | 0 | 0
WT_off | 1873.57 | 1873.57 | 5864.1 | 5864.1 | 3993.97 | 3993.97
PseudoUnit | 0 | 0 | 2480.72 | 2480.72 | 2480.72 | 2480.72
FixedInterchange | 33784.4 | 33784.4 | 33784.4 | 33784.4 | 33784.4 | 33784.4
Total Generation by Reporting Type: EI_Canada
ReportingType | 2015 | 2020 | 2025 | 2030 | 2035 | 2040
BM | 0 | 0 | 0 | 3.01 | 3.01 | 3.01
CC | 9355.95 | 18803.24 | 22839.33 | 31624.08 | 59850.3 | 84661.14
CSP | 0 | 0 | 0 | 0 | 0 | 0
CT | 0 | 0 | 4.63 | 13.22 | 34.69 | 56.62
Coal | 179.12 | 510.11 | 1272.28 | 4282.12 | 6209.24 | 8359.57
Geo | 0 | 0 | 0 | 0 | 0 | 0
H | 87709.45 | 87709.45 | 92325.42 | 98503.42 | 105517.72 | 115877.45
LFG | 926.37 | 926.37 | 926.37 | 930.31 | 930.31 | 930.31
Nuc | 109180.68 | 109180.68 | 109180.68 | 109180.68 | 100459.6 | 87420.32
PS | 1.93 | 3.39 | 13.53 | 13.53 | 13.53 | 25.83
PV | 78.84 | 78.84 | 78.84 | 78.84 | 78.84 | 78.84
PeakG | 0 | 0 | 5.25 | 16.6 | 7.05 | 15.05
PeakO | 0 | 0 | 0 | 0 | 0 | 0
ST | 0 | 0 | 0 | 0 | 0 | 0
STOG | 0 | 0 | 0 | 0 | 0 | 0
STWD | 0 | 0 | 1.25 | 4.38 | 13.76 | 13.76
WT | 9925.81 | 9925.81 | 9925.81 | 9925.81 | 4651.73 | 4651.73
IGCC | 0 | 0 | 0 | 0 | 0 | 0
DemandResponse | 0 | 0 | 0 | 0 | 0 | 0
IGCC-CCS | 0 | 0 | 0 | 0 | 0 | 0
WT_off | 0 | 0 | 0 | 0 | 0 | 0
PseudoUnit | 0 | 0 | 0 | 0 | 0 | 0
FixedInterchange | 2336 | 2336 | 2336 | 2336 | 2336 | 2336
Total Generation by Reporting Type: EI
ReportingType | 2015 | 2020 | 2025 | 2030 | 2035 | 2040
BM | 2322.73 | 5230.84 | 12983.82 | 15357.47 | 17488.14 | 19394.95
CC | 731146.41 | 982012.29 | 1125724.73 | 1400848.42 | 1798580.74 | 2036803.3
CSP | 0 | 0 | 0 | 0 | 0 | 0
CT | 610.06 | 1874.68 | 2299.16 | 3784.49 | 6770.56 | 7393.3
Coal | 1447019.44 | 1330759.83 | 1423006.74 | 1471245.47 | 1602307.7 | 1848213.24
Geo | 354.6 | 354.6 | 354.6 | 354.6 | 354.6 | 354.6
H | 196462.75 | 198791.17 | 203407.14 | 209598.87 | 216613.17 | 231191.23
LFG | 28192.4 | 33437.7 | 49543.06 | 52460.14 | 52460.14 | 52460.14
Nuc | 854510.79 | 982109.12 | 1020051.25 | 1007450.57 | 784462.31 | 673641.16
PS | 5765.72 | 7413.4 | 9122.25 | 8749.35 | 9517.38 | 8836.74
PV | 489.99 | 4763.45 | 7197.68 | 8040.43 | 8662.54 | 9364.26
PeakG | 2810.29 | 4419.16 | 7312.75 | 7687.41 | 7707.13 | 6394.09
PeakO | 0 | 0 | 0 | 0 | 0 | 0
ST | 0 | 0 | 0 | 0 | 0 | 0
STOG | 14807.85 | 17493.8 | 18802.29 | 21261.71 | 18814.59 | 18443.14
STWD | 7121.07 | 5171.12 | 4567.2 | 4955.05 | 5855.36 | 5906.99
WT | 116414.5 | 161855.05 | 188809.47 | 220181.28 | 304343.18 | 339209.5
IGCC | 4427.31 | 4427.31 | 4427.31 | 4427.31 | 4427.31 | 4427.31
DemandResponse | 0 | 0 | 0 | 0 | 0 | 0
IGCC-CCS | 0 | 0 | 0 | 0 | 0 | 0
WT_off | 1873.57 | 1873.57 | 5864.1 | 5864.1 | 3993.97 | 3993.97
PseudoUnit | 0 | 0 | 2480.72 | 2480.72 | 2480.72 | 2480.72
FixedInterchange | 36120.4 | 36120.4 | 36120.4 | 36120.4 | 36120.4 | 36120.4
Total Generation by Reporting Type: Outside_EI
ReportingType | 2015 | 2020 | 2025 | 2030 | 2035 | 2040
BM | 44.8 | 287.82 | 251.63 | 287.35 | 376.28 | 386.09
CC | 452968.86 | 511030.67 | 609827 | 742477.89 | 846783.49 | 905496.62
CSP | 0 | 0 | 0 | 0 | 0 | 0
CT | 0 | 9.21 | 290.05 | 548.82 | 316.36 | 441.69
Coal | 391209.08 | 410641.64 | 421574.35 | 436070.11 | 451684.84 | 482270.78
Geo | 20104.76 | 37372.91 | 74231.05 | 74231.05 | 74231.05 | 74231.05
H | 233891.47 | 233891.47 | 233891.47 | 233891.47 | 233891.47 | 233891.47
LFG | 4415.83 | 14567.96 | 15886.26 | 18677.2 | 18677.2 | 18677.2
Nuc | 114091.22 | 114091.22 | 114091.22 | 114091.22 | 184665.3 | 308481.65
PS | 426.64 | 699.86 | 1265.25 | 2254.33 | 2445.7 | 3009.21
PV | 944.36 | 944.36 | 944.36 | 944.36 | 893.6 | 893.6
PeakG | 17.16 | 8.93 | 1180.77 | 1897.57 | 1434.46 | 1511.93
PeakO | 0 | 0 | 0 | 0 | 0.08 | 0.46
ST | 2659.82 | 5906.24 | 7387.06 | 8081.7 | 8081.7 | 8081.7
STOG | 6370.4 | 7596.33 | 10420.29 | 10070.33 | 7736.29 | 7322.32
STWD | 4113.7 | 5250.81 | 2341.15 | 7859.03 | 6185.44 | 7164.75
WT | 61682.09 | 114484.79 | 114484.79 | 124231.9 | 125935.03 | 125935.03
IGCC | 0 | 0 | 0 | 0 | 0 | 0
DemandResponse | 0 | 0 | 0 | 0 | 0 | 21.43
IGCC-CCS | 0 | 0 | 0 | 0 | 0 | 0
WT_off | 0 | 0 | 0 | 0 | 0 | 0
PseudoUnit | 0 | 0 | 0 | 0 | 0 | 0
FixedInterchange | 0 | 0 | 0 | 0 | 0 | 0
#2 | Energy Demand (TWh)
Energy Demand by Pool & Region:
Pool/Region | 2015 | 2020 | 2025 | 2030 | 2035 | 2040
ENT | 175.5 | 196.09 | 213.53 | 229.24 | 244.7 | 269.02
FRCC | 261.35 | 291.02 | 324.55 | 360.75 | 406.92 | 435.85
MAPP_US | 31.86 | 35.04 | 38.18 | 42.04 | 46.18 | 50.33
MISO_IN | 105.24 | 111.83 | 124.37 | 137.36 | 148.29 | 161.58
MISO_MI | 101.4 | 106.66 | 120 | 133.62 | 144.96 | 159.4
MISO_MO-IL | 104.12 | 113.99 | 123.71 | 135.88 | 149.82 | 163.42
MISO_W | 147.99 | 162.8 | 178.05 | 194.17 | 212.94 | 232.52
MISO_WUMS | 72.07 | 80.02 | 86.61 | 94.45 | 103.24 | 111.83
NE | 33.54 | 37.84 | 41.91 | 45.04 | 49.31 | 53.87
NEISO | 134.33 | 141.77 | 149.26 | 157.18 | 165.21 | 173.64
NonRTO_Midwest | 65.15 | 70.93 | 76.63 | 85.72 | 92.34 | 99.93
NYISO_A-F | 63.39 | 71.02 | 76.76 | 82.37 | 88.55 | 95.25
NYISO_G-I | 19.31 | 21.72 | 23.69 | 25.92 | 28.57 | 31.41
NYISO_J-K | 72.87 | 83.29 | 91.04 | 100.47 | 110.3 | 121.28
PJM_E | 136.84 | 136.48 | 148.22 | 160.39 | 174.66 | 190.14
PJM_ROM | 153.18 | 170.9 | 185.54 | 200.73 | 218.62 | 236.99
PJM_ROR | 564 | 601.39 | 645.22 | 687.82 | 748.78 | 809.05
SOCO | 283.6 | 323.45 | 353.16 | 390.05 | 424.13 | 467.19
SPP_N | 81.28 | 92.42 | 101.91 | 111.65 | 122.43 | 135.95
SPP_S | 179.7 | 197.85 | 214.39 | 234.24 | 250.19 | 271.35
TVA | 194.03 | 208.27 | 223.46 | 246.23 | 258.41 | 279.6
TVA_Transmission | 0 | 0 | 0 | 0 | 0 | 0
VACAR | 257.84 | 296.47 | 334.49 | 360.14 | 404.56 | 443.33
IESO | 146.99 | 152.31 | 165.74 | 179.45 | 194.95 | 211.9
MAPP_CA | 55.75 | 63.07 | 69.01 | 75.13 | 82.06 | 89.68
AZ_NM_SNV_Coal | 137.29 | 160.26 | 179.95 | 200.4 | 224.71 | 252.17
AZ_NM_SNV_Gas | 0 | 0 | 0 | 0 | 0 | 0
AZ_NM_SNV_NucRenew | 0 | 0 | 0 | 0 | 0 | 0
ERCOT | 352.8 | 401.47 | 435.24 | 473.93 | 517.02 | 566.28
NP15 | 119.29 | 130.4 | 143.28 | 158 | 178.12 | 202.99
NWPP_Coal | 269.83 | 299.49 | 329.93 | 365.37 | 402.97 | 443.92
NWPP_Gas | 0 | 0 | 0 | 0 | 0 | 0
NWPP_NucRenew | 0 | 0 | 0 | 0 | 0 | 0
RMPA | 76.38 | 87.58 | 99.47 | 111.06 | 124.26 | 139.03
SP15 | 196.89 | 220.09 | 242.44 | 266.8 | 292.4 | 323.65
ALB | 71.81 | 81.22 | 91.66 | 102.93 | 115.97 | 130.73
BC | 69.51 | 76.91 | 84.91 | 93.27 | 102.8 | 113.36
HQ_IESO | 0 | 0 | 0 | 0 | 0 | 0
HQ_NEISO | 0 | 0 | 0 | 0 | 0 | 0
HQ_NY | 0 | 0 | 0 | 0 | 0 | 0
MARITIMES | 0 | 0 | 0 | 0 | 0 | 0
All | 4735.13 | 5224.07 | 5716.29 | 6241.81 | 6828.35 | 7466.65
EI_US | 3238.6 | 3551.28 | 3874.67 | 4215.47 | 4593.09 | 4992.94
EI_Canada | 202.74 | 215.38 | 234.75 | 254.58 | 277.01 | 301.59
EI | 3441.33 | 3766.66 | 4109.41 | 4470.05 | 4870.1 | 5294.52
Outside_EI | 1293.8 | 1457.42 | 1606.88 | 1771.76 | 1958.25 | 2172.13
#3 | Generation Minus Energy (TWh)
Generation Minus Energy by Pool & Region:
Pool/Region | 2015 | 2020 | 2025 | 2030 | 2035 | 2040
ENT | 1.2 | 0.81 | 0.12 | 0.58 | -0.97 | -4.66
FRCC | -5.52 | -2.83 | -2.34 | -0.6 | 0 | -1.71
MAPP_US | 6.68 | 7.48 | 6.6 | 4.72 | 4.34 | 3.52
MISO_IN | -7.3 | 19.53 | 29.5 | 45.18 | 55.2 | 48.96
MISO_MI | -4.21 | -18.73 | -20.65 | -31.25 | -39.23 | -41.85
MISO_MO-IL | 23.17 | -0.81 | -4 | -11.12 | -19.57 | -31.87
MISO_W | 4.31 | -9.05 | -9.29 | -16.23 | -9.46 | 27.24
MISO_WUMS | -6.34 | 7.84 | 7.32 | 8.35 | 4.06 | -7.34
NE | 10.27 | 5.65 | 4.93 | 1.81 | 11.14 | 9.85
NEISO | -21.66 | -19.51 | -18.95 | -18.97 | -20.67 | -22.32
NonRTO_Midwest | -0.39 | -1.05 | -1.23 | -0.89 | -0.65 | -1.24
NYISO_A-F | 9.92 | 11.38 | 9.53 | 0.42 | -7.56 | -8.75
NYISO_G-I | 5.89 | 7.03 | 19.67 | 33.58 | 46.93 | 49.36
NYISO_J-K | -43.87 | -44.74 | -52.08 | -53.51 | -54.7 | -53.1
PJM_E | -30.13 | -25.22 | -33.09 | -44.33 | -54.19 | -65.23
PJM_ROM | -30.76 | -6.01 | -17.63 | -14.11 | 5.85 | 127.8
PJM_ROR | 74.89 | 48.23 | 71.01 | 86.42 | 77.48 | -48.08
SOCO | 4.27 | 0.89 | -0.07 | 0.1 | 0.97 | 2.41
SPP_N | 3.29 | 6.33 | 1.49 | 5.74 | -17.3 | -0.11
SPP_S | -20.16 | -17.13 | -12.13 | -12.75 | 4.67 | -8.19
TVA | 1.28 | 1.15 | 1.18 | 0.85 | -0.49 | -0.63
TVA_Transmission | 0 | 0 | 0 | 0 | 0 | 0
VACAR | -16.43 | -7.67 | -7.67 | -11.76 | -14.35 | -3.06
IESO | 18.91 | 15 | 5.37 | 0.45 | 0.54 | 1.56
MAPP_CA | -4.29 | -3.24 | -3.54 | -0.46 | 0.22 | -1.05
AZ_NM_SNV_Coal | -61.06 | -82.79 | -102.47 | -122.92 | -147.24 | -174.69
AZ_NM_SNV_Gas | 104.82 | 128.66 | 144.65 | 189.95 | 249.15 | 232.8
AZ_NM_SNV_NucRenew | 42.17 | 80.01 | 93.36 | 102.17 | 103.87 | 103.88
ERCOT | -0.23 | -0.25 | -0.48 | -0.12 | -0.07 | -0.4
NP15 | -20.7 | -14.51 | -24.45 | -56.99 | -23.42 | -26.69
NWPP_Coal | -172.64 | -202.42 | -232.86 | -268.3 | -305.9 | -346.85
NWPP_Gas | 52.59 | 55.03 | 90.06 | 154.71 | 157.65 | 209.33
NWPP_NucRenew | 162.47 | 164.46 | 170.36 | 173.7 | 173.7 | 173.7
RMPA | -1.27 | 1.95 | 5.72 | 8.63 | 11.48 | 12.14
SP15 | -104.36 | -130.83 | -144.29 | -184.28 | -218.25 | -176.86
ALB | -1.65 | -1.41 | -2.27 | -0.86 | -0.08 | -0.01
BC | -0.99 | 1.47 | 3.87 | 8.18 | 4.18 | -0.64
HQ_IESO | 2.34 | 2.34 | 2.34 | 2.34 | 2.34 | 2.34
HQ_NEISO | 19.18 | 19.18 | 19.18 | 19.18 | 19.18 | 19.18
HQ_NY | 5.84 | 5.84 | 5.84 | 5.84 | 5.84 | 5.84
MARITIMES | 8.76 | 8.76 | 11.24 | 11.24 | 11.24 | 11.24
All | 8.26 | 10.82 | 13.85 | 14.67 | 15.95 | 15.79
EI_US | -7.84 | -2.64 | 8.5 | 8.49 | 7.76 | 7.26
EI_Canada | 16.96 | 14.1 | 4.16 | 2.33 | 3.1 | 2.84
EI | 9.12 | 11.45 | 12.66 | 10.82 | 10.86 | 10.11
Outside_EI | -0.86 | -0.63 | 1.19 | 3.85 | 5.09 | 5.69
#4 | Fuel Use (TBtu)
Total Fuel Consumption by Reporting Type: Entergy
ReportingType | 2015 | 2020 | 2025 | 2030 | 2035 | 2040
BM | 0 | 0 | 0 | 0 | 0 | 0
CC | 502.61 | 702.32 | 749.37 | 830.85 | 958.12 | 1132.69
CSP | 0 | 0 | 0 | 0 | 0 | 0
CT | 0 | 0 | 0 | 0 | 0 | 0
Coal | 610.55 | 512.79 | 588.71 | 612.4 | 612.4 | 612.4
Geo | 0 | 0 | 0 | 0 | 0 | 0
H | 0 | 0 | 0 | 0 | 0 | 0
LFG | 0 | 0 | 11.56 | 11.56 | 11.56 | 11.56
Nuc | 489.47 | 489.47 | 489.47 | 489.47 | 411 | 318.08
PS | 0 | 0 | 0 | 0 | 0 | 0
PV | 0 | 0 | 0 | 0 | 0 | 0
PeakG | 0 | 0 | 0.74 | 0.52 | 0.28 | 0.28
PeakO | 0 | 0 | 0 | 0 | 0 | 0
ST | 0 | 0 | 0 | 0 | 0 | 0
STOG | 18.6 | 19.73 | 20.78 | 20.77 | 21.44 | 20.23
STWD | 0 | 0 | 0 | 0.02 | 0.02 | 0.57
WT | 0 | 0 | 0 | 0 | 0 | 0
IGCC | 0 | 0 | 0 | 0 | 0 | 0
DemandResponse | 0 | 0 | 0 | 0 | 0 | 0
IGCC-CCS | 0 | 0 | 0 | 0 | 0 | 0
WT_off | 0 | 0 | 0 | 0 | 0 | 0
PseudoUnit | 0 | 0 | 0 | 0 | 0 | 0
FixedInterchange | 0 | 0 | 0 | 0 | 0 | 0
Total Fuel Consumption by Reporting Type: FRCC
ReportingType | 2015 | 2020 | 2025 | 2030 | 2035 | 2040
BM | 0 | 0 | 0 | 0 | 0 | 0
CC | 1119.72 | 1168.92 | 1282.57 | 1512.16 | 1888.25 | 1790.49
CSP | 0 | 0 | 0 | 0 | 0 | 0
CT | 5.47 | 8.54 | 9.12 | 6.04 | 3.37 | 3.25
Coal | 591.94 | 567.38 | 607.96 | 613.54 | 617.48 | 623.28
Geo | 0 | 0 | 0 | 0 | 0 | 0
H | 0 | 0 | 0 | 0 | 0 | 0
LFG | 0 | 0 | 21.31 | 21.31 | 21.31 | 21.31
Nuc | 361.47 | 633.83 | 724.61 | 724.61 | 574.97 | 1004.24
PS | 0 | 0 | 0 | 0 | 0 | 0
PV | 0 | 0 | 0 | 0 | 0 | 0
PeakG | 4.02 | 3.2 | 4.08 | 2.2 | 1.28 | 1.16
PeakO | 0 | 0 | 0 | 0 | 0 | 0
ST | 0 | 0 | 0 | 0 | 0 | 0
STOG | 65.49 | 49.5 | 49.04 | 43.93 | 34.96 | 27.46
STWD | 0 | 0.9 | 0.9 | 1.49 | 1.49 | 1.49
WT | 0 | 0 | 0 | 0 | 0 | 0
IGCC | 0 | 0 | 0 | 0 | 0 | 0
DemandResponse | 0 | 0 | 0 | 0 | 0 | 0
IGCC-CCS | 0 | 0 | 0 | 0 | 0 | 0
WT_off | 0 | 0 | 0 | 0 | 0 | 0
PseudoUnit | 0 | 0 | 0 | 0 | 0 | 0
FixedInterchange | 0 | 0 | 0 | 0 | 0 | 0
Total Fuel Consumption by Reporting Type: MAPP_US
ReportingType | 2015 | 2020 | 2025 | 2030 | 2035 | 2040
BM | 0 | 0 | 0 | 0 | 0 | 0
CC | 1.46 | 1.47 | 2.24 | 2.77 | 2.51 | 1.47
CSP | 0 | 0 | 0 | 0 | 0 | 0
CT | 0 | 0 | 0.03 | 1.12 | 1.41 | 0.19
Coal | 231.1 | 245.24 | 251.97 | 260.86 | 285.45 | 308.56
Geo | 0 | 0 | 0 | 0 | 0 | 0
H | 0 | 0 | 0 | 0 | 0 | 0
LFG | 0 | 0 | 7.71 | 7.71 | 7.71 | 7.71
Nuc | 0 | 0 | 0 | 0 | 0 | 0
PS | 0 | 0 | 0 | 0 | 0 | 0
PV | 0 | 0 | 0 | 0 | 0 | 0
PeakG | 0.43 | 0.9 | 1.69 | 2.08 | 2.7 | 1.43
PeakO | 0 | 0 | 0 | 0 | 0 | 0
ST | 0 | 0 | 0 | 0 | 0 | 0
STOG | 0 | 0 | 0 | 0 | 0 | 0
STWD | 0 | 0 | 0 | 0 | 0 | 0
WT | 0.01 | 0.01 | 0.01 | 0.01 | 0.01 | 0.01
IGCC | 0 | 0 | 0 | 0 | 0 | 0
DemandResponse | 0 | 0 | 0 | 0 | 0 | 0
IGCC-CCS | 0 | 0 | 0 | 0 | 0 | 0
WT_off | 0 | 0 | 0 | 0 | 0 | 0
PseudoUnit | 0 | 0 | 0 | 0 | 0 | 0
FixedInterchange | 0 | 0 | 0 | 0 | 0 | 0
Total Fuel Consumption by Reporting Type: MISO_IN
ReportingType | 2015 | 2020 | 2025 | 2030 | 2035 | 2040
BM | 0 | 0 | 0 | 0 | 0 | 0
CC | 31.52 | 232.29 | 347.32 | 517.19 | 627.67 | 666.6
CSP | 0 | 0 | 0 | 0 | 0 | 0
CT | 0 | 0 | 0 | 0 | 0 | 0
Coal | 881.64 | 909.01 | 944.12 | 968.58 | 1008.2 | 1018.1
Geo | 0 | 0 | 0 | 0 | 0 | 0
H | 0 | 0 | 0 | 0 | 0 | 0
LFG | 0 | 0 | 8.62 | 8.62 | 8.62 | 8.62
Nuc | 0 | 0 | 0 | 0 | 0 | 0
PS | 0 | 0 | 0 | 0 | 0 | 0
PV | 0 | 0 | 0 | 0 | 0 | 0
PeakG | 0 | 0.31 | 1.07 | 1.07 | 1.07 | 1.67
PeakO | 0 | 0 | 0 | 0 | 0 | 0
ST | 0 | 0 | 0 | 0 | 0 | 0
STOG | 0.34 | 0.65 | 1.21 | 0.65 | 0.65 | 1.26
STWD | 0 | 0 | 0 | 0 | 0 | 0
WT | 0 | 0 | 0 | 0 | 0 | 0
IGCC | 40.45 | 40.45 | 40.45 | 40.45 | 40.45 | 40.45
DemandResponse | 0 | 0 | 0 | 0 | 0 | 0
IGCC-CCS | 0 | 0 | 0 | 0 | 0 | 0
WT_off | 0 | 0 | 0 | 0 | 0 | 0
PseudoUnit | 0 | 0 | 0 | 0 | 0 | 0
FixedInterchange | 0 | 0 | 0 | 0 | 0 | 0
Total Fuel Consumption by Reporting Type: MISO_MI
ReportingType | 2015 | 2020 | 2025 | 2030 | 2035 | 2040
BM | 0 | 0 | 0 | 0 | 0 | 0
CC | 81.31 | 105.34 | 70.89 | 68.75 | 130.23 | 192.52
CSP | 0 | 0 | 0 | 0 | 0 | 0
CT | 0 | 0 | 0 | 0 | 0 | 0
Coal | 630.22 | 485.01 | 495.21 | 515.32 | 515.32 | 515.32
Geo | 0 | 0 | 0 | 0 | 0 | 0
H | 0 | 0 | 0 | 0 | 0 | 0
LFG | 0 | 17.24 | 17.24 | 17.24 | 17.24 | 17.24
Nuc | 189.34 | 189.34 | 312.88 | 312.88 | 234.9 | 234.9
PS | 0 | 0 | 0 | 0 | 0 | 0
PV | 0 | 0 | 0 | 0 | 0 | 0
PeakG | 0.16 | 0.81 | 1.28 | 1.28 | 1.28 | 1.24
PeakO | 0 | 0 | 0 | 0 | 0 | 0
ST | 0 | 0 | 0 | 0 | 0 | 0
STOG | 2.1 | 6.45 | 6.46 | 6.95 | 4.27 | 6.22
STWD | 1.69 | 6.13 | 11.22 | 8.46 | 8.46 | 8.46
WT | 0.01 | 0.01 | 0.01 | 0.01 | 0.01 | 0.01
IGCC | 0 | 0 | 0 | 0 | 0 | 0
DemandResponse | 0 | 0 | 0 | 0 | 0 | 0
IGCC-CCS | 0 | 0 | 0 | 0 | 0 | 0
WT_off | 0 | 0 | 0 | 0 | 0 | 0
PseudoUnit | 0 | 0 | 0 | 0 | 0 | 0
FixedInterchange | 0 | 0 | 0 | 0 | 0 | 0
Total Fuel Consumption by Reporting Type: MISO_MO-IL
ReportingType | 2015 | 2020 | 2025 | 2030 | 2035 | 2040
BM | 0 | 0 | 0 | 0 | 0 | 0
CC | 20.17 | 34.58 | 18.87 | 19.4 | 16.08 | 10.3
CSP | 0 | 0 | 0 | 0 | 0 | 0
CT | 0 | 0 | 0 | 0 | 0 | 0
Coal | 1025.21 | 863.86 | 935.66 | 986.4 | 1044.75 | 1049.65
Geo | 0 | 0 | 0 | 0 | 0 | 0
H | 0 | 0 | 0 | 0 | 0 | 0
LFG | 0 | 0 | 24.03 | 24.03 | 24.03 | 24.03
Nuc | 194.36 | 194.36 | 194.36 | 194.36 | 194.36 | 194.36
PS | 0 | 0 | 0 | 0 | 0 | 0
PV | 0 | 0 | 0 | 0 | 0 | 0
PeakG | 1.99 | 2.87 | 3.12 | 5.19 | 10.03 | 13.44
PeakO | 0 | 0 | 0 | 0 | 0 | 0
ST | 0 | 0 | 0 | 0 | 0 | 0
STOG | 0.7 | 1.34 | 0.71 | 0.87 | 0.71 | 0.7
STWD | 0 | 0 | 0 | 0 | 0 | 0
WT | 0 | 0 | 0 | 0 | 0 | 0
IGCC | 0 | 0 | 0 | 0 | 0 | 0
DemandResponse | 0 | 0 | 0 | 0 | 0 | 0
IGCC-CCS | 0 | 0 | 0 | 0 | 0 | 0
WT_off | 0 | 0 | 0 | 0 | 0 | 0
PseudoUnit | 0 | 0 | 0 | 0 | 0 | 0
FixedInterchange | 0 | 0 | 0 | 0 | 0 | 0
Total Fuel Consumption by Reporting Type: MISO_W
ReportingType | 2015 | 2020 | 2025 | 2030 | 2035 | 2040
BM | 0 | 0 | 0 | 0 | 0 | 0
CC | 67.47 | 75.54 | 61.28 | 75.42 | 45.21 | 20.74
CSP | 0 | 0 | 0 | 0 | 0 | 0
CT | 0 | 0 | 0 | 0 | 0 | 0
Coal | 971.67 | 854.58 | 874.57 | 882.96 | 1279.31 | 1779.12
Geo | 0 | 0 | 0 | 0 | 0 | 0
H | 0 | 0 | 0 | 0 | 0 | 0
LFG | 0 | 0 | 7.71 | 7.71 | 7.71 | 7.71
Nuc | 198.4 | 198.4 | 198.4 | 198.4 | 0.01 | 0.01
PS | 0 | 0 | 0 | 0 | 0 | 0
PV | 0 | 0 | 0 | 0 | 0 | 0
PeakG | 2.45 | 4.9 | 9.74 | 13.96 | 13.41 | 4.45
PeakO | 0 | 0 | 0 | 0 | 0 | 0
ST | 0 | 0 | 0 | 0 | 0 | 0
STOG | 0.18 | 0.2 | 0.14 | 0.39 | 0.2 | 0.06
STWD | 0 | 2.4 | 1.44 | 2.41 | 2.41 | 2.41
WT | 0.03 | 0.04 | 0.05 | 0.06 | 0.06 | 0.07
IGCC | 0 | 0 | 0 | 0 | 0 | 0
DemandResponse | 0 | 0 | 0 | 0 | 0 | 0
IGCC-CCS | 0 | 0 | 0 | 0 | 0 | 0
WT_off | 0 | 0 | 0 | 0 | 0 | 0
PseudoUnit | 0 | 0 | 0 | 0 | 0 | 0
FixedInterchange | 0 | 0 | 0 | 0 | 0 | 0
Total Fuel Consumption by Reporting Type: MISO_WUMS
ReportingType | 2015 | 2020 | 2025 | 2030 | 2035 | 2040
BM | 0 | 0 | 0 | 0 | 0 | 0
CC | 104.24 | 286.23 | 289.04 | 320.04 | 424.47 | 400.24
CSP | 0 | 0 | 0 | 0 | 0 | 0
CT | 0 | 3.14 | 4.1 | 4.89 | 6.69 | 13.25
Coal | 321.8 | 258.46 | 292.64 | 328.35 | 348.67 | 349.44
Geo | 0 | 0 | 0 | 0 | 0 | 0
H | 0 | 0 | 0 | 0 | 0 | 0
LFG | 0 | 0 | 24.03 | 24.03 | 24.03 | 24.03
Nuc | 150.68 | 150.68 | 150.68 | 150.68 | 0.01 | 0.01
PS | 0 | 0 | 0 | 0 | 0 | 0
PV | 0 | 0 | 0 | 0 | 0 | 0
PeakG | 0.32 | 0 | 0 | 0 | 0 | 0
PeakO | 0 | 0 | 0 | 0 | 0 | 0
ST | 0 | 0 | 0 | 0 | 0 | 0
STOG | 0.03 | 0 | 0 | 0 | 0 | 0
STWD | 0 | 0.56 | 0.56 | 0.56 | 0.56 | 0.56
WT | 0 | 0 | 0 | 0 | 0 | 0
IGCC | 0 | 0 | 0 | 0 | 0 | 0
DemandResponse | 0 | 0 | 0 | 0 | 0 | 0
IGCC-CCS | 0 | 0 | 0 | 0 | 0 | 0
WT_off | 0 | 0 | 0 | 0 | 0 | 0
PseudoUnit | 0 | 0 | 0 | 0 | 0 | 0
FixedInterchange | 0 | 0 | 0 | 0 | 0 | 0
Total Fuel Consumption by Reporting Type: Nebraska
ReportingType | 2015 | 2020 | 2025 | 2030 | 2035 | 2040
BM | 0 | 0 | 0 | 0 | 0 | 0
CC | 4.12 | 3.56 | 20.77 | 20.25 | 12.63 | 9.01
CSP | 0 | 0 | 0 | 0 | 0 | 0
CT | 0 | 0 | 0 | 0 | 0 | 0
Coal | 332.69 | 332.38 | 332.38 | 333.47 | 567.49 | 603.4
Geo | 0 | 0 | 0 | 0 | 0 | 0
H | 0 | 0 | 0 | 0 | 0 | 0
LFG | 0 | 0 | 7.71 | 7.71 | 7.71 | 7.71
Nuc | 113.35 | 113.35 | 113.35 | 113.35 | 0.02 | 0.02
PS | 0 | 0 | 0 | 0 | 0 | 0
PV | 0 | 0 | 0 | 0 | 0 | 0
PeakG | 0.59 | 0.88 | 1.77 | 1.56 | 1.5 | 0.14
PeakO | 0 | 0 | 0 | 0 | 0 | 0
ST | 0 | 0 | 0 | 0 | 0 | 0
STOG | 0.64 | 1.01 | 1.25 | 1.25 | 0.64 | 0.09
STWD | 0 | 0 | 0 | 0 | 0 | 0
WT | 0 | 0 | 0 | 0 | 0 | 0
IGCC | 0 | 0 | 0 | 0 | 0 | 0
DemandResponse | 0 | 0 | 0 | 0 | 0 | 0
IGCC-CCS | 0 | 0 | 0 | 0 | 0 | 0
WT_off | 0 | 0 | 0 | 0 | 0 | 0
PseudoUnit | 0 | 0 | 0 | 0 | 0 | 0
FixedInterchange | 0 | 0 | 0 | 0 | 0 | 0
Total Fuel Consumption by Reporting Type: NEISO
ReportingType | 2015 | 2020 | 2025 | 2030 | 2035 | 2040
BM | 24.48 | 24.48 | 7.16 | 7.77 | 9.2 | 8.68
CC | 327.02 | 333.78 | 374.1 | 428.5 | 560.4 | 646.9
CSP | 0 | 0 | 0 | 0 | 0 | 0
CT | 0 | 0.03 | 0.12 | 0.81 | 3.15 | 3.46
Coal | 0.11 | 0 | 0 | 0 | 0 | 0
Geo | 0 | 0 | 0 | 0 | 0 | 0
H | 0 | 0 | 0 | 0 | 0 | 0
LFG | 5.3 | 5.3 | 12.81 | 12.81 | 12.81 | 12.81
Nuc | 397.3 | 397.3 | 397.3 | 397.3 | 287.05 | 212.04
PS | 0 | 0 | 0 | 0 | 0 | 0
PV | 0 | 0 | 0 | 0 | 0 | 0
PeakG | 0.06 | 0.33 | 0.4 | 1.06 | 1.38 | 1.55
PeakO | 0 | 0 | 0 | 0 | 0 | 0
ST | 0 | 0 | 0 | 0 | 0 | 0
STOG | 0 | 0 | 0 | 0 | 0 | 0
STWD | 51.79 | 14.8 | 5.55 | 6.01 | 7.47 | 7.47
WT | 0 | 0.01 | 0.02 | 0.02 | 0.02 | 0.02
IGCC | 0 | 0 | 0 | 0 | 0 | 0
DemandResponse | 0 | 0 | 0 | 0 | 0 | 0
IGCC-CCS | 0 | 0 | 0 | 0 | 0 | 0
WT_off | 0 | 0 | 0 | 0 | 0 | 0
PseudoUnit | 0 | 0 | 0 | 0 | 0 | 0
FixedInterchange | 0 | 0 | 0 | 0 | 0 | 0
Total Fuel Consumption by Reporting Type: NonRTO_Midwest
ReportingType | 2015 | 2020 | 2025 | 2030 | 2035 | 2040
BM | 0 | 0 | 0 | 0 | 0 | 0
CC | 0 | 10.18 | 28.17 | 64.51 | 100.87 | 140.48
CSP | 0 | 0 | 0 | 0 | 0 | 0
CT | 0 | 1.12 | 1.3 | 2.07 | 2.42 | 6.07
Coal | 637.87 | 669.8 | 696.8 | 720.93 | 734.76 | 740.63
Geo | 0 | 0 | 0 | 0 | 0 | 0
H | 0 | 0 | 0 | 0 | 0 | 0
LFG | 0 | 0 | 0 | 17.24 | 17.24 | 17.24
Nuc | 0 | 0 | 0 | 0 | 0 | 0
PS | 0 | 0 | 0 | 0 | 0 | 0
PV | 0 | 0 | 0 | 0 | 0 | 0
PeakG | 1.67 | 2.12 | 2.4 | 3.37 | 1.72 | 1.17
PeakO | 0 | 0 | 0 | 0 | 0 | 0
ST | 0 | 0 | 0 | 0 | 0 | 0
STOG | 0 | 0 | 0 | 0 | 0 | 0
STWD | 0 | 0 | 0 | 0 | 0 | 0
WT | 0 | 0 | 0 | 0 | 0 | 0
IGCC | 0 | 0 | 0 | 0 | 0 | 0
DemandResponse | 0 | 0 | 0 | 0 | 0 | 0
IGCC-CCS | 0 | 0 | 0 | 0 | 0 | 0
WT_off | 0 | 0 | 0 | 0 | 0 | 0
PseudoUnit | 0 | 0 | 0 | 0 | 0 | 0
FixedInterchange | 0 | 0 | 0 | 0 | 0 | 0
Total Fuel Consumption by Reporting Type: NYISO_A-F
ReportingType | 2015 | 2020 | 2025 | 2030 | 2035 | 2040
BM | 0 | 0 | 0 | 0 | 0 | 0
CC | 51.67 | 104.28 | 124.8 | 99.59 | 94.46 | 161.86
CSP | 0 | 0 | 0 | 0 | 0 | 0
CT | 0 | 0 | 0 | 0 | 0 | 0
Coal | 0 | 0 | 0 | 0 | 0 | 0
Geo | 0 | 0 | 0 | 0 | 0 | 0
H | 0 | 0 | 0 | 0 | 0 | 0
LFG | 0.69 | 0.69 | 8 | 8 | 8 | 8
Nuc | 279.35 | 279.35 | 279.35 | 225.07 | 174.35 | 99.88
PS | 0 | 0 | 0 | 0 | 0 | 0
PV | 0 | 0 | 0 | 0 | 0 | 0
PeakG | 0 | 0.01 | 0.07 | 0.07 | 0.11 | 0.07
PeakO | 0 | 0 | 0 | 0 | 0 | 0
ST | 0 | 0 | 0 | 0 | 0 | 0
STOG | 0 | 0 | 0 | 0 | 0 | 0
STWD | 0 | 0 | 0.01 | 0.03 | 0.01 | 0.01
WT | 0.01 | 0.01 | 0.01 | 0.02 | 0.02 | 0.02
IGCC | 0 | 0 | 0 | 0 | 0 | 0
DemandResponse | 0 | 0 | 0 | 0 | 0 | 0
IGCC-CCS | 0 | 0 | 0 | 0 | 0 | 0
WT_off | 0 | 0 | 0 | 0 | 0 | 0
PseudoUnit | 0 | 0 | 0 | 0 | 0 | 0
FixedInterchange | 0 | 0 | 0 | 0 | 0 | 0
Total Fuel Consumption by Reporting Type: NYISO_G-I
ReportingType | 2015 | 2020 | 2025 | 2030 | 2035 | 2040
BM | 0 | 0 | 0 | 0 | 0 | 0
CC | 51.04 | 73.47 | 163.1 | 267.09 | 425.21 | 514.93
CSP | 0 | 0 | 0 | 0 | 0 | 0
CT | 0 | 0 | 0 | 0 | 0 | 0
Coal | 0 | 0 | 0 | 0 | 0 | 0
Geo | 0 | 0 | 0 | 0 | 0 | 0
H | 0 | 0 | 0 | 0 | 0 | 0
LFG | 0 | 0 | 8 | 8 | 8 | 8
Nuc | 176.99 | 176.99 | 176.99 | 176.99 | 88.75 | 0.03
PS | 0 | 0 | 0 | 0 | 0 | 0
PV | 0 | 0 | 0 | 0 | 0 | 0
PeakG | 0 | 0 | 0 | 0.01 | 0 | 0
PeakO | 0 | 0 | 0 | 0 | 0 | 0
ST | 0 | 0 | 0 | 0 | 0 | 0
STOG | 0.2 | 1.12 | 1.16 | 1.19 | 2 | 2
STWD | 0 | 0 | 0 | 0 | 0 | 0
WT | 0 | 0 | 0 | 0 | 0 | 0
IGCC | 0 | 0 | 0 | 0 | 0 | 0
DemandResponse | 0 | 0 | 0 | 0 | 0 | 0
IGCC-CCS | 0 | 0 | 0 | 0 | 0 | 0
WT_off | 0 | 0 | 0 | 0 | 0 | 0
PseudoUnit | 0 | 0 | 0 | 0 | 0 | 0
FixedInterchange | 0 | 0 | 0 | 0 | 0 | 0
Total Fuel Consumption by Reporting Type: NYISO_J-K
ReportingType | 2015 | 2020 | 2025 | 2030 | 2035 | 2040
BM | 0 | 0 | 0 | 0 | 0 | 0
CC | 184.48 | 243.23 | 233.19 | 273.47 | 321.04 | 402.07
CSP | 0 | 0 | 0 | 0 | 0 | 0
CT | 0 | 0.27 | 0.63 | 1.11 | 4.48 | 3.63
Coal | 0 | 0 | 0 | 0 | 0 | 0
Geo | 0 | 0 | 0 | 0 | 0 | 0
H | 0 | 0 | 0 | 0 | 0 | 0
LFG | 0 | 0 | 8 | 8 | 8 | 8
Nuc | 0 | 0 | 0 | 0 | 0 | 0
PS | 0 | 0 | 0 | 0 | 0 | 0
PV | 0 | 0 | 0 | 0 | 0 | 0
PeakG | 0.15 | 1.21 | 1.86 | 3.37 | 3.37 | 4.33
PeakO | 0 | 0 | 0 | 0 | 0 | 0
ST | 0 | 0 | 0 | 0 | 0 | 0
STOG | 15.56 | 33.74 | 44.22 | 61.39 | 67.77 | 65.69
STWD | 0 | 0 | 0 | 0 | 0 | 0
WT | 0 | 0 | 0 | 0 | 0 | 0
IGCC | 0 | 0 | 0 | 0 | 0 | 0
DemandResponse | 0 | 0 | 0 | 0 | 0 | 0
IGCC-CCS | 0 | 0 | 0 | 0 | 0 | 0
WT_off | 0 | 0 | 0 | 0 | 0 | 0
PseudoUnit | 0 | 0 | 0 | 0 | 0 | 0
FixedInterchange | 0 | 0 | 0 | 0 | 0 | 0
Total Fuel Consumption by Reporting Type: PJM_E
ReportingType | 2015 | 2020 | 2025 | 2030 | 2035 | 2040
BM | 2.91 | 2.91 | 2.91 | 2.91 | 2.91 | 2.91
CC | 175.6 | 235.27 | 230.33 | 228.63 | 371.17 | 466.26
CSP | 0 | 0 | 0 | 0 | 0 | 0
CT | 0 | 0.01 | 0.01 | 0.94 | 13.2 | 11.2
Coal | 4.66 | 5.05 | 7.94 | 13.43 | 21.69 | 24.76
Geo | 0 | 0 | 0 | 0 | 0 | 0
H | 0 | 0 | 0 | 0 | 0 | 0
LFG | 0.98 | 15.28 | 15.28 | 15.28 | 15.28 | 15.28
Nuc | 760.44 | 705.28 | 705.28 | 705.28 | 505.66 | 400.28
PS | 0 | 0 | 0 | 0 | 0 | 0
PV | 0 | 0 | 0 | 0 | 0 | 0
PeakG | 0.03 | 1.19 | 5.23 | 5.49 | 10.17 | 7.14
PeakO | 0 | 0 | 0 | 0 | 0 | 0
ST | 0 | 0 | 0 | 0 | 0 | 0
STOG | 3.02 | 5.76 | 5.76 | 9.78 | 11.93 | 13.02
STWD | 0 | 0 | 0 | 0 | 0 | 0
WT | 0 | 0 | 0 | 0 | 0 | 0
IGCC | 0 | 0 | 0 | 0 | 0 | 0
DemandResponse | 0 | 0 | 0 | 0 | 0 | 0
IGCC-CCS | 0 | 0 | 0 | 0 | 0 | 0
WT_off | 0 | 0 | 0 | 0 | 0 | 0
PseudoUnit | 0 | 0 | 0 | 0 | 0 | 0
FixedInterchange | 0 | 0 | 0 | 0 | 0 | 0
Total Fuel Consumption by Reporting Type: PJM_ROM
ReportingType | 2015 | 2020 | 2025 | 2030 | 2035 | 2040
BM | 1.75 | 1.75 | 1.75 | 1.75 | 1.75 | 1.75
CC | 118.61 | 154.29 | 138.26 | 152.38 | 484.67 | 1417.44
CSP | 0 | 0 | 0 | 0 | 0 | 0
CT | 0 | 0.01 | 0.03 | 0.03 | 0.03 | 0.03
Coal | 493.07 | 559.78 | 572.7 | 608.33 | 608.33 | 608.33
Geo | 0 | 0 | 0 | 0 | 0 | 0
H | 0 | 0 | 0 | 0 | 0 | 0
LFG | 2.04 | 30.56 | 30.56 | 30.56 | 30.56 | 30.56
Nuc | 457.4 | 717.48 | 717.48 | 717.48 | 560.16 | 478.51
PS | 0 | 0 | 0 | 0 | 0 | 0
PV | 0 | 0 | 0 | 0.01 | 0.01 | 0.01
PeakG | 0 | 0.39 | 0.6 | 0.62 | 2.96 | 0.6
PeakO | 0 | 0 | 0 | 0 | 0 | 0
ST | 0 | 0 | 0 | 0 | 0 | 0
STOG | 6.55 | 14.3 | 14.48 | 15.18 | 15.8 | 15.18
STWD | 5.38 | 5.38 | 5.38 | 5.38 | 5.38 | 5.38
WT | 0 | 0 | 0 | 0.02 | 0.02 | 0.02
IGCC | 0 | 0 | 0 | 0 | 0 | 0
DemandResponse | 0 | 0 | 0 | 0 | 0 | 0
IGCC-CCS | 0 | 0 | 0 | 0 | 0 | 0
WT_off | 0 | 0 | 0 | 0 | 0 | 0
PseudoUnit | 0 | 0 | 0 | 0 | 0 | 0
FixedInterchange | 0 | 0 | 0 | 0 | 0 | 0
Total Fuel Consumption by Reporting Type: PJM_ROR
ReportingType | 2015 | 2020 | 2025 | 2030 | 2035 | 2040
BM | 0.97 | 2.1 | 28.73 | 37.37 | 27.85 | 18.73
CC | 480.09 | 739.41 | 1021.99 | 1386.19 | 1897.04 | 1625.46
CSP | 0 | 0 | 0 | 0 | 0 | 0
CT | 0.03 | 0.06 | 0.06 | 1.66 | 2.97 | 10.61
Coal | 3568.88 | 3114.58 | 3253.9 | 3313.39 | 3356.96 | 3390.62
Geo | 0 | 0 | 0 | 0 | 0 | 0
H | 0 | 0 | 0 | 0 | 0 | 0
LFG | 6.18 | 6.18 | 61.46 | 61.46 | 61.46 | 61.46
Nuc | 1784.52 | 1906.43 | 1906.43 | 1829.07 | 1447.63 | 1011.93
PS | 0 | 0 | 0 | 0 | 0 | 0
PV | 0 | 0 | 0 | 0 | 0 | 0
PeakG | 10.54 | 13.12 | 14.05 | 13.24 | 8.6 | 12.6
PeakO | 0 | 0 | 0 | 0 | 0 | 0
ST | 0 | 0 | 0 | 0 | 0 | 0
STOG | 8.36 | 8.81 | 9.19 | 8.88 | 8.88 | 9.24
STWD | 2.83 | 7.12 | 13.33 | 15.91 | 15.91 | 15.91
WT | 0.03 | 0.03 | 0.03 | 0.03 | 0.03 | 0.05
IGCC | 0 | 0 | 0 | 0 | 0 | 0
DemandResponse | 0 | 0 | 0 | 0 | 0 | 0
IGCC-CCS | 0 | 0 | 0 | 0 | 0 | 0
WT_off | 0 | 0 | 0 | 0 | 0 | 0
PseudoUnit | 0 | 0 | 0 | 0 | 0 | 0
FixedInterchange | 0 | 0 | 0 | 0 | 0 | 0
Total Fuel Consumption by Reporting Type: SOCO
ReportingType | 2015 | 2020 | 2025 | 2030 | 2035 | 2040
BM | 0 | 0.01 | 0.3 | 0.3 | 0.5 | 0.5
CC | 840.49 | 930.41 | 987.25 | 1203.75 | 1390.99 | 1237.47
CSP | 0 | 0 | 0 | 0 | 0 | 0
CT | 0 | 0 | 0 | 0 | 0 | 0
Coal | 1077.68 | 1114.8 | 1284.62 | 1288.53 | 1338.48 | 2165.79
Geo | 0 | 0 | 0 | 0 | 0 | 0
H | 0 | 0 | 0 | 0 | 0 | 0
LFG | 0 | 0 | 0.6 | 11.56 | 11.56 | 11.56
Nuc | 530.95 | 709.75 | 709.75 | 709.75 | 709.75 | 466.4
PS | 0 | 0 | 0 | 0 | 0 | 0
PV | 0 | 0 | 0 | 0 | 0 | 0
PeakG | 7.26 | 14.3 | 26.34 | 24.98 | 20.96 | 16.79
PeakO | 0 | 0 | 0 | 0 | 0 | 0
ST | 0 | 0 | 0 | 0 | 0 | 0
STOG | 0 | 0 | 0 | 0 | 0 | 0
STWD | 0 | 0 | 0.08 | 0.27 | 3.49 | 3.49
WT | 0 | 0 | 0 | 0 | 0 | 0
IGCC | 0 | 0 | 0 | 0 | 0 | 0
DemandResponse | 0 | 0 | 0 | 0 | 0 | 0
IGCC-CCS | 0 | 0 | 0 | 0 | 0 | 0
WT_off | 0 | 0 | 0 | 0 | 0 | 0
PseudoUnit | 0 | 0 | 0 | 0 | 0 | 0
FixedInterchange | 0 | 0 | 0 | 0 | 0 | 0
Total Fuel Consumption by Reporting Type: SPP_N
ReportingType | 2015 | 2020 | 2025 | 2030 | 2035 | 2040
BM | 0 | 0 | 0 | 0 | 0 | 0
CC | 59.9 | 148.78 | 168.54 | 254.66 | 169.63 | 120.32
CSP | 0 | 0 | 0 | 0 | 0 | 0
CT | 0 | 0 | 0 | 7.24 | 12.63 | 6.23
Coal | 647.03 | 642.19 | 646.89 | 646.89 | 646.89 | 1010.39
Geo | 0 | 0 | 0 | 0 | 0 | 0
H | 0 | 0 | 0 | 0 | 0 | 0
LFG | 0 | 0 | 10.22 | 10.22 | 10.22 | 10.22
Nuc | 101.29 | 101.29 | 101.29 | 101.29 | 101.29 | 101.29
PS | 0 | 0 | 0 | 0 | 0 | 0
PV | 0 | 0 | 0 | 0 | 0 | 0
PeakG | 1.02 | 1.41 | 4.23 | 2.29 | 1.9 | 0.31
PeakO | 0 | 0 | 0 | 0 | 0 | 0
ST | 0 | 0 | 0 | 0 | 0 | 0
STOG | 3.73 | 7.41 | 7.72 | 7.72 | 12.57 | 7.53
STWD | 0 | 0 | 0 | 0 | 0 | 0
WT | 0 | 0 | 0 | 0 | 0 | 0
IGCC | 0 | 0 | 0 | 0 | 0 | 0
DemandResponse | 0 | 0 | 0 | 0 | 0 | 0
IGCC-CCS | 0 | 0 | 0 | 0 | 0 | 0
WT_off | 0 | 0 | 0 | 0 | 0 | 0
PseudoUnit | 0 | 0 | 0 | 0 | 0 | 0
FixedInterchange | 0 | 0 | 0 | 0 | 0 | 0
Total Fuel Consumption by Reporting Type: SPP_S
ReportingType | 2015 | 2020 | 2025 | 2030 | 2035 | 2040
BM | 0 | 0 | 0 | 0 | 0 | 0
CC | 360.25 | 462.15 | 515.1 | 588.23 | 329.01 | 312.23
CSP | 0 | 0 | 0 | 0 | 0 | 0
CT | 0.02 | 0 | 0 | 0.79 | 0 | 0.12
Coal | 883.35 | 819.02 | 909.29 | 941.16 | 950.36 | 952.16
Geo | 0 | 0 | 0 | 0 | 0 | 0
H | 0 | 0 | 0 | 0 | 0 | 0
LFG | 0 | 0 | 10.22 | 10.22 | 10.22 | 10.22
Nuc | 0 | 0 | 0 | 0 | 0 | 0
PS | 0 | 0 | 0 | 0 | 0 | 0
PV | 0 | 0 | 0 | 0 | 0 | 0
PeakG | 0 | 0 | 0 | 0.16 | 0 | 0
PeakO | 0 | 0 | 0 | 0 | 0 | 0
ST | 0 | 0 | 0 | 0 | 0 | 0
STOG | 30.48 | 35.51 | 37.12 | 46.42 | 17.69 | 27.02
STWD | 0 | 0 | 0 | 0 | 0 | 0.13
WT | 0.01 | 0.02 | 0.02 | 0.03 | 0.1 | 0.11
IGCC | 0 | 0 | 0 | 0 | 0 | 0
DemandResponse | 0 | 0 | 0 | 0 | 0 | 0
IGCC-CCS | 0 | 0 | 0 | 0 | 0 | 0
WT_off | 0 | 0 | 0 | 0 | 0 | 0
PseudoUnit | 0 | 0 | 0 | 0 | 0 | 0
FixedInterchange | 0 | 0 | 0 | 0 | 0 | 0
Total Fuel Consumption by Reporting Type: TVA
ReportingType | 2015 | 2020 | 2025 | 2030 | 2035 | 2040
BM | 0 | 0 | 0 | 0 | 0 | 0
CC | 125.86 | 184.68 | 267.54 | 399.37 | 429.52 | 338.16
CSP | 0 | 0 | 0 | 0 | 0 | 0
CT | 0.28 | 4.78 | 6.29 | 6.68 | 9.92 | 11.38
Coal | 942.34 | 817.38 | 833.63 | 842.3 | 1091.58 | 1513.35
Geo | 0 | 0 | 0 | 0 | 0 | 0
H | 0 | 0 | 0 | 0 | 0 | 0
LFG | 0 | 0 | 0 | 11.56 | 11.56 | 11.56
Nuc | 683.77 | 865.33 | 865.33 | 865.33 | 645.53 | 533.66
PS | 0 | 0 | 0 | 0 | 0 | 0
PV | 0 | 0 | 0 | 0 | 0 | 0
PeakG | 0 | 0 | 0.55 | 0.49 | 0.5 | 0.36
PeakO | 0 | 0 | 0 | 0 | 0 | 0
ST | 0 | 0 | 0 | 0 | 0 | 0
STOG | 0 | 0 | 0 | 0 | 0 | 0
STWD | 0 | 0 | 0 | 0 | 0.02 | 0.02
WT | 0 | 0 | 0 | 0 | 0 | 0
IGCC | 0 | 0 | 0 | 0 | 0 | 0
DemandResponse | 0 | 0 | 0 | 0 | 0 | 0
IGCC-CCS | 0 | 0 | 0 | 0 | 0 | 0
WT_off | 0 | 0 | 0 | 0 | 0 | 0
PseudoUnit | 0 | 0 | 0 | 0 | 0 | 0
FixedInterchange | 0 | 0 | 0 | 0 | 0 | 0
Total Fuel Consumption by Reporting Type: TVA_Transmission
ReportingType | 2015 | 2020 | 2025 | 2030 | 2035 | 2040
BM | 0 | 0 | 0 | 0 | 0 | 0
CC | 0 | 0 | 0 | 0 | 0 | 0
CSP | 0 | 0 | 0 | 0 | 0 | 0
CT | 0 | 0 | 0 | 0 | 0 | 0
Coal | 0 | 0 | 0 | 0 | 0 | 0
Geo | 0 | 0 | 0 | 0 | 0 | 0
H | 0 | 0 | 0 | 0 | 0 | 0
LFG | 0 | 0 | 0 | 0 | 0 | 0
Nuc | 0 | 0 | 0 | 0 | 0 | 0
PS | 0 | 0 | 0 | 0 | 0 | 0
PV | 0 | 0 | 0 | 0 | 0 | 0
PeakG | 0 | 0 | 0 | 0 | 0 | 0
PeakO | 0 | 0 | 0 | 0 | 0 | 0
ST | 0 | 0 | 0 | 0 | 0 | 0
STOG | 0 | 0 | 0 | 0 | 0 | 0
STWD | 0 | 0 | 0 | 0 | 0 | 0
WT | 0 | 0 | 0 | 0 | 0 | 0
IGCC | 0 | 0 | 0 | 0 | 0 | 0
DemandResponse | 0 | 0 | 0 | 0 | 0 | 0
IGCC-CCS | 0 | 0 | 0 | 0 | 0 | 0
WT_off | 0 | 0 | 0 | 0 | 0 | 0
PseudoUnit | 0 | 0 | 0 | 0 | 0 | 0
FixedInterchange | 0 | 0 | 0 | 0 | 0 | 0
Total Fuel Consumption by Reporting Type: VACAR
ReportingType | 2015 | 2020 | 2025 | 2030 | 2035 | 2040
BM | 0.09 | 36.76 | 127.94 | 149.51 | 185.1 | 219.53
CC | 381.98 | 417.63 | 389.08 | 436.82 | 812.1 | 1211.26
CSP | 0 | 0 | 0 | 0 | 0 | 0
CT | 0.8 | 2.31 | 3.1 | 7.38 | 12.54 | 9.89
Coal | 780.89 | 710.89 | 894.59 | 1017.46 | 1093.43 | 1108.29
Geo | 0 | 0 | 0 | 0 | 0 | 0
H | 0 | 0 | 0 | 0 | 0 | 0
LFG | 0.04 | 11.56 | 11.56 | 11.56 | 11.56 | 11.56
Nuc | 989.95 | 1360.89 | 1542.45 | 1542.45 | 1261.14 | 1100.22
PS | 0 | 0 | 0 | 0 | 0 | 0
PV | 0 | 0 | 0 | 0 | 0 | 0
PeakG | 1.16 | 1.99 | 3.52 | 3.52 | 3.2 | 2.76
PeakO | 0 | 0 | 0 | 0 | 0 | 0
ST | 0 | 0 | 0 | 0 | 0 | 0
STOG | 0 | 0 | 0.01 | 0.01 | 0.01 | 0.01
STWD | 24.47 | 24.47 | 15.46 | 17.99 | 24.47 | 24.47
WT | 0 | 0.01 | 0.01 | 0.01 | 0.01 | 0.01
IGCC | 0 | 0 | 0 | 0 | 0 | 0
DemandResponse | 0 | 0 | 0 | 0 | 0 | 0
IGCC-CCS | 0 | 0 | 0 | 0 | 0 | 0
WT_off | 0 | 0 | 0 | 0 | 0 | 0
PseudoUnit | 0 | 0 | 0 | 0 | 0 | 0
FixedInterchange | 0 | 0 | 0 | 0 | 0 | 0
Total Fuel Consumption by Reporting Type: IESO
ReportingType | 2015 | 2020 | 2025 | 2030 | 2035 | 2040
BM | 0 | 0 | 0 | 0.04 | 0.04 | 0.04
CC | 7.16 | 16.83 | 42.22 | 100.86 | 291.37 | 481.1
CSP | 0 | 0 | 0 | 0 | 0 | 0
CT | 0 | 0 | 0.04 | 0.13 | 0.36 | 0.61
Coal | 0 | 0 | 0 | 0 | 0 | 0
Geo | 0 | 0 | 0 | 0 | 0 | 0
H | 0 | 0 | 0 | 0 | 0 | 0
LFG | 1.56 | 1.56 | 1.56 | 1.61 | 1.61 | 1.61
Nuc | 1146.4 | 1146.4 | 1146.4 | 1146.4 | 1054.83 | 917.91
PS | 0 | 0 | 0 | 0 | 0 | 0
PV | 0 | 0 | 0 | 0 | 0 | 0
PeakG | 0 | 0 | 0.05 | 0.17 | 0.06 | 0.17
PeakO | 0 | 0 | 0 | 0 | 0 | 0
ST | 0 | 0 | 0 | 0 | 0 | 0
STOG | 0 | 0 | 0 | 0 | 0 | 0
STWD | 0 | 0 | 0.01 | 0.05 | 0.15 | 0.15
WT | 0.01 | 0.01 | 0.01 | 0.01 | 0 | 0
IGCC | 0 | 0 | 0 | 0 | 0 | 0
DemandResponse | 0 | 0 | 0 | 0 | 0 | 0
IGCC-CCS | 0 | 0 | 0 | 0 | 0 | 0
WT_off | 0 | 0 | 0 | 0 | 0 | 0
PseudoUnit | 0 | 0 | 0 | 0 | 0 | 0
FixedInterchange | 0 | 0 | 0 | 0 | 0 | 0
Total Fuel Consumption by Reporting Type: MAPP_CA
ReportingType | 2015 | 2020 | 2025 | 2030 | 2035 | 2040
BM | 0 | 0 | 0 | 0 | 0 | 0
CC | 55.18 | 106.73 | 108.52 | 108.66 | 99.07 | 68.97
CSP | 0 | 0 | 0 | 0 | 0 | 0
CT | 0 | 0 | 0.01 | 0.01 | 0.01 | 0
Coal | 1.79 | 5.1 | 12.72 | 42.82 | 62.09 | 83.6
Geo | 0 | 0 | 0 | 0 | 0 | 0
H | 0 | 0 | 0 | 0.01 | 0.02 | 0.03
LFG | 0 | 0 | 0 | 0 | 0 | 0
Nuc | 0 | 0 | 0 | 0 | 0 | 0
PS | 0 | 0 | 0 | 0 | 0 | 0
PV | 0 | 0 | 0 | 0 | 0 | 0
PeakG | 0 | 0 | 0.01 | 0.02 | 0.02 | 0
PeakO | 0 | 0 | 0 | 0 | 0 | 0
ST | 0 | 0 | 0 | 0 | 0 | 0
STOG | 0 | 0 | 0 | 0 | 0 | 0
STWD | 0 | 0 | 0 | 0 | 0 | 0
WT | 0 | 0 | 0 | 0 | 0 | 0
IGCC | 0 | 0 | 0 | 0 | 0 | 0
DemandResponse | 0 | 0 | 0 | 0 | 0 | 0
IGCC-CCS | 0 | 0 | 0 | 0 | 0 | 0
WT_off | 0 | 0 | 0 | 0 | 0 | 0
PseudoUnit | 0 | 0 | 0 | 0 | 0 | 0
FixedInterchange | 0 | 0 | 0 | 0 | 0 | 0
Total Fuel Consumption by Reporting Type: AZ_NM_SNV_Coal
ReportingType | 2015 | 2020 | 2025 | 2030 | 2035 | 2040
BM | 0 | 0 | 0 | 0 | 0 | 0
CC | 0 | 0 | 0 | 0 | 0 | 0
CSP | 0 | 0 | 0 | 0 | 0 | 0
CT | 0 | 0 | 0 | 0 | 0 | 0
Coal | 762.82 | 775.36 | 775.36 | 775.36 | 775.36 | 775.36
Geo | 0 | 0 | 0 | 0 | 0 | 0
H | 0 | 0 | 0 | 0 | 0 | 0
LFG | 0 | 0 | 0 | 0 | 0 | 0
Nuc | 0 | 0 | 0 | 0 | 0 | 0
PS | 0 | 0 | 0 | 0 | 0 | 0
PV | 0 | 0 | 0 | 0 | 0 | 0
PeakG | 0 | 0 | 0 | 0 | 0 | 0
PeakO | 0 | 0 | 0 | 0 | 0 | 0
ST | 0 | 0 | 0 | 0 | 0 | 0
STOG | 0 | 0 | 0 | 0 | 0 | 0
STWD | 0 | 0 | 0 | 0 | 0 | 0
WT | 0 | 0 | 0 | 0 | 0 | 0
IGCC | 0 | 0 | 0 | 0 | 0 | 0
DemandResponse | 0 | 0 | 0 | 0 | 0 | 0
IGCC-CCS | 0 | 0 | 0 | 0 | 0 | 0
WT_off | 0 | 0 | 0 | 0 | 0 | 0
PseudoUnit | 0 | 0 | 0 | 0 | 0 | 0
FixedInterchange | 0 | 0 | 0 | 0 | 0 | 0
Total Fuel Consumption by Reporting Type: AZ_NM_SNV_Gas
ReportingType | 2015 | 2020 | 2025 | 2030 | 2035 | 2040
BM | 0 | 0 | 0 | 0 | 0 | 0
CC | 752.77 | 915.48 | 1009 | 1293.62 | 1668.26 | 1546.77
CSP | 0 | 0 | 0 | 0 | 0 | 0
CT | 0 | 0.07 | 3.05 | 5.28 | 3.05 | 4.35
Coal | 0 | 0 | 0 | 0 | 0 | 0
Geo | 0 | 0 | 0 | 0 | 0 | 0
H | 0 | 0 | 0 | 0 | 0 | 0
LFG | 0 | 0 | 0 | 0 | 0 | 0
Nuc | 0 | 0 | 0 | 0 | 0 | 0
PS | 0 | 0 | 0 | 0 | 0 | 0
PV | 0 | 0 | 0 | 0 | 0 | 0
PeakG | 0 | 0 | 11.49 | 17.85 | 13.45 | 13.45
PeakO | 0 | 0 | 0 | 0 | 0 | 0
ST | 0 | 0 | 0 | 0 | 0 | 0
STOG | 0 | 0 | 0 | 0 | 0 | 0
STWD | 0 | 0 | 0 | 0 | 0 | 0
WT | 0 | 0 | 0 | 0 | 0 | 0
IGCC | 0 | 0 | 0 | 0 | 0 | 0
DemandResponse | 0 | 0 | 0 | 0 | 0 | 0
IGCC-CCS | 0 | 0 | 0 | 0 | 0 | 0
WT_off | 0 | 0 | 0 | 0 | 0 | 0
PseudoUnit | 0 | 0 | 0 | 0 | 0 | 0
FixedInterchange | 0 | 0 | 0 | 0 | 0 | 0
Total Fuel Consumption by Reporting Type: AZ_NM_SNV_NucRenew
ReportingType | 2015 | 2020 | 2025 | 2030 | 2035 | 2040
BM | 0 | 0 | 0 | 0 | 0 | 0
CC | 0 | 0 | 0 | 0 | 0 | 0
CSP | 0 | 0 | 0 | 0 | 0 | 0
CT | 0 | 0 | 0 | 0 | 0 | 0
Coal | 0 | 0 | 0 | 0 | 0 | 0
Geo | 0 | 0 | 0.01 | 0.01 | 0.01 | 0.01
H | 0 | 0 | 0 | 0 | 0 | 0
LFG | 0 | 6.53 | 6.53 | 6.53 | 6.53 | 6.53
Nuc | 317.72 | 317.72 | 317.72 | 317.72 | 317.72 | 317.72
PS | 0 | 0 | 0 | 0 | 0 | 0
PV | 0 | 0 | 0 | 0 | 0 | 0
PeakG | 0 | 0 | 0 | 0 | 0 | 0
PeakO | 0 | 0 | 0 | 0 | 0 | 0
ST | 0 | 0 | 0 | 0 | 0 | 0
STOG | 0 | 0 | 0 | 0 | 0 | 0
STWD | 1.77 | 1.77 | 1.09 | 1.77 | 1.77 | 1.77
WT | 0 | 0.04 | 0.04 | 0.05 | 0.05 | 0.05
IGCC | 0 | 0 | 0 | 0 | 0 | 0
DemandResponse | 0 | 0 | 0 | 0 | 0 | 0
IGCC-CCS | 0 | 0 | 0 | 0 | 0 | 0
WT_off | 0 | 0 | 0 | 0 | 0 | 0
PseudoUnit | 0 | 0 | 0 | 0 | 0 | 0
FixedInterchange | 0 | 0 | 0 | 0 | 0 | 0
Total Fuel Consumption by Reporting Type: ERCOT
ReportingType | 2015 | 2020 | 2025 | 2030 | 2035 | 2040
BM | 0 | 0 | 0.06 | 0.06 | 1.31 | 1.28
CC | 1172.02 | 1380.79 | 1484.17 | 1708.32 | 1979.26 | 2286.91
CSP | 0 | 0 | 0 | 0 | 0 | 0
CT | 0 | 0.03 | 0.09 | 0.09 | 0.09 | 0.09
Coal | 1182.55 | 1321.22 | 1481.07 | 1481.07 | 1481.07 | 1481.07
Geo | 0 | 0 | 0 | 0 | 0 | 0
H | 0 | 0 | 0 | 0 | 0 | 0
LFG | 0 | 0 | 0 | 38.09 | 38.09 | 38.09
Nuc | 422.69 | 422.69 | 422.69 | 422.69 | 422.69 | 422.69
PS | 0 | 0 | 0 | 0 | 0 | 0
PV | 0 | 0 | 0 | 0 | 0 | 0
PeakG | 0 | 0.03 | 1.15 | 1.17 | 0.83 | 0.8
PeakO | 0 | 0 | 0 | 0 | 0 | 0
ST | 0 | 0 | 0 | 0 | 0 | 0
STOG | 60.03 | 68.29 | 90.39 | 77.26 | 67.34 | 58.65
STWD | 0 | 0 | 0 | 0 | 0 | 0
WT | 0.03 | 0.03 | 0.03 | 0.03 | 0.03 | 0.03
IGCC | 0 | 0 | 0 | 0 | 0 | 0
DemandResponse | 0 | 0 | 0 | 0 | 0 | 0
IGCC-CCS | 0 | 0 | 0 | 0 | 0 | 0
WT_off | 0 | 0 | 0 | 0 | 0 | 0
PseudoUnit | 0 | 0 | 0 | 0 | 0 | 0
FixedInterchange | 0 | 0 | 0 | 0 | 0 | 0
Total Fuel Consumption by Reporting Type: NP15
ReportingType | 2015 | 2020 | 2025 | 2030 | 2035 | 2040
BM | 0 | 0 | 0 | 0 | 0 | 0
CC | 281.85 | 278.25 | 316.7 | 158.95 | 60.99 | 30.17
CSP | 0 | 0 | 0 | 0 | 0 | 0
CT | 0 | 0 | 0 | 0.57 | 0 | 0.06
Coal | 2.5 | 2.5 | 2.5 | 2.5 | 0.07 | 0
Geo | 0.01 | 0.01 | 0.01 | 0.01 | 0.01 | 0.01
H | 0 | 0 | 0 | 0 | 0 | 0
LFG | 0 | 60.8 | 60.8 | 60.8 | 60.8 | 60.8
Nuc | 187.74 | 187.74 | 187.74 | 187.74 | 924.11 | 1193.62
PS | 0 | 0 | 0 | 0 | 0 | 0
PV | 0 | 0 | 0 | 0 | 0 | 0
PeakG | 0 | 0 | 0.25 | 1.03 | 0.15 | 0.54
PeakO | 0 | 0 | 0 | 0 | 0 | 0
ST | 0 | 0 | 0 | 0 | 0 | 0
STOG | 2.15 | 2.51 | 9.05 | 13.84 | 1 | 1.8
STWD | 37.44 | 37.44 | 0.53 | 37.44 | 18.85 | 18.7
WT | 0 | 0.01 | 0.01 | 0.01 | 0.01 | 0.01
IGCC | 0 | 0 | 0 | 0 | 0 | 0
DemandResponse | 0 | 0 | 0 | 0 | 0 | 0
IGCC-CCS | 0 | 0 | 0 | 0 | 0 | 0
WT_off | 0 | 0 | 0 | 0 | 0 | 0
PseudoUnit | 0 | 0 | 0 | 0 | 0 | 0
FixedInterchange | 0 | 0 | 0 | 0 | 0 | 0
Total Fuel Consumption by Reporting Type: NWPP_Coal
ReportingType | 2015 | 2020 | 2025 | 2030 | 2035 | 2040
BM | 0 | 0 | 0 | 0 | 0 | 0
CC | 0 | 0 | 0 | 0 | 0 | 0
CSP | 0 | 0 | 0 | 0 | 0 | 0
CT | 0 | 0 | 0 | 0 | 0 | 0
Coal | 1032.7 | 1032.59 | 1032.59 | 1032.59 | 1032.59 | 1032.59
Geo | 0 | 0 | 0 | 0 | 0 | 0
H | 0 | 0 | 0 | 0 | 0 | 0
LFG | 0 | 0 | 0 | 0 | 0 | 0
Nuc | 0 | 0 | 0 | 0 | 0 | 0
PS | 0 | 0 | 0 | 0 | 0 | 0
PV | 0 | 0 | 0 | 0 | 0 | 0
PeakG | 0 | 0 | 0 | 0 | 0 | 0
PeakO | 0 | 0 | 0 | 0 | 0 | 0
ST | 0 | 0 | 0 | 0 | 0 | 0
STOG | 0 | 0 | 0 | 0 | 0 | 0
STWD | 0 | 0 | 0 | 0 | 0 | 0
WT | 0 | 0 | 0 | 0 | 0 | 0
IGCC | 0 | 0 | 0 | 0 | 0 | 0
DemandResponse | 0 | 0 | 0 | 0 | 0 | 0
IGCC-CCS | 0 | 0 | 0 | 0 | 0 | 0
WT_off | 0 | 0 | 0 | 0 | 0 | 0
PseudoUnit | 0 | 0 | 0 | 0 | 0 | 0
FixedInterchange | 0 | 0 | 0 | 0 | 0 | 0
Total Fuel Consumption by Reporting Type: NWPP_Gas
ReportingType | 2015 | 2020 | 2025 | 2030 | 2035 | 2040
BM | 0 | 0 | 0 | 0 | 0 | 0
CC | 377.95 | 397.08 | 622.3 | 1038.02 | 1056.89 | 1289.26
CSP | 0 | 0 | 0 | 0 | 0 | 0
CT | 0 | 0 | 0 | 0 | 0.02 | 0.02
Coal | 0 | 0 | 0 | 0 | 0 | 138.18
Geo | 0 | 0 | 0 | 0 | 0 | 0
H | 0 | 0 | 0 | 0 | 0 | 0
LFG | 0 | 0 | 0 | 0 | 0 | 0
Nuc | 0 | 0 | 0 | 0 | 0 | 0
PS | 0 | 0 | 0 | 0 | 0 | 0
PV | 0 | 0 | 0 | 0 | 0 | 0
PeakG | 0 | 0 | 0 | 0 | 0 | 0
PeakO | 0 | 0 | 0 | 0 | 0 | 0
ST | 0 | 0 | 0 | 0 | 0 | 0
STOG | 0 | 0 | 0 | 0 | 0 | 0
STWD | 0 | 0 | 0 | 0 | 0 | 0
WT | 0 | 0 | 0 | 0 | 0 | 0
IGCC | 0 | 0 | 0 | 0 | 0 | 0
DemandResponse | 0 | 0 | 0 | 0 | 0 | 0
IGCC-CCS | 0 | 0 | 0 | 0 | 0 | 0
WT_off | 0 | 0 | 0 | 0 | 0 | 0
PseudoUnit | 0 | 0 | 0 | 0 | 0 | 0
FixedInterchange | 0 | 0 | 0 | 0 | 0 | 0
Total Fuel Consumption by Reporting Type: NWPP_NucRenew
ReportingType | 2015 | 2020 | 2025 | 2030 | 2035 | 2040
BM | 0 | 3.16 | 3.16 | 3.16 | 3.16 | 3.16
CC | 0 | 0 | 0 | 0 | 0 | 0
CSP | 0 | 0 | 0 | 0 | 0 | 0
CT | 0 | 0 | 0 | 0 | 0 | 0
Coal | 0 | 0 | 0 | 0 | 0 | 0
Geo | 0 | 0 | 0.01 | 0.01 | 0.01 | 0.01
H | 0 | 0 | 0 | 0 | 0 | 0
LFG | 2.74 | 11.06 | 29.05 | 29.05 | 29.05 | 29.05
Nuc | 88.66 | 88.66 | 88.66 | 88.66 | 88.66 | 88.66
PS | 0 | 0 | 0 | 0 | 0 | 0
PV | 0 | 0 | 0 | 0 | 0 | 0
PeakG | 0 | 0 | 0 | 0 | 0 | 0
PeakO | 0 | 0 | 0 | 0 | 0 | 0
ST | 0 | 0 | 0 | 0 | 0 | 0
STOG | 0 | 0 | 0 | 0 | 0 | 0
STWD | 0 | 13.36 | 24.77 | 46.18 | 46.18 | 46.18
WT | 0.02 | 0.02 | 0.02 | 0.02 | 0.02 | 0.02
IGCC | 0 | 0 | 0 | 0 | 0 | 0
DemandResponse | 0 | 0 | 0 | 0 | 0 | 0
IGCC-CCS | 0 | 0 | 0 | 0 | 0 | 0
WT_off | 0 | 0 | 0 | 0 | 0 | 0
PseudoUnit | 0 | 0 | 0 | 0 | 0 | 0
FixedInterchange | 0 | 0 | 0 | 0 | 0 | 0
Total Fuel Consumption by Reporting Type: RMPA
ReportingType | 2015 | 2020 | 2025 | 2030 | 2035 | 2040
BM | 0 | 0 | 0 | 0 | 0 | 0
CC | 66.36 | 48.65 | 25.99 | 18.62 | 15.26 | 11.49
CSP | 0 | 0 | 0 | 0 | 0 | 0
CT | 0 | 0 | 0 | 0 | 0.06 | 0.05
Coal | 577.93 | 633.66 | 604.66 | 740.24 | 887.66 | 1030.51
Geo | 0 | 0 | 0.02 | 0.02 | 0.02 | 0.02
H | 0 | 0 | 0 | 0 | 0 | 0
LFG | 0.15 | 3.26 | 3.26 | 3.26 | 3.26 | 3.26
Nuc | 0 | 0 | 0 | 0 | 0 | 0
PS | 0 | 0 | 0 | 0 | 0 | 0
PV | 0 | 0 | 0 | 0 | 0 | 0
PeakG | 0.19 | 0.06 | 0.18 | 0.64 | 1.01 | 1.02
PeakO | 0 | 0 | 0 | 0 | 0 | 0
ST | 0 | 0 | 0 | 0 | 0 | 0
STOG | 0 | 0 | 0 | 0 | 0 | 0
STWD | 0 | 0 | 0 | 0 | 0 | 0
WT | 0.01 | 0.02 | 0.02 | 0.02 | 0.02 | 0.02
IGCC | 0 | 0 | 0 | 0 | 0 | 0
DemandResponse | 0 | 0 | 0 | 0 | 0 | 0
IGCC-CCS | 0 | 0 | 0 | 0 | 0 | 0
WT_off | 0 | 0 | 0 | 0 | 0 | 0
PseudoUnit | 0 | 0 | 0 | 0 | 0 | 0
FixedInterchange | 0 | 0 | 0 | 0 | 0 | 0
Total Fuel Consumption by Reporting Type: SP15
ReportingType | 2015 | 2020 | 2025 | 2030 | 2035 | 2040
BM | 0.58 | 0.58 | 0.05 | 0.52 | 0.42 | 0.58
CC | 354.75 | 211.28 | 278.03 | 158.06 | 101.05 | 84.71
CSP | 0 | 0 | 0 | 0 | 0 | 0
CT | 0 | 0 | 0 | 0 | 0.21 | 0.21
Coal | 8.42 | 8.42 | 8.42 | 5.17 | 1.83 | 0
Geo | 0.01 | 0.02 | 0.02 | 0.02 | 0.02 | 0.02
H | 0 | 0 | 0 | 0 | 0 | 0
LFG | 0.99 | 60.8 | 60.8 | 60.8 | 60.8 | 60.8
Nuc | 173.28 | 173.28 | 173.28 | 173.28 | 173.28 | 952.9
PS | 0 | 0 | 0 | 0 | 0 | 0
PV | 0 | 0 | 0 | 0 | 0 | 0
PeakG | 0 | 0 | 0.16 | 0.57 | 0.67 | 1.17
PeakO | 0 | 0 | 0 | 0 | 0 | 0.01
ST | 0 | 0 | 0 | 0 | 0 | 0
STOG | 5.68 | 10.05 | 11.06 | 15.15 | 14.04 | 17.36
STWD | 9.59 | 9.59 | 0.87 | 7.45 | 5.9 | 5.9
WT | 0.01 | 0.01 | 0.01 | 0.01 | 0.01 | 0.01
IGCC | 0 | 0 | 0 | 0 | 0 | 0
DemandResponse | 0 | 0 | 0 | 0 | 0 | 2.14
IGCC-CCS | 0 | 0 | 0 | 0 | 0 | 0
WT_off | 0 | 0 | 0 | 0 | 0 | 0
PseudoUnit | 0 | 0 | 0 | 0 | 0 | 0
FixedInterchange | 0 | 0 | 0 | 0 | 0 | 0
Total Fuel Consumption by Reporting Type: ALB
ReportingType | 2015 | 2020 | 2025 | 2030 | 2035 | 2040
BM | 0 | 0 | 0 | 0 | 0 | 0
CC | 150.22 | 212.5 | 273.23 | 353.19 | 439.17 | 410.49
CSP | 0 | 0 | 0 | 0 | 0 | 0
CT | 0 | 0 | 0 | 0 | 0 | 0
Coal | 470.15 | 470.15 | 470.15 | 470.15 | 470.15 | 470.15
Geo | 0 | 0 | 0 | 0 | 0 | 0
H | 0 | 0 | 0 | 0 | 0 | 0
LFG | 0 | 0 | 0 | 0 | 0 | 0
Nuc | 0 | 0 | 0 | 0 | 0 | 193.27
PS | 0 | 0 | 0 | 0 | 0 | 0
PV | 0 | 0 | 0 | 0 | 0 | 0
PeakG | 0 | 0 | 0.02 | 0 | 0 | 0
PeakO | 0 | 0 | 0 | 0 | 0 | 0
ST | 0 | 0 | 0 | 0 | 0 | 0
STOG | 0 | 0 | 0 | 0 | 0 | 0
STWD | 0 | 0 | 0 | 0 | 0 | 0
WT | 0 | 0 | 0 | 0 | 0 | 0
IGCC | 0 | 0 | 0 | 0 | 0 | 0
DemandResponse | 0 | 0 | 0 | 0 | 0 | 0
IGCC-CCS | 0 | 0 | 0 | 0 | 0 | 0
WT_off | 0 | 0 | 0 | 0 | 0 | 0
PseudoUnit | 0 | 0 | 0 | 0 | 0 | 0
FixedInterchange | 0 | 0 | 0 | 0 | 0 | 0
Total Fuel Consumption by Reporting Type: BC
ReportingType | 2015 | 2020 | 2025 | 2030 | 2035 | 2040
BM | 0 | 0 | 0 | 0 | 0 | 0
CC | 87.05 | 150.45 | 217.29 | 298.39 | 334.34 | 334.34
CSP | 0 | 0 | 0 | 0 | 0 | 0
CT | 0 | 0 | 0 | 0 | 0 | 0
Coal | 0 | 0 | 0 | 0 | 0 | 0
Geo | 0 | 0 | 0 | 0 | 0 | 0
H | 0 | 0 | 0 | 0 | 0 | 0
LFG | 0 | 0 | 0 | 0 | 0 | 0
Nuc | 0 | 0 | 0 | 0 | 0 | 49.51
PS | 0 | 0 | 0 | 0 | 0 | 0
PV | 0 | 0 | 0 | 0 | 0 | 0
PeakG | 0 | 0 | 0 | 0 | 0 | 0
PeakO | 0 | 0 | 0 | 0 | 0 | 0
ST | 0 | 0 | 0 | 0 | 0 | 0
STOG | 0 | 0 | 0 | 0 | 0 | 0
STWD | 0 | 0 | 0 | 0 | 0 | 11.53
WT | 0 | 0 | 0 | 0 | 0 | 0
IGCC | 0 | 0 | 0 | 0 | 0 | 0
DemandResponse | 0 | 0 | 0 | 0 | 0 | 0
IGCC-CCS | 0 | 0 | 0 | 0 | 0 | 0
WT_off | 0 | 0 | 0 | 0 | 0 | 0
PseudoUnit | 0 | 0 | 0 | 0 | 0 | 0
FixedInterchange | 0 | 0 | 0 | 0 | 0 | 0
Total Fuel Consumption by Reporting Type: HQ_IESO
ReportingType | 2015 | 2020 | 2025 | 2030 | 2035 | 2040
BM | 0 | 0 | 0 | 0 | 0 | 0
CC | 0 | 0 | 0 | 0 | 0 | 0
CSP | 0 | 0 | 0 | 0 | 0 | 0
CT | 0 | 0 | 0 | 0 | 0 | 0
Coal | 0 | 0 | 0 | 0 | 0 | 0
Geo | 0 | 0 | 0 | 0 | 0 | 0
H | 0 | 0 | 0 | 0 | 0 | 0
LFG | 0 | 0 | 0 | 0 | 0 | 0
Nuc | 0 | 0 | 0 | 0 | 0 | 0
PS | 0 | 0 | 0 | 0 | 0 | 0
PV | 0 | 0 | 0 | 0 | 0 | 0
PeakG | 0 | 0 | 0 | 0 | 0 | 0
PeakO | 0 | 0 | 0 | 0 | 0 | 0
ST | 0 | 0 | 0 | 0 | 0 | 0
STOG | 0 | 0 | 0 | 0 | 0 | 0
STWD | 0 | 0 | 0 | 0 | 0 | 0
WT | 0 | 0 | 0 | 0 | 0 | 0
IGCC | 0 | 0 | 0 | 0 | 0 | 0
DemandResponse | 0 | 0 | 0 | 0 | 0 | 0
IGCC-CCS | 0 | 0 | 0 | 0 | 0 | 0
WT_off | 0 | 0 | 0 | 0 | 0 | 0
PseudoUnit | 0 | 0 | 0 | 0 | 0 | 0
FixedInterchange | 0 | 0 | 0 | 0 | 0 | 0
Total Fuel Consumption by Reporting Type: HQ_NEISO
ReportingType | 2015 | 2020 | 2025 | 2030 | 2035 | 2040
BM | 0 | 0 | 0 | 0 | 0 | 0
CC | 0 | 0 | 0 | 0 | 0 | 0
CSP | 0 | 0 | 0 | 0 | 0 | 0
CT | 0 | 0 | 0 | 0 | 0 | 0
Coal | 0 | 0 | 0 | 0 | 0 | 0
Geo | 0 | 0 | 0 | 0 | 0 | 0
H | 0 | 0 | 0 | 0 | 0 | 0
LFG | 0 | 0 | 0 | 0 | 0 | 0
Nuc | 0 | 0 | 0 | 0 | 0 | 0
PS | 0 | 0 | 0 | 0 | 0 | 0
PV | 0 | 0 | 0 | 0 | 0 | 0
PeakG | 0 | 0 | 0 | 0 | 0 | 0
PeakO | 0 | 0 | 0 | 0 | 0 | 0
ST | 0 | 0 | 0 | 0 | 0 | 0
STOG | 0 | 0 | 0 | 0 | 0 | 0
STWD | 0 | 0 | 0 | 0 | 0 | 0
WT | 0 | 0 | 0 | 0 | 0 | 0
IGCC | 0 | 0 | 0 | 0 | 0 | 0
DemandResponse | 0 | 0 | 0 | 0 | 0 | 0
IGCC-CCS | 0 | 0 | 0 | 0 | 0 | 0
WT_off | 0 | 0 | 0 | 0 | 0 | 0
PseudoUnit | 0 | 0 | 0 | 0 | 0 | 0
FixedInterchange | 0.02 | 0.02 | 0.02 | 0.02 | 0.02 | 0.02
Total Fuel Consumption by Reporting Type: HQ_NY
ReportingType | 2015 | 2020 | 2025 | 2030 | 2035 | 2040
BM | 0 | 0 | 0 | 0 | 0 | 0
CC | 0 | 0 | 0 | 0 | 0 | 0
CSP | 0 | 0 | 0 | 0 | 0 | 0
CT | 0 | 0 | 0 | 0 | 0 | 0
Coal | 0 | 0 | 0 | 0 | 0 | 0
Geo | 0 | 0 | 0 | 0 | 0 | 0
H | 0 | 0 | 0 | 0 | 0 | 0
LFG | 0 | 0 | 0 | 0 | 0 | 0
Nuc | 0 | 0 | 0 | 0 | 0 | 0
PS | 0 | 0 | 0 | 0 | 0 | 0
PV | 0 | 0 | 0 | 0 | 0 | 0
PeakG | 0 | 0 | 0 | 0 | 0 | 0
PeakO | 0 | 0 | 0 | 0 | 0 | 0
ST | 0 | 0 | 0 | 0 | 0 | 0
STOG | 0 | 0 | 0 | 0 | 0 | 0
STWD | 0 | 0 | 0 | 0 | 0 | 0
WT | 0 | 0 | 0 | 0 | 0 | 0
IGCC | 0 | 0 | 0 | 0 | 0 | 0
DemandResponse | 0 | 0 | 0 | 0 | 0 | 0
IGCC-CCS | 0 | 0 | 0 | 0 | 0 | 0
WT_off | 0 | 0 | 0 | 0 | 0 | 0
PseudoUnit | 0 | 0 | 0 | 0 | 0 | 0
FixedInterchange | 0.01 | 0.01 | 0.01 | 0.01 | 0.01 | 0.01
Total Fuel Consumption by Reporting Type: MARITIMES
ReportingType | 2015 | 2020 | 2025 | 2030 | 2035 | 2040
BM | 0 | 0 | 0 | 0 | 0 | 0
CC | 0 | 0 | 0 | 0 | 0 | 0
CSP | 0 | 0 | 0 | 0 | 0 | 0
CT | 0 | 0 | 0 | 0 | 0 | 0
Coal | 0 | 0 | 0 | 0 | 0 | 0
Geo | 0 | 0 | 0 | 0 | 0 | 0
H | 0 | 0 | 0 | 0 | 0 | 0
LFG | 0 | 0 | 0 | 0 | 0 | 0
Nuc | 0 | 0 | 0 | 0 | 0 | 0
PS | 0 | 0 | 0 | 0 | 0 | 0
PV | 0 | 0 | 0 | 0 | 0 | 0
PeakG | 0 | 0 | 0 | 0 | 0 | 0
PeakO | 0 | 0 | 0 | 0 | 0 | 0
ST | 0 | 0 | 0 | 0 | 0 | 0
STOG | 0 | 0 | 0 | 0 | 0 | 0
STWD | 0 | 0 | 0 | 0 | 0 | 0
WT | 0 | 0 | 0 | 0 | 0 | 0
IGCC | 0 | 0 | 0 | 0 | 0 | 0
DemandResponse | 0 | 0 | 0 | 0 | 0 | 0
IGCC-CCS | 0 | 0 | 0 | 0 | 0 | 0
WT_off | 0 | 0 | 0 | 0 | 0 | 0
PseudoUnit | 0 | 0 | 0 | 0 | 0 | 0
FixedInterchange | 0.01 | 0.01 | 0.01 | 0.01 | 0.01 | 0.01
Total Fuel Consumption by Reporting Type: All
ReportingType | 2015 | 2020 | 2025 | 2030 | 2035 | 2040
BM | 30.78 | 71.74 | 172.06 | 203.38 | 232.24 | 257.15
CC | 8394.93 | 10365.83 | 11861.25 | 14386.7 | 17536.91 | 19363.11
CSP | 0 | 0 | 0 | 0 | 0 | 0
CT | 6.59 | 20.36 | 27.99 | 46.84 | 76.61 | 84.7
Coal | 18671.57 | 17731.19 | 18811.04 | 19444.16 | 20832.41 | 23385.04
Geo | 0.02 | 0.04 | 0.07 | 0.07 | 0.07 | 0.07
H | 0 | 0 | 0.01 | 0.01 | 0.02 | 0.03
LFG | 20.69 | 230.83 | 468.63 | 546.54 | 546.54 | 546.54
Nuc | 10195.52 | 11526.02 | 11921.9 | 11790.27 | 10177.86 | 10292.14
PS | 0 | 0 | 0 | 0 | 0 | 0
PV | 0 | 0.01 | 0.01 | 0.01 | 0.01 | 0.01
PeakG | 32.06 | 50.04 | 96.06 | 107.99 | 102.62 | 88.63
PeakO | 0 | 0 | 0 | 0 | 0 | 0.01
ST | 0 | 0.01 | 0.01 | 0.01 | 0.01 | 0.01
STOG | 223.84 | 266.37 | 309.74 | 331.61 | 281.89 | 273.53
STWD | 134.96 | 123.92 | 81.2 | 151.43 | 142.52 | 154.58
WT | 0.18 | 0.28 | 0.3 | 0.34 | 0.43 | 0.47
IGCC | 40.45 | 40.45 | 40.45 | 40.45 | 40.45 | 40.45
DemandResponse | 0 | 0 | 0 | 0 | 0 | 2.14
IGCC-CCS | 0 | 0 | 0 | 0 | 0 | 0
WT_off | 0 | 0 | 0.01 | 0.01 | 0 | 0
PseudoUnit | 0 | 0 | 0 | 0 | 0 | 0
FixedInterchange | 0.04 | 0.04 | 0.04 | 0.04 | 0.04 | 0.04
Total Fuel Consumption by Reporting Type: EI_US
ReportingType | 2015 | 2020 | 2025 | 2030 | 2035 | 2040
BM | 30.2 | 68 | 168.79 | 199.61 | 227.31 | 252.1
CC | 5089.62 | 6647.8 | 7483.8 | 9150.01 | 11491.25 | 12818.9
CSP | 0 | 0 | 0 | 0 | 0 | 0
CT | 6.59 | 20.27 | 24.8 | 40.77 | 72.81 | 79.31
Coal | 14632.72 | 13482.2 | 14423.57 | 14894.26 | 16121.57 | 18373.59
Geo | 0 | 0 | 0 | 0 | 0 | 0
H | 0 | 0 | 0 | 0 | 0 | 0.01
LFG | 15.24 | 86.83 | 306.63 | 346.39 | 346.39 | 346.39
Nuc | 7859.04 | 9189.53 | 9585.42 | 9453.78 | 7196.58 | 6155.87
PS | 0 | 0 | 0 | 0 | 0 | 0
PV | 0 | 0 | 0.01 | 0.01 | 0.01 | 0.01
PeakG | 31.87 | 49.94 | 82.75 | 86.54 | 86.43 | 71.48
PeakO | 0 | 0 | 0 | 0 | 0 | 0
ST | 0 | 0 | 0 | 0 | 0 | 0
STOG | 155.97 | 185.52 | 199.24 | 225.36 | 199.51 | 195.72
STWD | 86.15 | 61.75 | 53.93 | 58.54 | 69.69 | 70.36
WT | 0.11 | 0.15 | 0.18 | 0.21 | 0.3 | 0.33
IGCC | 40.45 | 40.45 | 40.45 | 40.45 | 40.45 | 40.45
DemandResponse | 0 | 0 | 0 | 0 | 0 | 0
IGCC-CCS | 0 | 0 | 0 | 0 | 0 | 0
WT_off | 0 | 0 | 0.01 | 0.01 | 0 | 0
PseudoUnit | 0 | 0 | 0 | 0 | 0 | 0
FixedInterchange | 0.03 | 0.03 | 0.03 | 0.03 | 0.03 | 0.03
Total Fuel Consumption by Reporting Type: EI_Canada
ReportingType | 2015 | 2020 | 2025 | 2030 | 2035 | 2040
BM | 0 | 0 | 0 | 0.04 | 0.04 | 0.04
CC | 62.34 | 123.56 | 150.74 | 209.52 | 390.44 | 550.07
CSP | 0 | 0 | 0 | 0 | 0 | 0
CT | 0 | 0 | 0.05 | 0.14 | 0.37 | 0.61
Coal | 1.79 | 5.1 | 12.72 | 42.82 | 62.09 | 83.6
Geo | 0 | 0 | 0 | 0 | 0 | 0
H | 0 | 0 | 0 | 0.01 | 0.02 | 0.03
LFG | 1.56 | 1.56 | 1.56 | 1.61 | 1.61 | 1.61
Nuc | 1146.4 | 1146.4 | 1146.4 | 1146.4 | 1054.83 | 917.91
PS | 0 | 0 | 0 | 0 | 0 | 0
PV | 0 | 0 | 0 | 0 | 0 | 0
PeakG | 0 | 0 | 0.06 | 0.19 | 0.08 | 0.17
PeakO | 0 | 0 | 0 | 0 | 0 | 0
ST | 0 | 0 | 0 | 0 | 0 | 0
STOG | 0 | 0 | 0 | 0 | 0 | 0
STWD | 0 | 0 | 0.01 | 0.05 | 0.15 | 0.15
WT | 0.01 | 0.01 | 0.01 | 0.01 | 0 | 0
IGCC | 0 | 0 | 0 | 0 | 0 | 0
DemandResponse | 0 | 0 | 0 | 0 | 0 | 0
IGCC-CCS | 0 | 0 | 0 | 0 | 0 | 0
WT_off | 0 | 0 | 0 | 0 | 0 | 0
PseudoUnit | 0 | 0 | 0 | 0 | 0 | 0
FixedInterchange | 0 | 0 | 0 | 0 | 0 | 0
Total Fuel Consumption by Reporting Type: EI
ReportingType | 2015 | 2020 | 2025 | 2030 | 2035 | 2040
BM | 30.2 | 68 | 168.79 | 199.65 | 227.35 | 252.13
CC | 5151.96 | 6771.36 | 7634.54 | 9359.53 | 11881.69 | 13368.98
CSP | 0 | 0 | 0 | 0 | 0 | 0
CT | 6.59 | 20.27 | 24.85 | 40.91 | 73.19 | 79.92
Coal | 14634.51 | 13487.3 | 14436.3 | 14937.09 | 16183.67 | 18457.18
Geo | 0 | 0 | 0 | 0 | 0 | 0
H | 0 | 0 | 0.01 | 0.01 | 0.02 | 0.03
LFG | 16.8 | 88.39 | 308.2 | 348.01 | 348.01 | 348.01
Nuc | 9005.44 | 10335.93 | 10731.82 | 10600.18 | 8251.4 | 7073.79
PS | 0 | 0 | 0 | 0 | 0 | 0
PV | 0 | 0 | 0.01 | 0.01 | 0.01 | 0.01
PeakG | 31.87 | 49.94 | 82.81 | 86.73 | 86.51 | 71.66
PeakO | 0 | 0 | 0 | 0 | 0 | 0
ST | 0 | 0 | 0 | 0 | 0 | 0
STOG | 155.97 | 185.52 | 199.24 | 225.36 | 199.51 | 195.72
STWD | 86.15 | 61.75 | 53.94 | 58.59 | 69.83 | 70.51
WT | 0.12 | 0.16 | 0.19 | 0.22 | 0.3 | 0.34
IGCC | 40.45 | 40.45 | 40.45 | 40.45 | 40.45 | 40.45
DemandResponse | 0 | 0 | 0 | 0 | 0 | 0
IGCC-CCS | 0 | 0 | 0 | 0 | 0 | 0
WT_off | 0 | 0 | 0.01 | 0.01 | 0 | 0
PseudoUnit | 0 | 0 | 0 | 0 | 0 | 0
FixedInterchange | 0.04 | 0.04 | 0.04 | 0.04 | 0.04 | 0.04
Total Fuel Consumption by Reporting Type: Outside_EI
ReportingType | 2015 | 2020 | 2025 | 2030 | 2035 | 2040
BM | 0.58 | 3.74 | 3.27 | 3.74 | 4.89 | 5.02
CC | 3242.97 | 3594.48 | 4226.71 | 5027.17 | 5655.22 | 5994.13
CSP | 0 | 0 | 0 | 0 | 0 | 0
CT | 0 | 0.1 | 3.14 | 5.93 | 3.42 | 4.77
Coal | 4037.06 | 4243.9 | 4374.74 | 4507.08 | 4648.74 | 4927.86
Geo | 0.02 | 0.04 | 0.07 | 0.07 | 0.07 | 0.07
H | 0 | 0 | 0 | 0 | 0 | 0
LFG | 3.89 | 142.44 | 160.44 | 198.53 | 198.53 | 198.53
Nuc | 1190.09 | 1190.09 | 1190.09 | 1190.09 | 1926.46 | 3218.36
PS | 0 | 0 | 0 | 0 | 0 | 0
PV | 0 | 0 | 0 | 0 | 0 | 0
PeakG | 0.19 | 0.1 | 13.25 | 21.26 | 16.11 | 16.98
PeakO | 0 | 0 | 0 | 0 | 0 | 0.01
ST | 0 | 0.01 | 0.01 | 0.01 | 0.01 | 0.01
STOG | 67.87 | 80.85 | 110.5 | 106.25 | 82.38 | 77.8
STWD | 48.8 | 62.16 | 27.26 | 92.84 | 72.69 | 84.07
WT | 0.06 | 0.11 | 0.11 | 0.12 | 0.13 | 0.13
IGCC | 0 | 0 | 0 | 0 | 0 | 0
DemandResponse | 0 | 0 | 0 | 0 | 0 | 2.14
IGCC-CCS | 0 | 0 | 0 | 0 | 0 | 0
WT_off | 0 | 0 | 0 | 0 | 0 | 0
PseudoUnit | 0 | 0 | 0 | 0 | 0 | 0
FixedInterchange | 0 | 0 | 0 | 0 | 0 | 0
#5 | 0.03: Annual Emmission Levels
SO2 Emissions (MMshortTons): Entergy
ReportingType | 2015 | 2020 | 2025 | 2030 | 2035 | 2040
BM | 0 | 0 | 0 | 0 | 0 | 0
CC | 0 | 0 | 0 | 0 | 0 | 0
CSP | 0 | 0 | 0 | 0 | 0 | 0
CT | 0 | 0 | 0 | 0 | 0 | 0
Coal | 0.24 | 0.08 | 0.15 | 0.18 | 0.24 | 0.25
Geo | 0 | 0 | 0 | 0 | 0 | 0
H | 0 | 0 | 0 | 0 | 0 | 0
LFG | 0 | 0 | 0 | 0 | 0 | 0
Nuc | 0 | 0 | 0 | 0 | 0 | 0
PS | 0 | 0 | 0 | 0 | 0 | 0
PV | 0 | 0 | 0 | 0 | 0 | 0
PeakG | 0 | 0 | 0 | 0 | 0 | 0
PeakO | 0 | 0 | 0 | 0 | 0 | 0
ST | 0 | 0 | 0 | 0 | 0 | 0
STOG | 0 | 0 | 0 | 0 | 0 | 0
STWD | 0 | 0 | 0 | 0 | 0 | 0
WT | 0 | 0 | 0 | 0 | 0 | 0
IGCC | 0 | 0 | 0 | 0 | 0 | 0
DemandResponse | 0 | 0 | 0 | 0 | 0 | 0
IGCC-CCS | 0 | 0 | 0 | 0 | 0 | 0
WT_off | 0 | 0 | 0 | 0 | 0 | 0
PseudoUnit | 0 | 0 | 0 | 0 | 0 | 0
FixedInterchange | 0 | 0 | 0 | 0 | 0 | 0
SO2 Emissions (MMshortTons): FRCC
ReportingType | 2015 | 2020 | 2025 | 2030 | 2035 | 2040
BM | 0 | 0 | 0 | 0 | 0 | 0
CC | 0 | 0 | 0 | 0 | 0 | 0
CSP | 0 | 0 | 0 | 0 | 0 | 0
CT | 0 | 0 | 0 | 0 | 0 | 0
Coal | 0.07 | 0.03 | 0.03 | 0.03 | 0.03 | 0.03
Geo | 0 | 0 | 0 | 0 | 0 | 0
H | 0 | 0 | 0 | 0 | 0 | 0
LFG | 0 | 0 | 0 | 0 | 0 | 0
Nuc | 0 | 0 | 0 | 0 | 0 | 0
PS | 0 | 0 | 0 | 0 | 0 | 0
PV | 0 | 0 | 0 | 0 | 0 | 0
PeakG | 0 | 0 | 0 | 0 | 0 | 0
PeakO | 0 | 0 | 0 | 0 | 0 | 0
ST | 0 | 0 | 0 | 0 | 0 | 0
STOG | 0 | 0 | 0 | 0 | 0 | 0
STWD | 0 | 0 | 0 | 0 | 0 | 0
WT | 0 | 0 | 0 | 0 | 0 | 0
IGCC | 0 | 0 | 0 | 0 | 0 | 0
DemandResponse | 0 | 0 | 0 | 0 | 0 | 0
IGCC-CCS | 0 | 0 | 0 | 0 | 0 | 0
WT_off | 0 | 0 | 0 | 0 | 0 | 0
PseudoUnit | 0 | 0 | 0 | 0 | 0 | 0
FixedInterchange | 0 | 0 | 0 | 0 | 0 | 0
SO2 Emissions (MMshortTons): MAPP_US
ReportingType | 2015 | 2020 | 2025 | 2030 | 2035 | 2040
BM | 0 | 0 | 0 | 0 | 0 | 0
CC | 0 | 0 | 0 | 0 | 0 | 0
CSP | 0 | 0 | 0 | 0 | 0 | 0
CT | 0 | 0 | 0 | 0 | 0 | 0
Coal | 0.04 | 0.02 | 0.03 | 0.03 | 0.03 | 0.03
Geo | 0 | 0 | 0 | 0 | 0 | 0
H | 0 | 0 | 0 | 0 | 0 | 0
LFG | 0 | 0 | 0 | 0 | 0 | 0
Nuc | 0 | 0 | 0 | 0 | 0 | 0
PS | 0 | 0 | 0 | 0 | 0 | 0
PV | 0 | 0 | 0 | 0 | 0 | 0
PeakG | 0 | 0 | 0 | 0 | 0 | 0
PeakO | 0 | 0 | 0 | 0 | 0 | 0
ST | 0 | 0 | 0 | 0 | 0 | 0
STOG | 0 | 0 | 0 | 0 | 0 | 0
STWD | 0 | 0 | 0 | 0 | 0 | 0
WT | 0 | 0 | 0 | 0 | 0 | 0
IGCC | 0 | 0 | 0 | 0 | 0 | 0
DemandResponse | 0 | 0 | 0 | 0 | 0 | 0
IGCC-CCS | 0 | 0 | 0 | 0 | 0 | 0
WT_off | 0 | 0 | 0 | 0 | 0 | 0
PseudoUnit | 0 | 0 | 0 | 0 | 0 | 0
FixedInterchange | 0 | 0 | 0 | 0 | 0 | 0
SO2 Emissions (MMshortTons): MISO_IN
ReportingType | 2015 | 2020 | 2025 | 2030 | 2035 | 2040
BM | 0 | 0 | 0 | 0 | 0 | 0
CC | 0 | 0 | 0 | 0 | 0 | 0
CSP | 0 | 0 | 0 | 0 | 0 | 0
CT | 0 | 0 | 0 | 0 | 0 | 0
Coal | 0.26 | 0.14 | 0.15 | 0.15 | 0.16 | 0.17
Geo | 0 | 0 | 0 | 0 | 0 | 0
H | 0 | 0 | 0 | 0 | 0 | 0
LFG | 0 | 0 | 0 | 0 | 0 | 0
Nuc | 0 | 0 | 0 | 0 | 0 | 0
PS | 0 | 0 | 0 | 0 | 0 | 0
PV | 0 | 0 | 0 | 0 | 0 | 0
PeakG | 0 | 0 | 0 | 0 | 0 | 0
PeakO | 0 | 0 | 0 | 0 | 0 | 0
ST | 0 | 0 | 0 | 0 | 0 | 0
STOG | 0 | 0 | 0 | 0 | 0 | 0
STWD | 0 | 0 | 0 | 0 | 0 | 0
WT | 0 | 0 | 0 | 0 | 0 | 0
IGCC | 0 | 0 | 0 | 0 | 0 | 0
DemandResponse | 0 | 0 | 0 | 0 | 0 | 0
IGCC-CCS | 0 | 0 | 0 | 0 | 0 | 0
WT_off | 0 | 0 | 0 | 0 | 0 | 0
PseudoUnit | 0 | 0 | 0 | 0 | 0 | 0
FixedInterchange | 0 | 0 | 0 | 0 | 0 | 0
SO2 Emissions (MMshortTons): MISO_MI
ReportingType | 2015 | 2020 | 2025 | 2030 | 2035 | 2040
BM | 0 | 0 | 0 | 0 | 0 | 0
CC | 0 | 0 | 0 | 0 | 0 | 0
CSP | 0 | 0 | 0 | 0 | 0 | 0
CT | 0 | 0 | 0 | 0 | 0 | 0
Coal | 0.28 | 0.03 | 0.03 | 0.03 | 0.04 | 0.05
Geo | 0 | 0 | 0 | 0 | 0 | 0
H | 0 | 0 | 0 | 0 | 0 | 0
LFG | 0 | 0 | 0 | 0 | 0 | 0
Nuc | 0 | 0 | 0 | 0 | 0 | 0
PS | 0 | 0 | 0 | 0 | 0 | 0
PV | 0 | 0 | 0 | 0 | 0 | 0
PeakG | 0 | 0 | 0 | 0 | 0 | 0
PeakO | 0 | 0 | 0 | 0 | 0 | 0
ST | 0 | 0 | 0 | 0 | 0 | 0
STOG | 0 | 0 | 0 | 0 | 0 | 0
STWD | 0 | 0 | 0 | 0 | 0 | 0
WT | 0 | 0 | 0 | 0 | 0 | 0
IGCC | 0 | 0 | 0 | 0 | 0 | 0
DemandResponse | 0 | 0 | 0 | 0 | 0 | 0
IGCC-CCS | 0 | 0 | 0 | 0 | 0 | 0
WT_off | 0 | 0 | 0 | 0 | 0 | 0
PseudoUnit | 0 | 0 | 0 | 0 | 0 | 0
FixedInterchange | 0 | 0 | 0 | 0 | 0 | 0
SO2 Emissions (MMshortTons): MISO_MO-IL
ReportingType | 2015 | 2020 | 2025 | 2030 | 2035 | 2040
BM | 0 | 0 | 0 | 0 | 0 | 0
CC | 0 | 0 | 0 | 0 | 0 | 0
CSP | 0 | 0 | 0 | 0 | 0 | 0
CT | 0 | 0 | 0 | 0 | 0 | 0
Coal | 0.47 | 0.15 | 0.19 | 0.26 | 0.3 | 0.3
Geo | 0 | 0 | 0 | 0 | 0 | 0
H | 0 | 0 | 0 | 0 | 0 | 0
LFG | 0 | 0 | 0 | 0 | 0 | 0
Nuc | 0 | 0 | 0 | 0 | 0 | 0
PS | 0 | 0 | 0 | 0 | 0 | 0
PV | 0 | 0 | 0 | 0 | 0 | 0
PeakG | 0 | 0 | 0 | 0 | 0 | 0
PeakO | 0 | 0 | 0 | 0 | 0 | 0
ST | 0 | 0 | 0 | 0 | 0 | 0
STOG | 0 | 0 | 0 | 0 | 0 | 0
STWD | 0 | 0 | 0 | 0 | 0 | 0
WT | 0 | 0 | 0 | 0 | 0 | 0
IGCC | 0 | 0 | 0 | 0 | 0 | 0
DemandResponse | 0 | 0 | 0 | 0 | 0 | 0
IGCC-CCS | 0 | 0 | 0 | 0 | 0 | 0
WT_off | 0 | 0 | 0 | 0 | 0 | 0
PseudoUnit | 0 | 0 | 0 | 0 | 0 | 0
FixedInterchange | 0 | 0 | 0 | 0 | 0 | 0
SO2 Emissions (MMshortTons): MISO_W
ReportingType | 2015 | 2020 | 2025 | 2030 | 2035 | 2040
BM | 0 | 0 | 0 | 0 | 0 | 0
CC | 0 | 0 | 0 | 0 | 0 | 0
CSP | 0 | 0 | 0 | 0 | 0 | 0
CT | 0 | 0 | 0 | 0 | 0 | 0
Coal | 0.26 | 0.06 | 0.06 | 0.06 | 0.06 | 0.07
Geo | 0 | 0 | 0 | 0 | 0 | 0
H | 0 | 0 | 0 | 0 | 0 | 0
LFG | 0 | 0 | 0 | 0 | 0 | 0
Nuc | 0 | 0 | 0 | 0 | 0 | 0
PS | 0 | 0 | 0 | 0 | 0 | 0
PV | 0 | 0 | 0 | 0 | 0 | 0
PeakG | 0 | 0 | 0 | 0 | 0 | 0
PeakO | 0 | 0 | 0 | 0 | 0 | 0
ST | 0 | 0 | 0 | 0 | 0 | 0
STOG | 0 | 0 | 0 | 0 | 0 | 0
STWD | 0 | 0 | 0 | 0 | 0 | 0
WT | 0 | 0 | 0 | 0 | 0 | 0
IGCC | 0 | 0 | 0 | 0 | 0 | 0
DemandResponse | 0 | 0 | 0 | 0 | 0 | 0
IGCC-CCS | 0 | 0 | 0 | 0 | 0 | 0
WT_off | 0 | 0 | 0 | 0 | 0 | 0
PseudoUnit | 0 | 0 | 0 | 0 | 0 | 0
FixedInterchange | 0 | 0 | 0 | 0 | 0 | 0
SO2 Emissions (MMshortTons): MISO_WUMS
ReportingType | 2015 | 2020 | 2025 | 2030 | 2035 | 2040
BM | 0 | 0 | 0 | 0 | 0 | 0
CC | 0 | 0 | 0 | 0 | 0 | 0
CSP | 0 | 0 | 0 | 0 | 0 | 0
CT | 0 | 0 | 0 | 0 | 0 | 0
Coal | 0.07 | 0.01 | 0.01 | 0.01 | 0.01 | 0.01
Geo | 0 | 0 | 0 | 0 | 0 | 0
H | 0 | 0 | 0 | 0 | 0 | 0
LFG | 0 | 0 | 0 | 0 | 0 | 0
Nuc | 0 | 0 | 0 | 0 | 0 | 0
PS | 0 | 0 | 0 | 0 | 0 | 0
PV | 0 | 0 | 0 | 0 | 0 | 0
PeakG | 0 | 0 | 0 | 0 | 0 | 0
PeakO | 0 | 0 | 0 | 0 | 0 | 0
ST | 0 | 0 | 0 | 0 | 0 | 0
STOG | 0 | 0 | 0 | 0 | 0 | 0
STWD | 0 | 0 | 0 | 0 | 0 | 0
WT | 0 | 0 | 0 | 0 | 0 | 0
IGCC | 0 | 0 | 0 | 0 | 0 | 0
DemandResponse | 0 | 0 | 0 | 0 | 0 | 0
IGCC-CCS | 0 | 0 | 0 | 0 | 0 | 0
WT_off | 0 | 0 | 0 | 0 | 0 | 0
PseudoUnit | 0 | 0 | 0 | 0 | 0 | 0
FixedInterchange | 0 | 0 | 0 | 0 | 0 | 0
SO2 Emissions (MMshortTons): Nebraska
ReportingType | 2015 | 2020 | 2025 | 2030 | 2035 | 2040
BM | 0 | 0 | 0 | 0 | 0 | 0
CC | 0 | 0 | 0 | 0 | 0 | 0
CSP | 0 | 0 | 0 | 0 | 0 | 0
CT | 0 | 0 | 0 | 0 | 0 | 0
Coal | 0.1 | 0.02 | 0.02 | 0.02 | 0.02 | 0.02
Geo | 0 | 0 | 0 | 0 | 0 | 0
H | 0 | 0 | 0 | 0 | 0 | 0
LFG | 0 | 0 | 0 | 0 | 0 | 0
Nuc | 0 | 0 | 0 | 0 | 0 | 0
PS | 0 | 0 | 0 | 0 | 0 | 0
PV | 0 | 0 | 0 | 0 | 0 | 0
PeakG | 0 | 0 | 0 | 0 | 0 | 0
PeakO | 0 | 0 | 0 | 0 | 0 | 0
ST | 0 | 0 | 0 | 0 | 0 | 0
STOG | 0 | 0 | 0 | 0 | 0 | 0
STWD | 0 | 0 | 0 | 0 | 0 | 0
WT | 0 | 0 | 0 | 0 | 0 | 0
IGCC | 0 | 0 | 0 | 0 | 0 | 0
DemandResponse | 0 | 0 | 0 | 0 | 0 | 0
IGCC-CCS | 0 | 0 | 0 | 0 | 0 | 0
WT_off | 0 | 0 | 0 | 0 | 0 | 0
PseudoUnit | 0 | 0 | 0 | 0 | 0 | 0
FixedInterchange | 0 | 0 | 0 | 0 | 0 | 0
SO2 Emissions (MMshortTons): NEISO
ReportingType | 2015 | 2020 | 2025 | 2030 | 2035 | 2040
BM | 0 | 0 | 0 | 0 | 0 | 0
CC | 0 | 0 | 0 | 0 | 0 | 0
CSP | 0 | 0 | 0 | 0 | 0 | 0
CT | 0 | 0 | 0 | 0 | 0 | 0
Coal | 0 | 0 | 0 | 0 | 0 | 0
Geo | 0 | 0 | 0 | 0 | 0 | 0
H | 0 | 0 | 0 | 0 | 0 | 0
LFG | 0 | 0 | 0 | 0 | 0 | 0
Nuc | 0 | 0 | 0 | 0 | 0 | 0
PS | 0 | 0 | 0 | 0 | 0 | 0
PV | 0 | 0 | 0 | 0 | 0 | 0
PeakG | 0 | 0 | 0 | 0 | 0 | 0
PeakO | 0 | 0 | 0 | 0 | 0 | 0
ST | 0 | 0 | 0 | 0 | 0 | 0
STOG | 0 | 0 | 0 | 0 | 0 | 0
STWD | 0 | 0 | 0 | 0 | 0 | 0
WT | 0 | 0 | 0 | 0 | 0 | 0
IGCC | 0 | 0 | 0 | 0 | 0 | 0
DemandResponse | 0 | 0 | 0 | 0 | 0 | 0
IGCC-CCS | 0 | 0 | 0 | 0 | 0 | 0
WT_off | 0 | 0 | 0 | 0 | 0 | 0
PseudoUnit | 0 | 0 | 0 | 0 | 0 | 0
FixedInterchange | 0 | 0 | 0 | 0 | 0 | 0
SO2 Emissions (MMshortTons): NonRTO_Midwest
ReportingType | 2015 | 2020 | 2025 | 2030 | 2035 | 2040
BM | 0 | 0 | 0 | 0 | 0 | 0
CC | 0 | 0 | 0 | 0 | 0 | 0
CSP | 0 | 0 | 0 | 0 | 0 | 0
CT | 0 | 0 | 0 | 0 | 0 | 0
Coal | 0.14 | 0.09 | 0.1 | 0.12 | 0.13 | 0.13
Geo | 0 | 0 | 0 | 0 | 0 | 0
H | 0 | 0 | 0 | 0 | 0 | 0
LFG | 0 | 0 | 0 | 0 | 0 | 0
Nuc | 0 | 0 | 0 | 0 | 0 | 0
PS | 0 | 0 | 0 | 0 | 0 | 0
PV | 0 | 0 | 0 | 0 | 0 | 0
PeakG | 0 | 0 | 0 | 0 | 0 | 0
PeakO | 0 | 0 | 0 | 0 | 0 | 0
ST | 0 | 0 | 0 | 0 | 0 | 0
STOG | 0 | 0 | 0 | 0 | 0 | 0
STWD | 0 | 0 | 0 | 0 | 0 | 0
WT | 0 | 0 | 0 | 0 | 0 | 0
IGCC | 0 | 0 | 0 | 0 | 0 | 0
DemandResponse | 0 | 0 | 0 | 0 | 0 | 0
IGCC-CCS | 0 | 0 | 0 | 0 | 0 | 0
WT_off | 0 | 0 | 0 | 0 | 0 | 0
PseudoUnit | 0 | 0 | 0 | 0 | 0 | 0
FixedInterchange | 0 | 0 | 0 | 0 | 0 | 0
SO2 Emissions (MMshortTons): NYISO_A-F
ReportingType | 2015 | 2020 | 2025 | 2030 | 2035 | 2040
BM | 0 | 0 | 0 | 0 | 0 | 0
CC | 0 | 0 | 0 | 0 | 0 | 0
CSP | 0 | 0 | 0 | 0 | 0 | 0
CT | 0 | 0 | 0 | 0 | 0 | 0
Coal | 0 | 0 | 0 | 0 | 0 | 0
Geo | 0 | 0 | 0 | 0 | 0 | 0
H | 0 | 0 | 0 | 0 | 0 | 0
LFG | 0 | 0 | 0 | 0 | 0 | 0
Nuc | 0 | 0 | 0 | 0 | 0 | 0
PS | 0 | 0 | 0 | 0 | 0 | 0
PV | 0 | 0 | 0 | 0 | 0 | 0
PeakG | 0 | 0 | 0 | 0 | 0 | 0
PeakO | 0 | 0 | 0 | 0 | 0 | 0
ST | 0 | 0 | 0 | 0 | 0 | 0
STOG | 0 | 0 | 0 | 0 | 0 | 0
STWD | 0 | 0 | 0 | 0 | 0 | 0
WT | 0 | 0 | 0 | 0 | 0 | 0
IGCC | 0 | 0 | 0 | 0 | 0 | 0
DemandResponse | 0 | 0 | 0 | 0 | 0 | 0
IGCC-CCS | 0 | 0 | 0 | 0 | 0 | 0
WT_off | 0 | 0 | 0 | 0 | 0 | 0
PseudoUnit | 0 | 0 | 0 | 0 | 0 | 0
FixedInterchange | 0 | 0 | 0 | 0 | 0 | 0
SO2 Emissions (MMshortTons): NYISO_G-I
ReportingType | 2015 | 2020 | 2025 | 2030 | 2035 | 2040
BM | 0 | 0 | 0 | 0 | 0 | 0
CC | 0 | 0 | 0 | 0 | 0 | 0
CSP | 0 | 0 | 0 | 0 | 0 | 0
CT | 0 | 0 | 0 | 0 | 0 | 0
Coal | 0 | 0 | 0 | 0 | 0 | 0
Geo | 0 | 0 | 0 | 0 | 0 | 0
H | 0 | 0 | 0 | 0 | 0 | 0
LFG | 0 | 0 | 0 | 0 | 0 | 0
Nuc | 0 | 0 | 0 | 0 | 0 | 0
PS | 0 | 0 | 0 | 0 | 0 | 0
PV | 0 | 0 | 0 | 0 | 0 | 0
PeakG | 0 | 0 | 0 | 0 | 0 | 0
PeakO | 0 | 0 | 0 | 0 | 0 | 0
ST | 0 | 0 | 0 | 0 | 0 | 0
STOG | 0 | 0 | 0 | 0 | 0 | 0
STWD | 0 | 0 | 0 | 0 | 0 | 0
WT | 0 | 0 | 0 | 0 | 0 | 0
IGCC | 0 | 0 | 0 | 0 | 0 | 0
DemandResponse | 0 | 0 | 0 | 0 | 0 | 0
IGCC-CCS | 0 | 0 | 0 | 0 | 0 | 0
WT_off | 0 | 0 | 0 | 0 | 0 | 0
PseudoUnit | 0 | 0 | 0 | 0 | 0 | 0
FixedInterchange | 0 | 0 | 0 | 0 | 0 | 0
SO2 Emissions (MMshortTons): NYISO_J-K
ReportingType | 2015 | 2020 | 2025 | 2030 | 2035 | 2040
BM | 0 | 0 | 0 | 0 | 0 | 0
CC | 0 | 0 | 0 | 0 | 0 | 0
CSP | 0 | 0 | 0 | 0 | 0 | 0
CT | 0 | 0 | 0 | 0 | 0 | 0
Coal | 0 | 0 | 0 | 0 | 0 | 0
Geo | 0 | 0 | 0 | 0 | 0 | 0
H | 0 | 0 | 0 | 0 | 0 | 0
LFG | 0 | 0 | 0 | 0 | 0 | 0
Nuc | 0 | 0 | 0 | 0 | 0 | 0
PS | 0 | 0 | 0 | 0 | 0 | 0
PV | 0 | 0 | 0 | 0 | 0 | 0
PeakG | 0 | 0 | 0 | 0 | 0 | 0
PeakO | 0 | 0 | 0 | 0 | 0 | 0
ST | 0 | 0 | 0 | 0 | 0 | 0
STOG | 0 | 0 | 0 | 0 | 0 | 0
STWD | 0 | 0 | 0 | 0 | 0 | 0
WT | 0 | 0 | 0 | 0 | 0 | 0
IGCC | 0 | 0 | 0 | 0 | 0 | 0
DemandResponse | 0 | 0 | 0 | 0 | 0 | 0
IGCC-CCS | 0 | 0 | 0 | 0 | 0 | 0
WT_off | 0 | 0 | 0 | 0 | 0 | 0
PseudoUnit | 0 | 0 | 0 | 0 | 0 | 0
FixedInterchange | 0 | 0 | 0 | 0 | 0 | 0
SO2 Emissions (MMshortTons): PJM_E
ReportingType | 2015 | 2020 | 2025 | 2030 | 2035 | 2040
BM | 0 | 0 | 0 | 0 | 0 | 0
CC | 0 | 0 | 0 | 0 | 0 | 0
CSP | 0 | 0 | 0 | 0 | 0 | 0
CT | 0 | 0 | 0 | 0 | 0 | 0
Coal | 0 | 0 | 0 | 0 | 0 | 0
Geo | 0 | 0 | 0 | 0 | 0 | 0
H | 0 | 0 | 0 | 0 | 0 | 0
LFG | 0 | 0 | 0 | 0 | 0 | 0
Nuc | 0 | 0 | 0 | 0 | 0 | 0
PS | 0 | 0 | 0 | 0 | 0 | 0
PV | 0 | 0 | 0 | 0 | 0 | 0
PeakG | 0 | 0 | 0 | 0 | 0 | 0
PeakO | 0 | 0 | 0 | 0 | 0 | 0
ST | 0 | 0 | 0 | 0 | 0 | 0
STOG | 0 | 0 | 0 | 0 | 0 | 0
STWD | 0 | 0 | 0 | 0 | 0 | 0
WT | 0 | 0 | 0 | 0 | 0 | 0
IGCC | 0 | 0 | 0 | 0 | 0 | 0
DemandResponse | 0 | 0 | 0 | 0 | 0 | 0
IGCC-CCS | 0 | 0 | 0 | 0 | 0 | 0
WT_off | 0 | 0 | 0 | 0 | 0 | 0
PseudoUnit | 0 | 0 | 0 | 0 | 0 | 0
FixedInterchange | 0 | 0 | 0 | 0 | 0 | 0
SO2 Emissions (MMshortTons): PJM_ROM
ReportingType | 2015 | 2020 | 2025 | 2030 | 2035 | 2040
BM | 0 | 0 | 0 | 0 | 0 | 0
CC | 0 | 0 | 0 | 0 | 0 | 0
CSP | 0 | 0 | 0 | 0 | 0 | 0
CT | 0 | 0 | 0 | 0 | 0 | 0
Coal | 0.14 | 0.05 | 0.06 | 0.06 | 0.06 | 0.06
Geo | 0 | 0 | 0 | 0 | 0 | 0
H | 0 | 0 | 0 | 0 | 0 | 0
LFG | 0 | 0 | 0 | 0 | 0 | 0
Nuc | 0 | 0 | 0 | 0 | 0 | 0
PS | 0 | 0 | 0 | 0 | 0 | 0
PV | 0 | 0 | 0 | 0 | 0 | 0
PeakG | 0 | 0 | 0 | 0 | 0 | 0
PeakO | 0 | 0 | 0 | 0 | 0 | 0
ST | 0 | 0 | 0 | 0 | 0 | 0
STOG | 0 | 0 | 0 | 0 | 0 | 0
STWD | 0 | 0 | 0 | 0 | 0 | 0
WT | 0 | 0 | 0 | 0 | 0 | 0
IGCC | 0 | 0 | 0 | 0 | 0 | 0
DemandResponse | 0 | 0 | 0 | 0 | 0 | 0
IGCC-CCS | 0 | 0 | 0 | 0 | 0 | 0
WT_off | 0 | 0 | 0 | 0 | 0 | 0
PseudoUnit | 0 | 0 | 0 | 0 | 0 | 0
FixedInterchange | 0 | 0 | 0 | 0 | 0 | 0
SO2 Emissions (MMshortTons): PJM_ROR
ReportingType | 2015 | 2020 | 2025 | 2030 | 2035 | 2040
BM | 0 | 0 | 0 | 0 | 0 | 0
CC | 0 | 0 | 0 | 0 | 0 | 0
CSP | 0 | 0 | 0 | 0 | 0 | 0
CT | 0 | 0 | 0 | 0 | 0 | 0
Coal | 1.49 | 0.47 | 0.53 | 0.55 | 0.51 | 0.53
Geo | 0 | 0 | 0 | 0 | 0 | 0
H | 0 | 0 | 0 | 0 | 0 | 0
LFG | 0 | 0 | 0 | 0 | 0 | 0
Nuc | 0 | 0 | 0 | 0 | 0 | 0
PS | 0 | 0 | 0 | 0 | 0 | 0
PV | 0 | 0 | 0 | 0 | 0 | 0
PeakG | 0 | 0 | 0 | 0 | 0 | 0
PeakO | 0 | 0 | 0 | 0 | 0 | 0
ST | 0 | 0 | 0 | 0 | 0 | 0
STOG | 0 | 0 | 0 | 0 | 0 | 0
STWD | 0 | 0 | 0 | 0 | 0 | 0
WT | 0 | 0 | 0 | 0 | 0 | 0
IGCC | 0 | 0 | 0 | 0 | 0 | 0
DemandResponse | 0 | 0 | 0 | 0 | 0 | 0
IGCC-CCS | 0 | 0 | 0 | 0 | 0 | 0
WT_off | 0 | 0 | 0 | 0 | 0 | 0
PseudoUnit | 0 | 0 | 0 | 0 | 0 | 0
FixedInterchange | 0 | 0 | 0 | 0 | 0 | 0
SO2 Emissions (MMshortTons): SOCO
ReportingType | 2015 | 2020 | 2025 | 2030 | 2035 | 2040
BM | 0 | 0 | 0 | 0 | 0 | 0
CC | 0 | 0 | 0 | 0 | 0 | 0
CSP | 0 | 0 | 0 | 0 | 0 | 0
CT | 0 | 0 | 0 | 0 | 0 | 0
Coal | 0.33 | 0.18 | 0.23 | 0.22 | 0.15 | 0.16
Geo | 0 | 0 | 0 | 0 | 0 | 0
H | 0 | 0 | 0 | 0 | 0 | 0
LFG | 0 | 0 | 0 | 0 | 0 | 0
Nuc | 0 | 0 | 0 | 0 | 0 | 0
PS | 0 | 0 | 0 | 0 | 0 | 0
PV | 0 | 0 | 0 | 0 | 0 | 0
PeakG | 0 | 0 | 0 | 0 | 0 | 0
PeakO | 0 | 0 | 0 | 0 | 0 | 0
ST | 0 | 0 | 0 | 0 | 0 | 0
STOG | 0 | 0 | 0 | 0 | 0 | 0
STWD | 0 | 0 | 0 | 0 | 0 | 0
WT | 0 | 0 | 0 | 0 | 0 | 0
IGCC | 0 | 0 | 0 | 0 | 0 | 0
DemandResponse | 0 | 0 | 0 | 0 | 0 | 0
IGCC-CCS | 0 | 0 | 0 | 0 | 0 | 0
WT_off | 0 | 0 | 0 | 0 | 0 | 0
PseudoUnit | 0 | 0 | 0 | 0 | 0 | 0
FixedInterchange | 0 | 0 | 0 | 0 | 0 | 0
SO2 Emissions (MMshortTons): SPP_N
ReportingType | 2015 | 2020 | 2025 | 2030 | 2035 | 2040
BM | 0 | 0 | 0 | 0 | 0 | 0
CC | 0 | 0 | 0 | 0 | 0 | 0
CSP | 0 | 0 | 0 | 0 | 0 | 0
CT | 0 | 0 | 0 | 0 | 0 | 0
Coal | 0.08 | 0.04 | 0.04 | 0.04 | 0.04 | 0.04
Geo | 0 | 0 | 0 | 0 | 0 | 0
H | 0 | 0 | 0 | 0 | 0 | 0
LFG | 0 | 0 | 0 | 0 | 0 | 0
Nuc | 0 | 0 | 0 | 0 | 0 | 0
PS | 0 | 0 | 0 | 0 | 0 | 0
PV | 0 | 0 | 0 | 0 | 0 | 0
PeakG | 0 | 0 | 0 | 0 | 0 | 0
PeakO | 0 | 0 | 0 | 0 | 0 | 0
ST | 0 | 0 | 0 | 0 | 0 | 0
STOG | 0 | 0 | 0 | 0 | 0 | 0
STWD | 0 | 0 | 0 | 0 | 0 | 0
WT | 0 | 0 | 0 | 0 | 0 | 0
IGCC | 0 | 0 | 0 | 0 | 0 | 0
DemandResponse | 0 | 0 | 0 | 0 | 0 | 0
IGCC-CCS | 0 | 0 | 0 | 0 | 0 | 0
WT_off | 0 | 0 | 0 | 0 | 0 | 0
PseudoUnit | 0 | 0 | 0 | 0 | 0 | 0
FixedInterchange | 0 | 0 | 0 | 0 | 0 | 0
SO2 Emissions (MMshortTons): SPP_S
ReportingType | 2015 | 2020 | 2025 | 2030 | 2035 | 2040
BM | 0 | 0 | 0 | 0 | 0 | 0
CC | 0 | 0 | 0 | 0 | 0 | 0
CSP | 0 | 0 | 0 | 0 | 0 | 0
CT | 0 | 0 | 0 | 0 | 0 | 0
Coal | 0.29 | 0.1 | 0.13 | 0.14 | 0.15 | 0.15
Geo | 0 | 0 | 0 | 0 | 0 | 0
H | 0 | 0 | 0 | 0 | 0 | 0
LFG | 0 | 0 | 0 | 0 | 0 | 0
Nuc | 0 | 0 | 0 | 0 | 0 | 0
PS | 0 | 0 | 0 | 0 | 0 | 0
PV | 0 | 0 | 0 | 0 | 0 | 0
PeakG | 0 | 0 | 0 | 0 | 0 | 0
PeakO | 0 | 0 | 0 | 0 | 0 | 0
ST | 0 | 0 | 0 | 0 | 0 | 0
STOG | 0 | 0 | 0 | 0 | 0 | 0
STWD | 0 | 0 | 0 | 0 | 0 | 0
WT | 0 | 0 | 0 | 0 | 0 | 0
IGCC | 0 | 0 | 0 | 0 | 0 | 0
DemandResponse | 0 | 0 | 0 | 0 | 0 | 0
IGCC-CCS | 0 | 0 | 0 | 0 | 0 | 0
WT_off | 0 | 0 | 0 | 0 | 0 | 0
PseudoUnit | 0 | 0 | 0 | 0 | 0 | 0
FixedInterchange | 0 | 0 | 0 | 0 | 0 | 0
SO2 Emissions (MMshortTons): TVA
ReportingType | 2015 | 2020 | 2025 | 2030 | 2035 | 2040
BM | 0 | 0 | 0 | 0 | 0 | 0
CC | 0 | 0 | 0 | 0 | 0 | 0
CSP | 0 | 0 | 0 | 0 | 0 | 0
CT | 0 | 0 | 0 | 0 | 0 | 0
Coal | 0.33 | 0.26 | 0.27 | 0.27 | 0.28 | 0.31
Geo | 0 | 0 | 0 | 0 | 0 | 0
H | 0 | 0 | 0 | 0 | 0 | 0
LFG | 0 | 0 | 0 | 0 | 0 | 0
Nuc | 0 | 0 | 0 | 0 | 0 | 0
PS | 0 | 0 | 0 | 0 | 0 | 0
PV | 0 | 0 | 0 | 0 | 0 | 0
PeakG | 0 | 0 | 0 | 0 | 0 | 0
PeakO | 0 | 0 | 0 | 0 | 0 | 0
ST | 0 | 0 | 0 | 0 | 0 | 0
STOG | 0 | 0 | 0 | 0 | 0 | 0
STWD | 0 | 0 | 0 | 0 | 0 | 0
WT | 0 | 0 | 0 | 0 | 0 | 0
IGCC | 0 | 0 | 0 | 0 | 0 | 0
DemandResponse | 0 | 0 | 0 | 0 | 0 | 0
IGCC-CCS | 0 | 0 | 0 | 0 | 0 | 0
WT_off | 0 | 0 | 0 | 0 | 0 | 0
PseudoUnit | 0 | 0 | 0 | 0 | 0 | 0
FixedInterchange | 0 | 0 | 0 | 0 | 0 | 0
SO2 Emissions (MMshortTons): TVA_Transmission
ReportingType | 2015 | 2020 | 2025 | 2030 | 2035 | 2040
BM | 0 | 0 | 0 | 0 | 0 | 0
CC | 0 | 0 | 0 | 0 | 0 | 0
CSP | 0 | 0 | 0 | 0 | 0 | 0
CT | 0 | 0 | 0 | 0 | 0 | 0
Coal | 0 | 0 | 0 | 0 | 0 | 0
Geo | 0 | 0 | 0 | 0 | 0 | 0
H | 0 | 0 | 0 | 0 | 0 | 0
LFG | 0 | 0 | 0 | 0 | 0 | 0
Nuc | 0 | 0 | 0 | 0 | 0 | 0
PS | 0 | 0 | 0 | 0 | 0 | 0
PV | 0 | 0 | 0 | 0 | 0 | 0
PeakG | 0 | 0 | 0 | 0 | 0 | 0
PeakO | 0 | 0 | 0 | 0 | 0 | 0
ST | 0 | 0 | 0 | 0 | 0 | 0
STOG | 0 | 0 | 0 | 0 | 0 | 0
STWD | 0 | 0 | 0 | 0 | 0 | 0
WT | 0 | 0 | 0 | 0 | 0 | 0
IGCC | 0 | 0 | 0 | 0 | 0 | 0
DemandResponse | 0 | 0 | 0 | 0 | 0 | 0
IGCC-CCS | 0 | 0 | 0 | 0 | 0 | 0
WT_off | 0 | 0 | 0 | 0 | 0 | 0
PseudoUnit | 0 | 0 | 0 | 0 | 0 | 0
FixedInterchange | 0 | 0 | 0 | 0 | 0 | 0
SO2 Emissions (MMshortTons): VACAR
ReportingType | 2015 | 2020 | 2025 | 2030 | 2035 | 2040
BM | 0 | 0 | 0 | 0 | 0 | 0
CC | 0 | 0 | 0 | 0 | 0 | 0
CSP | 0 | 0 | 0 | 0 | 0 | 0
CT | 0 | 0 | 0 | 0 | 0 | 0
Coal | 0.14 | 0.04 | 0.05 | 0.06 | 0.07 | 0.07
Geo | 0 | 0 | 0 | 0 | 0 | 0
H | 0 | 0 | 0 | 0 | 0 | 0
LFG | 0 | 0 | 0 | 0 | 0 | 0
Nuc | 0 | 0 | 0 | 0 | 0 | 0
PS | 0 | 0 | 0 | 0 | 0 | 0
PV | 0 | 0 | 0 | 0 | 0 | 0
PeakG | 0 | 0 | 0 | 0 | 0 | 0
PeakO | 0 | 0 | 0 | 0 | 0 | 0
ST | 0 | 0 | 0 | 0 | 0 | 0
STOG | 0 | 0 | 0 | 0 | 0 | 0
STWD | 0 | 0 | 0 | 0 | 0 | 0
WT | 0 | 0 | 0 | 0 | 0 | 0
IGCC | 0 | 0 | 0 | 0 | 0 | 0
DemandResponse | 0 | 0 | 0 | 0 | 0 | 0
IGCC-CCS | 0 | 0 | 0 | 0 | 0 | 0
WT_off | 0 | 0 | 0 | 0 | 0 | 0
PseudoUnit | 0 | 0 | 0 | 0 | 0 | 0
FixedInterchange | 0 | 0 | 0 | 0 | 0 | 0
SO2 Emissions (MMshortTons): IESO
ReportingType | 2015 | 2020 | 2025 | 2030 | 2035 | 2040
BM | 0 | 0 | 0 | 0 | 0 | 0
CC | 0 | 0 | 0 | 0 | 0 | 0
CSP | 0 | 0 | 0 | 0 | 0 | 0
CT | 0 | 0 | 0 | 0 | 0 | 0
Coal | 0 | 0 | 0 | 0 | 0 | 0
Geo | 0 | 0 | 0 | 0 | 0 | 0
H | 0 | 0 | 0 | 0 | 0 | 0
LFG | 0 | 0 | 0 | 0 | 0 | 0
Nuc | 0 | 0 | 0 | 0 | 0 | 0
PS | 0 | 0 | 0 | 0 | 0 | 0
PV | 0 | 0 | 0 | 0 | 0 | 0
PeakG | 0 | 0 | 0 | 0 | 0 | 0
PeakO | 0 | 0 | 0 | 0 | 0 | 0
ST | 0 | 0 | 0 | 0 | 0 | 0
STOG | 0 | 0 | 0 | 0 | 0 | 0
STWD | 0 | 0 | 0 | 0 | 0 | 0
WT | 0 | 0 | 0 | 0 | 0 | 0
IGCC | 0 | 0 | 0 | 0 | 0 | 0
DemandResponse | 0 | 0 | 0 | 0 | 0 | 0
IGCC-CCS | 0 | 0 | 0 | 0 | 0 | 0
WT_off | 0 | 0 | 0 | 0 | 0 | 0
PseudoUnit | 0 | 0 | 0 | 0 | 0 | 0
FixedInterchange | 0 | 0 | 0 | 0 | 0 | 0
SO2 Emissions (MMshortTons): MAPP_CA
ReportingType | 2015 | 2020 | 2025 | 2030 | 2035 | 2040
BM | 0 | 0 | 0 | 0 | 0 | 0
CC | 0 | 0 | 0 | 0 | 0 | 0
CSP | 0 | 0 | 0 | 0 | 0 | 0
CT | 0 | 0 | 0 | 0 | 0 | 0
Coal | 0 | 0.01 | 0.03 | 0.09 | 0.13 | 0.17
Geo | 0 | 0 | 0 | 0 | 0 | 0
H | 0 | 0 | 0 | 0 | 0 | 0
LFG | 0 | 0 | 0 | 0 | 0 | 0
Nuc | 0 | 0 | 0 | 0 | 0 | 0
PS | 0 | 0 | 0 | 0 | 0 | 0
PV | 0 | 0 | 0 | 0 | 0 | 0
PeakG | 0 | 0 | 0 | 0 | 0 | 0
PeakO | 0 | 0 | 0 | 0 | 0 | 0
ST | 0 | 0 | 0 | 0 | 0 | 0
STOG | 0 | 0 | 0 | 0 | 0 | 0
STWD | 0 | 0 | 0 | 0 | 0 | 0
WT | 0 | 0 | 0 | 0 | 0 | 0
IGCC | 0 | 0 | 0 | 0 | 0 | 0
DemandResponse | 0 | 0 | 0 | 0 | 0 | 0
IGCC-CCS | 0 | 0 | 0 | 0 | 0 | 0
WT_off | 0 | 0 | 0 | 0 | 0 | 0
PseudoUnit | 0 | 0 | 0 | 0 | 0 | 0
FixedInterchange | 0 | 0 | 0 | 0 | 0 | 0
SO2 Emissions (MMshortTons): AZ_NM_SNV_Coal
ReportingType | 2015 | 2020 | 2025 | 2030 | 2035 | 2040
BM | 0 | 0 | 0 | 0 | 0 | 0
CC | 0 | 0 | 0 | 0 | 0 | 0
CSP | 0 | 0 | 0 | 0 | 0 | 0
CT | 0 | 0 | 0 | 0 | 0 | 0
Coal | 0.03 | 0.02 | 0.02 | 0.02 | 0.02 | 0.02
Geo | 0 | 0 | 0 | 0 | 0 | 0
H | 0 | 0 | 0 | 0 | 0 | 0
LFG | 0 | 0 | 0 | 0 | 0 | 0
Nuc | 0 | 0 | 0 | 0 | 0 | 0
PS | 0 | 0 | 0 | 0 | 0 | 0
PV | 0 | 0 | 0 | 0 | 0 | 0
PeakG | 0 | 0 | 0 | 0 | 0 | 0
PeakO | 0 | 0 | 0 | 0 | 0 | 0
ST | 0 | 0 | 0 | 0 | 0 | 0
STOG | 0 | 0 | 0 | 0 | 0 | 0
STWD | 0 | 0 | 0 | 0 | 0 | 0
WT | 0 | 0 | 0 | 0 | 0 | 0
IGCC | 0 | 0 | 0 | 0 | 0 | 0
DemandResponse | 0 | 0 | 0 | 0 | 0 | 0
IGCC-CCS | 0 | 0 | 0 | 0 | 0 | 0
WT_off | 0 | 0 | 0 | 0 | 0 | 0
PseudoUnit | 0 | 0 | 0 | 0 | 0 | 0
FixedInterchange | 0 | 0 | 0 | 0 | 0 | 0
SO2 Emissions (MMshortTons): AZ_NM_SNV_Gas
ReportingType | 2015 | 2020 | 2025 | 2030 | 2035 | 2040
BM | 0 | 0 | 0 | 0 | 0 | 0
CC | 0 | 0 | 0 | 0 | 0 | 0
CSP | 0 | 0 | 0 | 0 | 0 | 0
CT | 0 | 0 | 0 | 0 | 0 | 0
Coal | 0 | 0 | 0 | 0 | 0 | 0
Geo | 0 | 0 | 0 | 0 | 0 | 0
H | 0 | 0 | 0 | 0 | 0 | 0
LFG | 0 | 0 | 0 | 0 | 0 | 0
Nuc | 0 | 0 | 0 | 0 | 0 | 0
PS | 0 | 0 | 0 | 0 | 0 | 0
PV | 0 | 0 | 0 | 0 | 0 | 0
PeakG | 0 | 0 | 0 | 0 | 0 | 0
PeakO | 0 | 0 | 0 | 0 | 0 | 0
ST | 0 | 0 | 0 | 0 | 0 | 0
STOG | 0 | 0 | 0 | 0 | 0 | 0
STWD | 0 | 0 | 0 | 0 | 0 | 0
WT | 0 | 0 | 0 | 0 | 0 | 0
IGCC | 0 | 0 | 0 | 0 | 0 | 0
DemandResponse | 0 | 0 | 0 | 0 | 0 | 0
IGCC-CCS | 0 | 0 | 0 | 0 | 0 | 0
WT_off | 0 | 0 | 0 | 0 | 0 | 0
PseudoUnit | 0 | 0 | 0 | 0 | 0 | 0
FixedInterchange | 0 | 0 | 0 | 0 | 0 | 0
SO2 Emissions (MMshortTons): AZ_NM_SNV_NucRenew
ReportingType | 2015 | 2020 | 2025 | 2030 | 2035 | 2040
BM | 0 | 0 | 0 | 0 | 0 | 0
CC | 0 | 0 | 0 | 0 | 0 | 0
CSP | 0 | 0 | 0 | 0 | 0 | 0
CT | 0 | 0 | 0 | 0 | 0 | 0
Coal | 0 | 0 | 0 | 0 | 0 | 0
Geo | 0 | 0 | 0 | 0 | 0 | 0
H | 0 | 0 | 0 | 0 | 0 | 0
LFG | 0 | 0 | 0 | 0 | 0 | 0
Nuc | 0 | 0 | 0 | 0 | 0 | 0
PS | 0 | 0 | 0 | 0 | 0 | 0
PV | 0 | 0 | 0 | 0 | 0 | 0
PeakG | 0 | 0 | 0 | 0 | 0 | 0
PeakO | 0 | 0 | 0 | 0 | 0 | 0
ST | 0 | 0 | 0 | 0 | 0 | 0
STOG | 0 | 0 | 0 | 0 | 0 | 0
STWD | 0 | 0 | 0 | 0 | 0 | 0
WT | 0 | 0 | 0 | 0 | 0 | 0
IGCC | 0 | 0 | 0 | 0 | 0 | 0
DemandResponse | 0 | 0 | 0 | 0 | 0 | 0
IGCC-CCS | 0 | 0 | 0 | 0 | 0 | 0
WT_off | 0 | 0 | 0 | 0 | 0 | 0
PseudoUnit | 0 | 0 | 0 | 0 | 0 | 0
FixedInterchange | 0 | 0 | 0 | 0 | 0 | 0
SO2 Emissions (MMshortTons): ERCOT
ReportingType | 2015 | 2020 | 2025 | 2030 | 2035 | 2040
BM | 0 | 0 | 0 | 0 | 0 | 0
CC | 0 | 0 | 0 | 0 | 0 | 0
CSP | 0 | 0 | 0 | 0 | 0 | 0
CT | 0 | 0 | 0 | 0 | 0 | 0
Coal | 0.2 | 0.07 | 0.09 | 0.09 | 0.09 | 0.09
Geo | 0 | 0 | 0 | 0 | 0 | 0
H | 0 | 0 | 0 | 0 | 0 | 0
LFG | 0 | 0 | 0 | 0 | 0 | 0
Nuc | 0 | 0 | 0 | 0 | 0 | 0
PS | 0 | 0 | 0 | 0 | 0 | 0
PV | 0 | 0 | 0 | 0 | 0 | 0
PeakG | 0 | 0 | 0 | 0 | 0 | 0
PeakO | 0 | 0 | 0 | 0 | 0 | 0
ST | 0 | 0 | 0 | 0 | 0 | 0
STOG | 0 | 0 | 0 | 0 | 0 | 0
STWD | 0 | 0 | 0 | 0 | 0 | 0
WT | 0 | 0 | 0 | 0 | 0 | 0
IGCC | 0 | 0 | 0 | 0 | 0 | 0
DemandResponse | 0 | 0 | 0 | 0 | 0 | 0
IGCC-CCS | 0 | 0 | 0 | 0 | 0 | 0
WT_off | 0 | 0 | 0 | 0 | 0 | 0
PseudoUnit | 0 | 0 | 0 | 0 | 0 | 0
FixedInterchange | 0 | 0 | 0 | 0 | 0 | 0
SO2 Emissions (MMshortTons): NP15
ReportingType | 2015 | 2020 | 2025 | 2030 | 2035 | 2040
BM | 0 | 0 | 0 | 0 | 0 | 0
CC | 0 | 0 | 0 | 0 | 0 | 0
CSP | 0 | 0 | 0 | 0 | 0 | 0
CT | 0 | 0 | 0 | 0 | 0 | 0
Coal | 0 | 0 | 0 | 0 | 0 | 0
Geo | 0 | 0 | 0 | 0 | 0 | 0
H | 0 | 0 | 0 | 0 | 0 | 0
LFG | 0 | 0 | 0 | 0 | 0 | 0
Nuc | 0 | 0 | 0 | 0 | 0 | 0
PS | 0 | 0 | 0 | 0 | 0 | 0
PV | 0 | 0 | 0 | 0 | 0 | 0
PeakG | 0 | 0 | 0 | 0 | 0 | 0
PeakO | 0 | 0 | 0 | 0 | 0 | 0
ST | 0 | 0 | 0 | 0 | 0 | 0
STOG | 0 | 0 | 0 | 0 | 0 | 0
STWD | 0 | 0 | 0 | 0 | 0 | 0
WT | 0 | 0 | 0 | 0 | 0 | 0
IGCC | 0 | 0 | 0 | 0 | 0 | 0
DemandResponse | 0 | 0 | 0 | 0 | 0 | 0
IGCC-CCS | 0 | 0 | 0 | 0 | 0 | 0
WT_off | 0 | 0 | 0 | 0 | 0 | 0
PseudoUnit | 0 | 0 | 0 | 0 | 0 | 0
FixedInterchange | 0 | 0 | 0 | 0 | 0 | 0
SO2 Emissions (MMshortTons): NWPP_Coal
ReportingType | 2015 | 2020 | 2025 | 2030 | 2035 | 2040
BM | 0 | 0 | 0 | 0 | 0 | 0
CC | 0 | 0 | 0 | 0 | 0 | 0
CSP | 0 | 0 | 0 | 0 | 0 | 0
CT | 0 | 0 | 0 | 0 | 0 | 0
Coal | 0.1 | 0.05 | 0.05 | 0.05 | 0.05 | 0.05
Geo | 0 | 0 | 0 | 0 | 0 | 0
H | 0 | 0 | 0 | 0 | 0 | 0
LFG | 0 | 0 | 0 | 0 | 0 | 0
Nuc | 0 | 0 | 0 | 0 | 0 | 0
PS | 0 | 0 | 0 | 0 | 0 | 0
PV | 0 | 0 | 0 | 0 | 0 | 0
PeakG | 0 | 0 | 0 | 0 | 0 | 0
PeakO | 0 | 0 | 0 | 0 | 0 | 0
ST | 0 | 0 | 0 | 0 | 0 | 0
STOG | 0 | 0 | 0 | 0 | 0 | 0
STWD | 0 | 0 | 0 | 0 | 0 | 0
WT | 0 | 0 | 0 | 0 | 0 | 0
IGCC | 0 | 0 | 0 | 0 | 0 | 0
DemandResponse | 0 | 0 | 0 | 0 | 0 | 0
IGCC-CCS | 0 | 0 | 0 | 0 | 0 | 0
WT_off | 0 | 0 | 0 | 0 | 0 | 0
PseudoUnit | 0 | 0 | 0 | 0 | 0 | 0
FixedInterchange | 0 | 0 | 0 | 0 | 0 | 0
SO2 Emissions (MMshortTons): NWPP_Gas
ReportingType | 2015 | 2020 | 2025 | 2030 | 2035 | 2040
BM | 0 | 0 | 0 | 0 | 0 | 0
CC | 0 | 0 | 0 | 0 | 0 | 0
CSP | 0 | 0 | 0 | 0 | 0 | 0
CT | 0 | 0 | 0 | 0 | 0 | 0
Coal | 0 | 0 | 0 | 0 | 0 | 0
Geo | 0 | 0 | 0 | 0 | 0 | 0
H | 0 | 0 | 0 | 0 | 0 | 0
LFG | 0 | 0 | 0 | 0 | 0 | 0
Nuc | 0 | 0 | 0 | 0 | 0 | 0
PS | 0 | 0 | 0 | 0 | 0 | 0
PV | 0 | 0 | 0 | 0 | 0 | 0
PeakG | 0 | 0 | 0 | 0 | 0 | 0
PeakO | 0 | 0 | 0 | 0 | 0 | 0
ST | 0 | 0 | 0 | 0 | 0 | 0
STOG | 0 | 0 | 0 | 0 | 0 | 0
STWD | 0 | 0 | 0 | 0 | 0 | 0
WT | 0 | 0 | 0 | 0 | 0 | 0
IGCC | 0 | 0 | 0 | 0 | 0 | 0
DemandResponse | 0 | 0 | 0 | 0 | 0 | 0
IGCC-CCS | 0 | 0 | 0 | 0 | 0 | 0
WT_off | 0 | 0 | 0 | 0 | 0 | 0
PseudoUnit | 0 | 0 | 0 | 0 | 0 | 0
FixedInterchange | 0 | 0 | 0 | 0 | 0 | 0
SO2 Emissions (MMshortTons): NWPP_NucRenew
ReportingType | 2015 | 2020 | 2025 | 2030 | 2035 | 2040
BM | 0 | 0 | 0 | 0 | 0 | 0
CC | 0 | 0 | 0 | 0 | 0 | 0
CSP | 0 | 0 | 0 | 0 | 0 | 0
CT | 0 | 0 | 0 | 0 | 0 | 0
Coal | 0 | 0 | 0 | 0 | 0 | 0
Geo | 0 | 0 | 0 | 0 | 0 | 0
H | 0 | 0 | 0 | 0 | 0 | 0
LFG | 0 | 0 | 0 | 0 | 0 | 0
Nuc | 0 | 0 | 0 | 0 | 0 | 0
PS | 0 | 0 | 0 | 0 | 0 | 0
PV | 0 | 0 | 0 | 0 | 0 | 0
PeakG | 0 | 0 | 0 | 0 | 0 | 0
PeakO | 0 | 0 | 0 | 0 | 0 | 0
ST | 0 | 0 | 0 | 0 | 0 | 0
STOG | 0 | 0 | 0 | 0 | 0 | 0
STWD | 0 | 0 | 0 | 0 | 0 | 0
WT | 0 | 0 | 0 | 0 | 0 | 0
IGCC | 0 | 0 | 0 | 0 | 0 | 0
DemandResponse | 0 | 0 | 0 | 0 | 0 | 0
IGCC-CCS | 0 | 0 | 0 | 0 | 0 | 0
WT_off | 0 | 0 | 0 | 0 | 0 | 0
PseudoUnit | 0 | 0 | 0 | 0 | 0 | 0
FixedInterchange | 0 | 0 | 0 | 0 | 0 | 0
SO2 Emissions (MMshortTons): RMPA
ReportingType | 2015 | 2020 | 2025 | 2030 | 2035 | 2040
BM | 0 | 0 | 0 | 0 | 0 | 0
CC | 0 | 0 | 0 | 0 | 0 | 0
CSP | 0 | 0 | 0 | 0 | 0 | 0
CT | 0 | 0 | 0 | 0 | 0 | 0
Coal | 0.06 | 0.03 | 0.03 | 0.03 | 0.03 | 0.03
Geo | 0 | 0 | 0 | 0 | 0 | 0
H | 0 | 0 | 0 | 0 | 0 | 0
LFG | 0 | 0 | 0 | 0 | 0 | 0
Nuc | 0 | 0 | 0 | 0 | 0 | 0
PS | 0 | 0 | 0 | 0 | 0 | 0
PV | 0 | 0 | 0 | 0 | 0 | 0
PeakG | 0 | 0 | 0 | 0 | 0 | 0
PeakO | 0 | 0 | 0 | 0 | 0 | 0
ST | 0 | 0 | 0 | 0 | 0 | 0
STOG | 0 | 0 | 0 | 0 | 0 | 0
STWD | 0 | 0 | 0 | 0 | 0 | 0
WT | 0 | 0 | 0 | 0 | 0 | 0
IGCC | 0 | 0 | 0 | 0 | 0 | 0
DemandResponse | 0 | 0 | 0 | 0 | 0 | 0
IGCC-CCS | 0 | 0 | 0 | 0 | 0 | 0
WT_off | 0 | 0 | 0 | 0 | 0 | 0
PseudoUnit | 0 | 0 | 0 | 0 | 0 | 0
FixedInterchange | 0 | 0 | 0 | 0 | 0 | 0
SO2 Emissions (MMshortTons): SP15
ReportingType | 2015 | 2020 | 2025 | 2030 | 2035 | 2040
BM | 0 | 0 | 0 | 0 | 0 | 0
CC | 0 | 0 | 0 | 0 | 0 | 0
CSP | 0 | 0 | 0 | 0 | 0 | 0
CT | 0 | 0 | 0 | 0 | 0 | 0
Coal | 0 | 0 | 0 | 0 | 0 | 0
Geo | 0 | 0 | 0 | 0 | 0 | 0
H | 0 | 0 | 0 | 0 | 0 | 0
LFG | 0 | 0 | 0 | 0 | 0 | 0
Nuc | 0 | 0 | 0 | 0 | 0 | 0
PS | 0 | 0 | 0 | 0 | 0 | 0
PV | 0 | 0 | 0 | 0 | 0 | 0
PeakG | 0 | 0 | 0 | 0 | 0 | 0
PeakO | 0 | 0 | 0 | 0 | 0 | 0
ST | 0 | 0 | 0 | 0 | 0 | 0
STOG | 0 | 0 | 0 | 0 | 0 | 0
STWD | 0 | 0 | 0 | 0 | 0 | 0
WT | 0 | 0 | 0 | 0 | 0 | 0
IGCC | 0 | 0 | 0 | 0 | 0 | 0
DemandResponse | 0 | 0 | 0 | 0 | 0 | 0
IGCC-CCS | 0 | 0 | 0 | 0 | 0 | 0
WT_off | 0 | 0 | 0 | 0 | 0 | 0
PseudoUnit | 0 | 0 | 0 | 0 | 0 | 0
FixedInterchange | 0 | 0 | 0 | 0 | 0 | 0
SO2 Emissions (MMshortTons): ALB
ReportingType | 2015 | 2020 | 2025 | 2030 | 2035 | 2040
BM | 0 | 0 | 0 | 0 | 0 | 0
CC | 0 | 0 | 0 | 0 | 0 | 0
CSP | 0 | 0 | 0 | 0 | 0 | 0
CT | 0 | 0 | 0 | 0 | 0 | 0
Coal | 0.16 | 0.14 | 0.14 | 0.14 | 0.14 | 0.14
Geo | 0 | 0 | 0 | 0 | 0 | 0
H | 0 | 0 | 0 | 0 | 0 | 0
LFG | 0 | 0 | 0 | 0 | 0 | 0
Nuc | 0 | 0 | 0 | 0 | 0 | 0
PS | 0 | 0 | 0 | 0 | 0 | 0
PV | 0 | 0 | 0 | 0 | 0 | 0
PeakG | 0 | 0 | 0 | 0 | 0 | 0
PeakO | 0 | 0 | 0 | 0 | 0 | 0
ST | 0 | 0 | 0 | 0 | 0 | 0
STOG | 0 | 0 | 0 | 0 | 0 | 0
STWD | 0 | 0 | 0 | 0 | 0 | 0
WT | 0 | 0 | 0 | 0 | 0 | 0
IGCC | 0 | 0 | 0 | 0 | 0 | 0
DemandResponse | 0 | 0 | 0 | 0 | 0 | 0
IGCC-CCS | 0 | 0 | 0 | 0 | 0 | 0
WT_off | 0 | 0 | 0 | 0 | 0 | 0
PseudoUnit | 0 | 0 | 0 | 0 | 0 | 0
FixedInterchange | 0 | 0 | 0 | 0 | 0 | 0
SO2 Emissions (MMshortTons): BC
ReportingType | 2015 | 2020 | 2025 | 2030 | 2035 | 2040
BM | 0 | 0 | 0 | 0 | 0 | 0
CC | 0 | 0 | 0 | 0 | 0 | 0
CSP | 0 | 0 | 0 | 0 | 0 | 0
CT | 0 | 0 | 0 | 0 | 0 | 0
Coal | 0 | 0 | 0 | 0 | 0 | 0
Geo | 0 | 0 | 0 | 0 | 0 | 0
H | 0 | 0 | 0 | 0 | 0 | 0
LFG | 0 | 0 | 0 | 0 | 0 | 0
Nuc | 0 | 0 | 0 | 0 | 0 | 0
PS | 0 | 0 | 0 | 0 | 0 | 0
PV | 0 | 0 | 0 | 0 | 0 | 0
PeakG | 0 | 0 | 0 | 0 | 0 | 0
PeakO | 0 | 0 | 0 | 0 | 0 | 0
ST | 0 | 0 | 0 | 0 | 0 | 0
STOG | 0 | 0 | 0 | 0 | 0 | 0
STWD | 0 | 0 | 0 | 0 | 0 | 0
WT | 0 | 0 | 0 | 0 | 0 | 0
IGCC | 0 | 0 | 0 | 0 | 0 | 0
DemandResponse | 0 | 0 | 0 | 0 | 0 | 0
IGCC-CCS | 0 | 0 | 0 | 0 | 0 | 0
WT_off | 0 | 0 | 0 | 0 | 0 | 0
PseudoUnit | 0 | 0 | 0 | 0 | 0 | 0
FixedInterchange | 0 | 0 | 0 | 0 | 0 | 0
SO2 Emissions (MMshortTons): HQ_IESO
ReportingType | 2015 | 2020 | 2025 | 2030 | 2035 | 2040
BM | 0 | 0 | 0 | 0 | 0 | 0
CC | 0 | 0 | 0 | 0 | 0 | 0
CSP | 0 | 0 | 0 | 0 | 0 | 0
CT | 0 | 0 | 0 | 0 | 0 | 0
Coal | 0 | 0 | 0 | 0 | 0 | 0
Geo | 0 | 0 | 0 | 0 | 0 | 0
H | 0 | 0 | 0 | 0 | 0 | 0
LFG | 0 | 0 | 0 | 0 | 0 | 0
Nuc | 0 | 0 | 0 | 0 | 0 | 0
PS | 0 | 0 | 0 | 0 | 0 | 0
PV | 0 | 0 | 0 | 0 | 0 | 0
PeakG | 0 | 0 | 0 | 0 | 0 | 0
PeakO | 0 | 0 | 0 | 0 | 0 | 0
ST | 0 | 0 | 0 | 0 | 0 | 0
STOG | 0 | 0 | 0 | 0 | 0 | 0
STWD | 0 | 0 | 0 | 0 | 0 | 0
WT | 0 | 0 | 0 | 0 | 0 | 0
IGCC | 0 | 0 | 0 | 0 | 0 | 0
DemandResponse | 0 | 0 | 0 | 0 | 0 | 0
IGCC-CCS | 0 | 0 | 0 | 0 | 0 | 0
WT_off | 0 | 0 | 0 | 0 | 0 | 0
PseudoUnit | 0 | 0 | 0 | 0 | 0 | 0
FixedInterchange | 0 | 0 | 0 | 0 | 0 | 0
SO2 Emissions (MMshortTons): HQ_NEISO
ReportingType | 2015 | 2020 | 2025 | 2030 | 2035 | 2040
BM | 0 | 0 | 0 | 0 | 0 | 0
CC | 0 | 0 | 0 | 0 | 0 | 0
CSP | 0 | 0 | 0 | 0 | 0 | 0
CT | 0 | 0 | 0 | 0 | 0 | 0
Coal | 0 | 0 | 0 | 0 | 0 | 0
Geo | 0 | 0 | 0 | 0 | 0 | 0
H | 0 | 0 | 0 | 0 | 0 | 0
LFG | 0 | 0 | 0 | 0 | 0 | 0
Nuc | 0 | 0 | 0 | 0 | 0 | 0
PS | 0 | 0 | 0 | 0 | 0 | 0
PV | 0 | 0 | 0 | 0 | 0 | 0
PeakG | 0 | 0 | 0 | 0 | 0 | 0
PeakO | 0 | 0 | 0 | 0 | 0 | 0
ST | 0 | 0 | 0 | 0 | 0 | 0
STOG | 0 | 0 | 0 | 0 | 0 | 0
STWD | 0 | 0 | 0 | 0 | 0 | 0
WT | 0 | 0 | 0 | 0 | 0 | 0
IGCC | 0 | 0 | 0 | 0 | 0 | 0
DemandResponse | 0 | 0 | 0 | 0 | 0 | 0
IGCC-CCS | 0 | 0 | 0 | 0 | 0 | 0
WT_off | 0 | 0 | 0 | 0 | 0 | 0
PseudoUnit | 0 | 0 | 0 | 0 | 0 | 0
FixedInterchange | 0 | 0 | 0 | 0 | 0 | 0
SO2 Emissions (MMshortTons): HQ_NY
ReportingType | 2015 | 2020 | 2025 | 2030 | 2035 | 2040
BM | 0 | 0 | 0 | 0 | 0 | 0
CC | 0 | 0 | 0 | 0 | 0 | 0
CSP | 0 | 0 | 0 | 0 | 0 | 0
CT | 0 | 0 | 0 | 0 | 0 | 0
Coal | 0 | 0 | 0 | 0 | 0 | 0
Geo | 0 | 0 | 0 | 0 | 0 | 0
H | 0 | 0 | 0 | 0 | 0 | 0
LFG | 0 | 0 | 0 | 0 | 0 | 0
Nuc | 0 | 0 | 0 | 0 | 0 | 0
PS | 0 | 0 | 0 | 0 | 0 | 0
PV | 0 | 0 | 0 | 0 | 0 | 0
PeakG | 0 | 0 | 0 | 0 | 0 | 0
PeakO | 0 | 0 | 0 | 0 | 0 | 0
ST | 0 | 0 | 0 | 0 | 0 | 0
STOG | 0 | 0 | 0 | 0 | 0 | 0
STWD | 0 | 0 | 0 | 0 | 0 | 0
WT | 0 | 0 | 0 | 0 | 0 | 0
IGCC | 0 | 0 | 0 | 0 | 0 | 0
DemandResponse | 0 | 0 | 0 | 0 | 0 | 0
IGCC-CCS | 0 | 0 | 0 | 0 | 0 | 0
WT_off | 0 | 0 | 0 | 0 | 0 | 0
PseudoUnit | 0 | 0 | 0 | 0 | 0 | 0
FixedInterchange | 0 | 0 | 0 | 0 | 0 | 0
SO2 Emissions (MMshortTons): MARITIMES
ReportingType | 2015 | 2020 | 2025 | 2030 | 2035 | 2040
BM | 0 | 0 | 0 | 0 | 0 | 0
CC | 0 | 0 | 0 | 0 | 0 | 0
CSP | 0 | 0 | 0 | 0 | 0 | 0
CT | 0 | 0 | 0 | 0 | 0 | 0
Coal | 0 | 0 | 0 | 0 | 0 | 0
Geo | 0 | 0 | 0 | 0 | 0 | 0
H | 0 | 0 | 0 | 0 | 0 | 0
LFG | 0 | 0 | 0 | 0 | 0 | 0
Nuc | 0 | 0 | 0 | 0 | 0 | 0
PS | 0 | 0 | 0 | 0 | 0 | 0
PV | 0 | 0 | 0 | 0 | 0 | 0
PeakG | 0 | 0 | 0 | 0 | 0 | 0
PeakO | 0 | 0 | 0 | 0 | 0 | 0
ST | 0 | 0 | 0 | 0 | 0 | 0
STOG | 0 | 0 | 0 | 0 | 0 | 0
STWD | 0 | 0 | 0 | 0 | 0 | 0
WT | 0 | 0 | 0 | 0 | 0 | 0
IGCC | 0 | 0 | 0 | 0 | 0 | 0
DemandResponse | 0 | 0 | 0 | 0 | 0 | 0
IGCC-CCS | 0 | 0 | 0 | 0 | 0 | 0
WT_off | 0 | 0 | 0 | 0 | 0 | 0
PseudoUnit | 0 | 0 | 0 | 0 | 0 | 0
FixedInterchange | 0 | 0 | 0 | 0 | 0 | 0
SO2 Emissions (MMshortTons): All
ReportingType | 2015 | 2020 | 2025 | 2030 | 2035 | 2040
BM | 0 | 0 | 0 | 0 | 0 | 0
CC | 0 | 0 | 0 | 0 | 0 | 0
CSP | 0 | 0 | 0 | 0 | 0 | 0
CT | 0 | 0 | 0 | 0 | 0 | 0
Coal | 5.27 | 2.08 | 2.43 | 2.65 | 2.74 | 2.9
Geo | 0 | 0 | 0 | 0 | 0 | 0
H | 0 | 0 | 0 | 0 | 0 | 0
LFG | 0 | 0 | 0 | 0 | 0 | 0
Nuc | 0 | 0 | 0 | 0 | 0 | 0
PS | 0 | 0 | 0 | 0 | 0 | 0
PV | 0 | 0 | 0 | 0 | 0 | 0
PeakG | 0 | 0 | 0 | 0 | 0 | 0
PeakO | 0 | 0 | 0 | 0 | 0 | 0
ST | 0 | 0 | 0 | 0 | 0 | 0
STOG | 0 | 0 | 0 | 0 | 0 | 0
STWD | 0 | 0 | 0 | 0 | 0 | 0
WT | 0 | 0 | 0 | 0 | 0 | 0
IGCC | 0 | 0 | 0 | 0 | 0 | 0
DemandResponse | 0 | 0 | 0 | 0 | 0 | 0
IGCC-CCS | 0 | 0 | 0 | 0 | 0 | 0
WT_off | 0 | 0 | 0 | 0 | 0 | 0
PseudoUnit | 0 | 0 | 0 | 0 | 0 | 0
FixedInterchange | 0 | 0 | 0 | 0 | 0 | 0
SO2 Emissions (MMshortTons): EI_US
ReportingType | 2015 | 2020 | 2025 | 2030 | 2035 | 2040
BM | 0 | 0 | 0 | 0 | 0 | 0
CC | 0 | 0 | 0 | 0 | 0 | 0
CSP | 0 | 0 | 0 | 0 | 0 | 0
CT | 0 | 0 | 0 | 0 | 0 | 0
Coal | 4.72 | 1.76 | 2.08 | 2.23 | 2.28 | 2.39
Geo | 0 | 0 | 0 | 0 | 0 | 0
H | 0 | 0 | 0 | 0 | 0 | 0
LFG | 0 | 0 | 0 | 0 | 0 | 0
Nuc | 0 | 0 | 0 | 0 | 0 | 0
PS | 0 | 0 | 0 | 0 | 0 | 0
PV | 0 | 0 | 0 | 0 | 0 | 0
PeakG | 0 | 0 | 0 | 0 | 0 | 0
PeakO | 0 | 0 | 0 | 0 | 0 | 0
ST | 0 | 0 | 0 | 0 | 0 | 0
STOG | 0 | 0 | 0 | 0 | 0 | 0
STWD | 0 | 0 | 0 | 0 | 0 | 0
WT | 0 | 0 | 0 | 0 | 0 | 0
IGCC | 0 | 0 | 0 | 0 | 0 | 0
DemandResponse | 0 | 0 | 0 | 0 | 0 | 0
IGCC-CCS | 0 | 0 | 0 | 0 | 0 | 0
WT_off | 0 | 0 | 0 | 0 | 0 | 0
PseudoUnit | 0 | 0 | 0 | 0 | 0 | 0
FixedInterchange | 0 | 0 | 0 | 0 | 0 | 0
SO2 Emissions (MMshortTons): EI_Canada
ReportingType | 2015 | 2020 | 2025 | 2030 | 2035 | 2040
BM | 0 | 0 | 0 | 0 | 0 | 0
CC | 0 | 0 | 0 | 0 | 0 | 0
CSP | 0 | 0 | 0 | 0 | 0 | 0
CT | 0 | 0 | 0 | 0 | 0 | 0
Coal | 0 | 0.01 | 0.03 | 0.09 | 0.13 | 0.17
Geo | 0 | 0 | 0 | 0 | 0 | 0
H | 0 | 0 | 0 | 0 | 0 | 0
LFG | 0 | 0 | 0 | 0 | 0 | 0
Nuc | 0 | 0 | 0 | 0 | 0 | 0
PS | 0 | 0 | 0 | 0 | 0 | 0
PV | 0 | 0 | 0 | 0 | 0 | 0
PeakG | 0 | 0 | 0 | 0 | 0 | 0
PeakO | 0 | 0 | 0 | 0 | 0 | 0
ST | 0 | 0 | 0 | 0 | 0 | 0
STOG | 0 | 0 | 0 | 0 | 0 | 0
STWD | 0 | 0 | 0 | 0 | 0 | 0
WT | 0 | 0 | 0 | 0 | 0 | 0
IGCC | 0 | 0 | 0 | 0 | 0 | 0
DemandResponse | 0 | 0 | 0 | 0 | 0 | 0
IGCC-CCS | 0 | 0 | 0 | 0 | 0 | 0
WT_off | 0 | 0 | 0 | 0 | 0 | 0
PseudoUnit | 0 | 0 | 0 | 0 | 0 | 0
FixedInterchange | 0 | 0 | 0 | 0 | 0 | 0
SO2 Emissions (MMshortTons): EI
ReportingType | 2015 | 2020 | 2025 | 2030 | 2035 | 2040
BM | 0 | 0 | 0 | 0 | 0 | 0
CC | 0 | 0 | 0 | 0 | 0 | 0
CSP | 0 | 0 | 0 | 0 | 0 | 0
CT | 0 | 0 | 0 | 0 | 0 | 0
Coal | 4.72 | 1.77 | 2.1 | 2.32 | 2.41 | 2.56
Geo | 0 | 0 | 0 | 0 | 0 | 0
H | 0 | 0 | 0 | 0 | 0 | 0
LFG | 0 | 0 | 0 | 0 | 0 | 0
Nuc | 0 | 0 | 0 | 0 | 0 | 0
PS | 0 | 0 | 0 | 0 | 0 | 0
PV | 0 | 0 | 0 | 0 | 0 | 0
PeakG | 0 | 0 | 0 | 0 | 0 | 0
PeakO | 0 | 0 | 0 | 0 | 0 | 0
ST | 0 | 0 | 0 | 0 | 0 | 0
STOG | 0 | 0 | 0 | 0 | 0 | 0
STWD | 0 | 0 | 0 | 0 | 0 | 0
WT | 0 | 0 | 0 | 0 | 0 | 0
IGCC | 0 | 0 | 0 | 0 | 0 | 0
DemandResponse | 0 | 0 | 0 | 0 | 0 | 0
IGCC-CCS | 0 | 0 | 0 | 0 | 0 | 0
WT_off | 0 | 0 | 0 | 0 | 0 | 0
PseudoUnit | 0 | 0 | 0 | 0 | 0 | 0
FixedInterchange | 0 | 0 | 0 | 0 | 0 | 0
SO2 Emissions (MMshortTons): Outside_EI
ReportingType | 2015 | 2020 | 2025 | 2030 | 2035 | 2040
BM | 0 | 0 | 0 | 0 | 0 | 0
CC | 0 | 0 | 0 | 0 | 0 | 0
CSP | 0 | 0 | 0 | 0 | 0 | 0
CT | 0 | 0 | 0 | 0 | 0 | 0
Coal | 0.55 | 0.32 | 0.33 | 0.33 | 0.33 | 0.34
Geo | 0 | 0 | 0 | 0 | 0 | 0
H | 0 | 0 | 0 | 0 | 0 | 0
LFG | 0 | 0 | 0 | 0 | 0 | 0
Nuc | 0 | 0 | 0 | 0 | 0 | 0
PS | 0 | 0 | 0 | 0 | 0 | 0
PV | 0 | 0 | 0 | 0 | 0 | 0
PeakG | 0 | 0 | 0 | 0 | 0 | 0
PeakO | 0 | 0 | 0 | 0 | 0 | 0
ST | 0 | 0 | 0 | 0 | 0 | 0
STOG | 0 | 0 | 0 | 0 | 0 | 0
STWD | 0 | 0 | 0 | 0 | 0 | 0
WT | 0 | 0 | 0 | 0 | 0 | 0
IGCC | 0 | 0 | 0 | 0 | 0 | 0
DemandResponse | 0 | 0 | 0 | 0 | 0 | 0
IGCC-CCS | 0 | 0 | 0 | 0 | 0 | 0
WT_off | 0 | 0 | 0 | 0 | 0 | 0
PseudoUnit | 0 | 0 | 0 | 0 | 0 | 0
FixedInterchange | 0 | 0 | 0 | 0 | 0 | 0
NOx Emissions (MMshortTons): Entergy
ReportingType | 2015 | 2020 | 2025 | 2030 | 2035 | 2040
BM | 0 | 0 | 0 | 0 | 0 | 0
CC | 0.01 | 0.01 | 0.01 | 0.01 | 0.01 | 0.01
CSP | 0 | 0 | 0 | 0 | 0 | 0
CT | 0 | 0 | 0 | 0 | 0 | 0
Coal | 0.05 | 0.04 | 0.05 | 0.05 | 0.05 | 0.05
Geo | 0 | 0 | 0 | 0 | 0 | 0
H | 0 | 0 | 0 | 0 | 0 | 0
LFG | 0 | 0 | 0 | 0 | 0 | 0
Nuc | 0 | 0 | 0 | 0 | 0 | 0
PS | 0 | 0 | 0 | 0 | 0 | 0
PV | 0 | 0 | 0 | 0 | 0 | 0
PeakG | 0 | 0 | 0 | 0 | 0 | 0
PeakO | 0 | 0 | 0 | 0 | 0 | 0
ST | 0 | 0 | 0 | 0 | 0 | 0
STOG | 0 | 0 | 0 | 0 | 0 | 0
STWD | 0 | 0 | 0 | 0 | 0 | 0
WT | 0 | 0 | 0 | 0 | 0 | 0
IGCC | 0 | 0 | 0 | 0 | 0 | 0
DemandResponse | 0 | 0 | 0 | 0 | 0 | 0
IGCC-CCS | 0 | 0 | 0 | 0 | 0 | 0
WT_off | 0 | 0 | 0 | 0 | 0 | 0
PseudoUnit | 0 | 0 | 0 | 0 | 0 | 0
FixedInterchange | 0 | 0 | 0 | 0 | 0 | 0
NOx Emissions (MMshortTons): FRCC
ReportingType | 2015 | 2020 | 2025 | 2030 | 2035 | 2040
BM | 0 | 0 | 0 | 0 | 0 | 0
CC | 0.01 | 0.01 | 0.01 | 0.02 | 0.02 | 0.02
CSP | 0 | 0 | 0 | 0 | 0 | 0
CT | 0 | 0 | 0 | 0 | 0 | 0
Coal | 0.04 | 0.03 | 0.04 | 0.04 | 0.04 | 0.04
Geo | 0 | 0 | 0 | 0 | 0 | 0
H | 0 | 0 | 0 | 0 | 0 | 0
LFG | 0 | 0 | 0 | 0 | 0 | 0
Nuc | 0 | 0 | 0 | 0 | 0 | 0
PS | 0 | 0 | 0 | 0 | 0 | 0
PV | 0 | 0 | 0 | 0 | 0 | 0
PeakG | 0 | 0 | 0 | 0 | 0 | 0
PeakO | 0 | 0 | 0 | 0 | 0 | 0
ST | 0 | 0 | 0 | 0 | 0 | 0
STOG | 0.01 | 0 | 0 | 0 | 0 | 0
STWD | 0 | 0 | 0 | 0 | 0 | 0
WT | 0 | 0 | 0 | 0 | 0 | 0
IGCC | 0 | 0 | 0 | 0 | 0 | 0
DemandResponse | 0 | 0 | 0 | 0 | 0 | 0
IGCC-CCS | 0 | 0 | 0 | 0 | 0 | 0
WT_off | 0 | 0 | 0 | 0 | 0 | 0
PseudoUnit | 0 | 0 | 0 | 0 | 0 | 0
FixedInterchange | 0 | 0 | 0 | 0 | 0 | 0
NOx Emissions (MMshortTons): MAPP_US
ReportingType | 2015 | 2020 | 2025 | 2030 | 2035 | 2040
BM | 0 | 0 | 0 | 0 | 0 | 0
CC | 0 | 0 | 0 | 0 | 0 | 0
CSP | 0 | 0 | 0 | 0 | 0 | 0
CT | 0 | 0 | 0 | 0 | 0 | 0
Coal | 0.05 | 0.05 | 0.06 | 0.06 | 0.06 | 0.06
Geo | 0 | 0 | 0 | 0 | 0 | 0
H | 0 | 0 | 0 | 0 | 0 | 0
LFG | 0 | 0 | 0 | 0 | 0 | 0
Nuc | 0 | 0 | 0 | 0 | 0 | 0
PS | 0 | 0 | 0 | 0 | 0 | 0
PV | 0 | 0 | 0 | 0 | 0 | 0
PeakG | 0 | 0 | 0 | 0 | 0 | 0
PeakO | 0 | 0 | 0 | 0 | 0 | 0
ST | 0 | 0 | 0 | 0 | 0 | 0
STOG | 0 | 0 | 0 | 0 | 0 | 0
STWD | 0 | 0 | 0 | 0 | 0 | 0
WT | 0 | 0 | 0 | 0 | 0 | 0
IGCC | 0 | 0 | 0 | 0 | 0 | 0
DemandResponse | 0 | 0 | 0 | 0 | 0 | 0
IGCC-CCS | 0 | 0 | 0 | 0 | 0 | 0
WT_off | 0 | 0 | 0 | 0 | 0 | 0
PseudoUnit | 0 | 0 | 0 | 0 | 0 | 0
FixedInterchange | 0 | 0 | 0 | 0 | 0 | 0
NOx Emissions (MMshortTons): MISO_IN
ReportingType | 2015 | 2020 | 2025 | 2030 | 2035 | 2040
BM | 0 | 0 | 0 | 0 | 0 | 0
CC | 0 | 0 | 0 | 0.01 | 0.01 | 0.01
CSP | 0 | 0 | 0 | 0 | 0 | 0
CT | 0 | 0 | 0 | 0 | 0 | 0
Coal | 0.07 | 0.07 | 0.07 | 0.07 | 0.08 | 0.08
Geo | 0 | 0 | 0 | 0 | 0 | 0
H | 0 | 0 | 0 | 0 | 0 | 0
LFG | 0 | 0 | 0 | 0 | 0 | 0
Nuc | 0 | 0 | 0 | 0 | 0 | 0
PS | 0 | 0 | 0 | 0 | 0 | 0
PV | 0 | 0 | 0 | 0 | 0 | 0
PeakG | 0 | 0 | 0 | 0 | 0 | 0
PeakO | 0 | 0 | 0 | 0 | 0 | 0
ST | 0 | 0 | 0 | 0 | 0 | 0
STOG | 0 | 0 | 0 | 0 | 0 | 0
STWD | 0 | 0 | 0 | 0 | 0 | 0
WT | 0 | 0 | 0 | 0 | 0 | 0
IGCC | 0 | 0 | 0 | 0 | 0 | 0
DemandResponse | 0 | 0 | 0 | 0 | 0 | 0
IGCC-CCS | 0 | 0 | 0 | 0 | 0 | 0
WT_off | 0 | 0 | 0 | 0 | 0 | 0
PseudoUnit | 0 | 0 | 0 | 0 | 0 | 0
FixedInterchange | 0 | 0 | 0 | 0 | 0 | 0
NOx Emissions (MMshortTons): MISO_MI
ReportingType | 2015 | 2020 | 2025 | 2030 | 2035 | 2040
BM | 0 | 0 | 0 | 0 | 0 | 0
CC | 0 | 0 | 0 | 0 | 0 | 0
CSP | 0 | 0 | 0 | 0 | 0 | 0
CT | 0 | 0 | 0 | 0 | 0 | 0
Coal | 0.07 | 0.05 | 0.05 | 0.05 | 0.05 | 0.05
Geo | 0 | 0 | 0 | 0 | 0 | 0
H | 0 | 0 | 0 | 0 | 0 | 0
LFG | 0 | 0 | 0 | 0 | 0 | 0
Nuc | 0 | 0 | 0 | 0 | 0 | 0
PS | 0 | 0 | 0 | 0 | 0 | 0
PV | 0 | 0 | 0 | 0 | 0 | 0
PeakG | 0 | 0 | 0 | 0 | 0 | 0
PeakO | 0 | 0 | 0 | 0 | 0 | 0
ST | 0 | 0 | 0 | 0 | 0 | 0
STOG | 0 | 0 | 0 | 0 | 0 | 0
STWD | 0 | 0 | 0 | 0 | 0 | 0
WT | 0 | 0 | 0 | 0 | 0 | 0
IGCC | 0 | 0 | 0 | 0 | 0 | 0
DemandResponse | 0 | 0 | 0 | 0 | 0 | 0
IGCC-CCS | 0 | 0 | 0 | 0 | 0 | 0
WT_off | 0 | 0 | 0 | 0 | 0 | 0
PseudoUnit | 0 | 0 | 0 | 0 | 0 | 0
FixedInterchange | 0 | 0 | 0 | 0 | 0 | 0
NOx Emissions (MMshortTons): MISO_MO-IL
ReportingType | 2015 | 2020 | 2025 | 2030 | 2035 | 2040
BM | 0 | 0 | 0 | 0 | 0 | 0
CC | 0 | 0 | 0 | 0 | 0 | 0
CSP | 0 | 0 | 0 | 0 | 0 | 0
CT | 0 | 0 | 0 | 0 | 0 | 0
Coal | 0.05 | 0.04 | 0.05 | 0.05 | 0.05 | 0.05
Geo | 0 | 0 | 0 | 0 | 0 | 0
H | 0 | 0 | 0 | 0 | 0 | 0
LFG | 0 | 0 | 0 | 0 | 0 | 0
Nuc | 0 | 0 | 0 | 0 | 0 | 0
PS | 0 | 0 | 0 | 0 | 0 | 0
PV | 0 | 0 | 0 | 0 | 0 | 0
PeakG | 0 | 0 | 0 | 0 | 0 | 0
PeakO | 0 | 0 | 0 | 0 | 0 | 0
ST | 0 | 0 | 0 | 0 | 0 | 0
STOG | 0 | 0 | 0 | 0 | 0 | 0
STWD | 0 | 0 | 0 | 0 | 0 | 0
WT | 0 | 0 | 0 | 0 | 0 | 0
IGCC | 0 | 0 | 0 | 0 | 0 | 0
DemandResponse | 0 | 0 | 0 | 0 | 0 | 0
IGCC-CCS | 0 | 0 | 0 | 0 | 0 | 0
WT_off | 0 | 0 | 0 | 0 | 0 | 0
PseudoUnit | 0 | 0 | 0 | 0 | 0 | 0
FixedInterchange | 0 | 0 | 0 | 0 | 0 | 0
NOx Emissions (MMshortTons): MISO_W
ReportingType | 2015 | 2020 | 2025 | 2030 | 2035 | 2040
BM | 0 | 0 | 0 | 0 | 0 | 0
CC | 0 | 0 | 0 | 0 | 0 | 0
CSP | 0 | 0 | 0 | 0 | 0 | 0
CT | 0 | 0 | 0 | 0 | 0 | 0
Coal | 0.1 | 0.1 | 0.1 | 0.1 | 0.11 | 0.12
Geo | 0 | 0 | 0 | 0 | 0 | 0
H | 0 | 0 | 0 | 0 | 0 | 0
LFG | 0 | 0 | 0 | 0 | 0 | 0
Nuc | 0 | 0 | 0 | 0 | 0 | 0
PS | 0 | 0 | 0 | 0 | 0 | 0
PV | 0 | 0 | 0 | 0 | 0 | 0
PeakG | 0 | 0 | 0 | 0 | 0 | 0
PeakO | 0 | 0 | 0 | 0 | 0 | 0
ST | 0 | 0 | 0 | 0 | 0 | 0
STOG | 0 | 0 | 0 | 0 | 0 | 0
STWD | 0 | 0 | 0 | 0 | 0 | 0
WT | 0 | 0 | 0 | 0 | 0 | 0
IGCC | 0 | 0 | 0 | 0 | 0 | 0
DemandResponse | 0 | 0 | 0 | 0 | 0 | 0
IGCC-CCS | 0 | 0 | 0 | 0 | 0 | 0
WT_off | 0 | 0 | 0 | 0 | 0 | 0
PseudoUnit | 0 | 0 | 0 | 0 | 0 | 0
FixedInterchange | 0 | 0 | 0 | 0 | 0 | 0
NOx Emissions (MMshortTons): MISO_WUMS
ReportingType | 2015 | 2020 | 2025 | 2030 | 2035 | 2040
BM | 0 | 0 | 0 | 0 | 0 | 0
CC | 0 | 0 | 0 | 0 | 0 | 0
CSP | 0 | 0 | 0 | 0 | 0 | 0
CT | 0 | 0 | 0 | 0 | 0 | 0
Coal | 0.01 | 0.01 | 0.01 | 0.01 | 0.01 | 0.01
Geo | 0 | 0 | 0 | 0 | 0 | 0
H | 0 | 0 | 0 | 0 | 0 | 0
LFG | 0 | 0 | 0 | 0 | 0 | 0
Nuc | 0 | 0 | 0 | 0 | 0 | 0
PS | 0 | 0 | 0 | 0 | 0 | 0
PV | 0 | 0 | 0 | 0 | 0 | 0
PeakG | 0 | 0 | 0 | 0 | 0 | 0
PeakO | 0 | 0 | 0 | 0 | 0 | 0
ST | 0 | 0 | 0 | 0 | 0 | 0
STOG | 0 | 0 | 0 | 0 | 0 | 0
STWD | 0 | 0 | 0 | 0 | 0 | 0
WT | 0 | 0 | 0 | 0 | 0 | 0
IGCC | 0 | 0 | 0 | 0 | 0 | 0
DemandResponse | 0 | 0 | 0 | 0 | 0 | 0
IGCC-CCS | 0 | 0 | 0 | 0 | 0 | 0
WT_off | 0 | 0 | 0 | 0 | 0 | 0
PseudoUnit | 0 | 0 | 0 | 0 | 0 | 0
FixedInterchange | 0 | 0 | 0 | 0 | 0 | 0
NOx Emissions (MMshortTons): Nebraska
ReportingType | 2015 | 2020 | 2025 | 2030 | 2035 | 2040
BM | 0 | 0 | 0 | 0 | 0 | 0
CC | 0 | 0 | 0 | 0 | 0 | 0
CSP | 0 | 0 | 0 | 0 | 0 | 0
CT | 0 | 0 | 0 | 0 | 0 | 0
Coal | 0.04 | 0.04 | 0.04 | 0.04 | 0.05 | 0.05
Geo | 0 | 0 | 0 | 0 | 0 | 0
H | 0 | 0 | 0 | 0 | 0 | 0
LFG | 0 | 0 | 0 | 0 | 0 | 0
Nuc | 0 | 0 | 0 | 0 | 0 | 0
PS | 0 | 0 | 0 | 0 | 0 | 0
PV | 0 | 0 | 0 | 0 | 0 | 0
PeakG | 0 | 0 | 0 | 0 | 0 | 0
PeakO | 0 | 0 | 0 | 0 | 0 | 0
ST | 0 | 0 | 0 | 0 | 0 | 0
STOG | 0 | 0 | 0 | 0 | 0 | 0
STWD | 0 | 0 | 0 | 0 | 0 | 0
WT | 0 | 0 | 0 | 0 | 0 | 0
IGCC | 0 | 0 | 0 | 0 | 0 | 0
DemandResponse | 0 | 0 | 0 | 0 | 0 | 0
IGCC-CCS | 0 | 0 | 0 | 0 | 0 | 0
WT_off | 0 | 0 | 0 | 0 | 0 | 0
PseudoUnit | 0 | 0 | 0 | 0 | 0 | 0
FixedInterchange | 0 | 0 | 0 | 0 | 0 | 0
NOx Emissions (MMshortTons): NEISO
ReportingType | 2015 | 2020 | 2025 | 2030 | 2035 | 2040
BM | 0 | 0 | 0 | 0 | 0 | 0
CC | 0 | 0 | 0 | 0 | 0.01 | 0.01
CSP | 0 | 0 | 0 | 0 | 0 | 0
CT | 0 | 0 | 0 | 0 | 0 | 0
Coal | 0 | 0 | 0 | 0 | 0 | 0
Geo | 0 | 0 | 0 | 0 | 0 | 0
H | 0 | 0 | 0 | 0 | 0 | 0
LFG | 0 | 0 | 0 | 0 | 0 | 0
Nuc | 0 | 0 | 0 | 0 | 0 | 0
PS | 0 | 0 | 0 | 0 | 0 | 0
PV | 0 | 0 | 0 | 0 | 0 | 0
PeakG | 0 | 0 | 0 | 0 | 0 | 0
PeakO | 0 | 0 | 0 | 0 | 0 | 0
ST | 0 | 0 | 0 | 0 | 0 | 0
STOG | 0 | 0 | 0 | 0 | 0 | 0
STWD | 0 | 0 | 0 | 0 | 0 | 0
WT | 0 | 0 | 0 | 0 | 0 | 0
IGCC | 0 | 0 | 0 | 0 | 0 | 0
DemandResponse | 0 | 0 | 0 | 0 | 0 | 0
IGCC-CCS | 0 | 0 | 0 | 0 | 0 | 0
WT_off | 0 | 0 | 0 | 0 | 0 | 0
PseudoUnit | 0 | 0 | 0 | 0 | 0 | 0
FixedInterchange | 0 | 0 | 0 | 0 | 0 | 0
NOx Emissions (MMshortTons): NonRTO_Midwest
ReportingType | 2015 | 2020 | 2025 | 2030 | 2035 | 2040
BM | 0 | 0 | 0 | 0 | 0 | 0
CC | 0 | 0 | 0 | 0 | 0 | 0
CSP | 0 | 0 | 0 | 0 | 0 | 0
CT | 0 | 0 | 0 | 0 | 0 | 0
Coal | 0.05 | 0.05 | 0.05 | 0.06 | 0.06 | 0.06
Geo | 0 | 0 | 0 | 0 | 0 | 0
H | 0 | 0 | 0 | 0 | 0 | 0
LFG | 0 | 0 | 0 | 0 | 0 | 0
Nuc | 0 | 0 | 0 | 0 | 0 | 0
PS | 0 | 0 | 0 | 0 | 0 | 0
PV | 0 | 0 | 0 | 0 | 0 | 0
PeakG | 0 | 0 | 0 | 0 | 0 | 0
PeakO | 0 | 0 | 0 | 0 | 0 | 0
ST | 0 | 0 | 0 | 0 | 0 | 0
STOG | 0 | 0 | 0 | 0 | 0 | 0
STWD | 0 | 0 | 0 | 0 | 0 | 0
WT | 0 | 0 | 0 | 0 | 0 | 0
IGCC | 0 | 0 | 0 | 0 | 0 | 0
DemandResponse | 0 | 0 | 0 | 0 | 0 | 0
IGCC-CCS | 0 | 0 | 0 | 0 | 0 | 0
WT_off | 0 | 0 | 0 | 0 | 0 | 0
PseudoUnit | 0 | 0 | 0 | 0 | 0 | 0
FixedInterchange | 0 | 0 | 0 | 0 | 0 | 0
NOx Emissions (MMshortTons): NYISO_A-F
ReportingType | 2015 | 2020 | 2025 | 2030 | 2035 | 2040
BM | 0 | 0 | 0 | 0 | 0 | 0
CC | 0 | 0 | 0 | 0 | 0 | 0
CSP | 0 | 0 | 0 | 0 | 0 | 0
CT | 0 | 0 | 0 | 0 | 0 | 0
Coal | 0 | 0 | 0 | 0 | 0 | 0
Geo | 0 | 0 | 0 | 0 | 0 | 0
H | 0 | 0 | 0 | 0 | 0 | 0
LFG | 0 | 0 | 0 | 0 | 0 | 0
Nuc | 0 | 0 | 0 | 0 | 0 | 0
PS | 0 | 0 | 0 | 0 | 0 | 0
PV | 0 | 0 | 0 | 0 | 0 | 0
PeakG | 0 | 0 | 0 | 0 | 0 | 0
PeakO | 0 | 0 | 0 | 0 | 0 | 0
ST | 0 | 0 | 0 | 0 | 0 | 0
STOG | 0 | 0 | 0 | 0 | 0 | 0
STWD | 0 | 0 | 0 | 0 | 0 | 0
WT | 0 | 0 | 0 | 0 | 0 | 0
IGCC | 0 | 0 | 0 | 0 | 0 | 0
DemandResponse | 0 | 0 | 0 | 0 | 0 | 0
IGCC-CCS | 0 | 0 | 0 | 0 | 0 | 0
WT_off | 0 | 0 | 0 | 0 | 0 | 0
PseudoUnit | 0 | 0 | 0 | 0 | 0 | 0
FixedInterchange | 0 | 0 | 0 | 0 | 0 | 0
NOx Emissions (MMshortTons): NYISO_G-I
ReportingType | 2015 | 2020 | 2025 | 2030 | 2035 | 2040
BM | 0 | 0 | 0 | 0 | 0 | 0
CC | 0 | 0 | 0 | 0 | 0 | 0.01
CSP | 0 | 0 | 0 | 0 | 0 | 0
CT | 0 | 0 | 0 | 0 | 0 | 0
Coal | 0 | 0 | 0 | 0 | 0 | 0
Geo | 0 | 0 | 0 | 0 | 0 | 0
H | 0 | 0 | 0 | 0 | 0 | 0
LFG | 0 | 0 | 0 | 0 | 0 | 0
Nuc | 0 | 0 | 0 | 0 | 0 | 0
PS | 0 | 0 | 0 | 0 | 0 | 0
PV | 0 | 0 | 0 | 0 | 0 | 0
PeakG | 0 | 0 | 0 | 0 | 0 | 0
PeakO | 0 | 0 | 0 | 0 | 0 | 0
ST | 0 | 0 | 0 | 0 | 0 | 0
STOG | 0 | 0 | 0 | 0 | 0 | 0
STWD | 0 | 0 | 0 | 0 | 0 | 0
WT | 0 | 0 | 0 | 0 | 0 | 0
IGCC | 0 | 0 | 0 | 0 | 0 | 0
DemandResponse | 0 | 0 | 0 | 0 | 0 | 0
IGCC-CCS | 0 | 0 | 0 | 0 | 0 | 0
WT_off | 0 | 0 | 0 | 0 | 0 | 0
PseudoUnit | 0 | 0 | 0 | 0 | 0 | 0
FixedInterchange | 0 | 0 | 0 | 0 | 0 | 0
NOx Emissions (MMshortTons): NYISO_J-K
ReportingType | 2015 | 2020 | 2025 | 2030 | 2035 | 2040
BM | 0 | 0 | 0 | 0 | 0 | 0
CC | 0 | 0 | 0 | 0 | 0 | 0
CSP | 0 | 0 | 0 | 0 | 0 | 0
CT | 0 | 0 | 0 | 0 | 0 | 0
Coal | 0 | 0 | 0 | 0 | 0 | 0
Geo | 0 | 0 | 0 | 0 | 0 | 0
H | 0 | 0 | 0 | 0 | 0 | 0
LFG | 0 | 0 | 0 | 0 | 0 | 0
Nuc | 0 | 0 | 0 | 0 | 0 | 0
PS | 0 | 0 | 0 | 0 | 0 | 0
PV | 0 | 0 | 0 | 0 | 0 | 0
PeakG | 0 | 0 | 0 | 0 | 0 | 0
PeakO | 0 | 0 | 0 | 0 | 0 | 0
ST | 0 | 0 | 0 | 0 | 0 | 0
STOG | 0 | 0 | 0 | 0.01 | 0.01 | 0.01
STWD | 0 | 0 | 0 | 0 | 0 | 0
WT | 0 | 0 | 0 | 0 | 0 | 0
IGCC | 0 | 0 | 0 | 0 | 0 | 0
DemandResponse | 0 | 0 | 0 | 0 | 0 | 0
IGCC-CCS | 0 | 0 | 0 | 0 | 0 | 0
WT_off | 0 | 0 | 0 | 0 | 0 | 0
PseudoUnit | 0 | 0 | 0 | 0 | 0 | 0
FixedInterchange | 0 | 0 | 0 | 0 | 0 | 0
NOx Emissions (MMshortTons): PJM_E
ReportingType | 2015 | 2020 | 2025 | 2030 | 2035 | 2040
BM | 0 | 0 | 0 | 0 | 0 | 0
CC | 0 | 0 | 0 | 0 | 0 | 0
CSP | 0 | 0 | 0 | 0 | 0 | 0
CT | 0 | 0 | 0 | 0 | 0 | 0
Coal | 0 | 0 | 0 | 0 | 0 | 0
Geo | 0 | 0 | 0 | 0 | 0 | 0
H | 0 | 0 | 0 | 0 | 0 | 0
LFG | 0 | 0 | 0 | 0 | 0 | 0
Nuc | 0 | 0 | 0 | 0 | 0 | 0
PS | 0 | 0 | 0 | 0 | 0 | 0
PV | 0 | 0 | 0 | 0 | 0 | 0
PeakG | 0 | 0 | 0 | 0 | 0 | 0
PeakO | 0 | 0 | 0 | 0 | 0 | 0
ST | 0 | 0 | 0 | 0 | 0 | 0
STOG | 0 | 0 | 0 | 0 | 0 | 0
STWD | 0 | 0 | 0 | 0 | 0 | 0
WT | 0 | 0 | 0 | 0 | 0 | 0
IGCC | 0 | 0 | 0 | 0 | 0 | 0
DemandResponse | 0 | 0 | 0 | 0 | 0 | 0
IGCC-CCS | 0 | 0 | 0 | 0 | 0 | 0
WT_off | 0 | 0 | 0 | 0 | 0 | 0
PseudoUnit | 0 | 0 | 0 | 0 | 0 | 0
FixedInterchange | 0 | 0 | 0 | 0 | 0 | 0
NOx Emissions (MMshortTons): PJM_ROM
ReportingType | 2015 | 2020 | 2025 | 2030 | 2035 | 2040
BM | 0 | 0 | 0 | 0 | 0 | 0
CC | 0 | 0 | 0 | 0 | 0 | 0.01
CSP | 0 | 0 | 0 | 0 | 0 | 0
CT | 0 | 0 | 0 | 0 | 0 | 0
Coal | 0.04 | 0.04 | 0.04 | 0.04 | 0.04 | 0.04
Geo | 0 | 0 | 0 | 0 | 0 | 0
H | 0 | 0 | 0 | 0 | 0 | 0
LFG | 0 | 0 | 0 | 0 | 0 | 0
Nuc | 0 | 0 | 0 | 0 | 0 | 0
PS | 0 | 0 | 0 | 0 | 0 | 0
PV | 0 | 0 | 0 | 0 | 0 | 0
PeakG | 0 | 0 | 0 | 0 | 0 | 0
PeakO | 0 | 0 | 0 | 0 | 0 | 0
ST | 0 | 0 | 0 | 0 | 0 | 0
STOG | 0 | 0 | 0 | 0 | 0 | 0
STWD | 0 | 0 | 0 | 0 | 0 | 0
WT | 0 | 0 | 0 | 0 | 0 | 0
IGCC | 0 | 0 | 0 | 0 | 0 | 0
DemandResponse | 0 | 0 | 0 | 0 | 0 | 0
IGCC-CCS | 0 | 0 | 0 | 0 | 0 | 0
WT_off | 0 | 0 | 0 | 0 | 0 | 0
PseudoUnit | 0 | 0 | 0 | 0 | 0 | 0
FixedInterchange | 0 | 0 | 0 | 0 | 0 | 0
NOx Emissions (MMshortTons): PJM_ROR
ReportingType | 2015 | 2020 | 2025 | 2030 | 2035 | 2040
BM | 0 | 0 | 0 | 0 | 0 | 0
CC | 0 | 0.01 | 0.01 | 0.01 | 0.02 | 0.02
CSP | 0 | 0 | 0 | 0 | 0 | 0
CT | 0 | 0 | 0 | 0 | 0 | 0
Coal | 0.3 | 0.24 | 0.26 | 0.27 | 0.28 | 0.28
Geo | 0 | 0 | 0 | 0 | 0 | 0
H | 0 | 0 | 0 | 0 | 0 | 0
LFG | 0 | 0 | 0 | 0 | 0 | 0
Nuc | 0 | 0 | 0 | 0 | 0 | 0
PS | 0 | 0 | 0 | 0 | 0 | 0
PV | 0 | 0 | 0 | 0 | 0 | 0
PeakG | 0 | 0 | 0 | 0 | 0 | 0
PeakO | 0 | 0 | 0 | 0 | 0 | 0
ST | 0 | 0 | 0 | 0 | 0 | 0
STOG | 0 | 0 | 0 | 0 | 0 | 0
STWD | 0 | 0 | 0 | 0 | 0 | 0
WT | 0 | 0 | 0 | 0 | 0 | 0
IGCC | 0 | 0 | 0 | 0 | 0 | 0
DemandResponse | 0 | 0 | 0 | 0 | 0 | 0
IGCC-CCS | 0 | 0 | 0 | 0 | 0 | 0
WT_off | 0 | 0 | 0 | 0 | 0 | 0
PseudoUnit | 0 | 0 | 0 | 0 | 0 | 0
FixedInterchange | 0 | 0 | 0 | 0 | 0 | 0
NOx Emissions (MMshortTons): SOCO
ReportingType | 2015 | 2020 | 2025 | 2030 | 2035 | 2040
BM | 0 | 0 | 0 | 0 | 0 | 0
CC | 0.01 | 0.01 | 0.01 | 0.01 | 0.01 | 0.01
CSP | 0 | 0 | 0 | 0 | 0 | 0
CT | 0 | 0 | 0 | 0 | 0 | 0
Coal | 0.07 | 0.06 | 0.07 | 0.07 | 0.08 | 0.1
Geo | 0 | 0 | 0 | 0 | 0 | 0
H | 0 | 0 | 0 | 0 | 0 | 0
LFG | 0 | 0 | 0 | 0 | 0 | 0
Nuc | 0 | 0 | 0 | 0 | 0 | 0
PS | 0 | 0 | 0 | 0 | 0 | 0
PV | 0 | 0 | 0 | 0 | 0 | 0
PeakG | 0 | 0 | 0 | 0 | 0 | 0
PeakO | 0 | 0 | 0 | 0 | 0 | 0
ST | 0 | 0 | 0 | 0 | 0 | 0
STOG | 0 | 0 | 0 | 0 | 0 | 0
STWD | 0 | 0 | 0 | 0 | 0 | 0
WT | 0 | 0 | 0 | 0 | 0 | 0
IGCC | 0 | 0 | 0 | 0 | 0 | 0
DemandResponse | 0 | 0 | 0 | 0 | 0 | 0
IGCC-CCS | 0 | 0 | 0 | 0 | 0 | 0
WT_off | 0 | 0 | 0 | 0 | 0 | 0
PseudoUnit | 0 | 0 | 0 | 0 | 0 | 0
FixedInterchange | 0 | 0 | 0 | 0 | 0 | 0
NOx Emissions (MMshortTons): SPP_N
ReportingType | 2015 | 2020 | 2025 | 2030 | 2035 | 2040
BM | 0 | 0 | 0 | 0 | 0 | 0
CC | 0 | 0 | 0 | 0 | 0 | 0
CSP | 0 | 0 | 0 | 0 | 0 | 0
CT | 0 | 0 | 0 | 0 | 0 | 0
Coal | 0.07 | 0.07 | 0.07 | 0.07 | 0.07 | 0.08
Geo | 0 | 0 | 0 | 0 | 0 | 0
H | 0 | 0 | 0 | 0 | 0 | 0
LFG | 0 | 0 | 0 | 0 | 0 | 0
Nuc | 0 | 0 | 0 | 0 | 0 | 0
PS | 0 | 0 | 0 | 0 | 0 | 0
PV | 0 | 0 | 0 | 0 | 0 | 0
PeakG | 0 | 0 | 0 | 0 | 0 | 0
PeakO | 0 | 0 | 0 | 0 | 0 | 0
ST | 0 | 0 | 0 | 0 | 0 | 0
STOG | 0 | 0 | 0 | 0 | 0 | 0
STWD | 0 | 0 | 0 | 0 | 0 | 0
WT | 0 | 0 | 0 | 0 | 0 | 0
IGCC | 0 | 0 | 0 | 0 | 0 | 0
DemandResponse | 0 | 0 | 0 | 0 | 0 | 0
IGCC-CCS | 0 | 0 | 0 | 0 | 0 | 0
WT_off | 0 | 0 | 0 | 0 | 0 | 0
PseudoUnit | 0 | 0 | 0 | 0 | 0 | 0
FixedInterchange | 0 | 0 | 0 | 0 | 0 | 0
NOx Emissions (MMshortTons): SPP_S
ReportingType | 2015 | 2020 | 2025 | 2030 | 2035 | 2040
BM | 0 | 0 | 0 | 0 | 0 | 0
CC | 0 | 0 | 0.01 | 0.01 | 0 | 0
CSP | 0 | 0 | 0 | 0 | 0 | 0
CT | 0 | 0 | 0 | 0 | 0 | 0
Coal | 0.1 | 0.1 | 0.11 | 0.11 | 0.11 | 0.11
Geo | 0 | 0 | 0 | 0 | 0 | 0
H | 0 | 0 | 0 | 0 | 0 | 0
LFG | 0 | 0 | 0 | 0 | 0 | 0
Nuc | 0 | 0 | 0 | 0 | 0 | 0
PS | 0 | 0 | 0 | 0 | 0 | 0
PV | 0 | 0 | 0 | 0 | 0 | 0
PeakG | 0 | 0 | 0 | 0 | 0 | 0
PeakO | 0 | 0 | 0 | 0 | 0 | 0
ST | 0 | 0 | 0 | 0 | 0 | 0
STOG | 0 | 0 | 0 | 0 | 0 | 0
STWD | 0 | 0 | 0 | 0 | 0 | 0
WT | 0 | 0 | 0 | 0 | 0 | 0
IGCC | 0 | 0 | 0 | 0 | 0 | 0
DemandResponse | 0 | 0 | 0 | 0 | 0 | 0
IGCC-CCS | 0 | 0 | 0 | 0 | 0 | 0
WT_off | 0 | 0 | 0 | 0 | 0 | 0
PseudoUnit | 0 | 0 | 0 | 0 | 0 | 0
FixedInterchange | 0 | 0 | 0 | 0 | 0 | 0
NOx Emissions (MMshortTons): TVA
ReportingType | 2015 | 2020 | 2025 | 2030 | 2035 | 2040
BM | 0 | 0 | 0 | 0 | 0 | 0
CC | 0 | 0 | 0 | 0 | 0 | 0
CSP | 0 | 0 | 0 | 0 | 0 | 0
CT | 0 | 0 | 0 | 0 | 0 | 0
Coal | 0.07 | 0.06 | 0.06 | 0.06 | 0.07 | 0.08
Geo | 0 | 0 | 0 | 0 | 0 | 0
H | 0 | 0 | 0 | 0 | 0 | 0
LFG | 0 | 0 | 0 | 0 | 0 | 0
Nuc | 0 | 0 | 0 | 0 | 0 | 0
PS | 0 | 0 | 0 | 0 | 0 | 0
PV | 0 | 0 | 0 | 0 | 0 | 0
PeakG | 0 | 0 | 0 | 0 | 0 | 0
PeakO | 0 | 0 | 0 | 0 | 0 | 0
ST | 0 | 0 | 0 | 0 | 0 | 0
STOG | 0 | 0 | 0 | 0 | 0 | 0
STWD | 0 | 0 | 0 | 0 | 0 | 0
WT | 0 | 0 | 0 | 0 | 0 | 0
IGCC | 0 | 0 | 0 | 0 | 0 | 0
DemandResponse | 0 | 0 | 0 | 0 | 0 | 0
IGCC-CCS | 0 | 0 | 0 | 0 | 0 | 0
WT_off | 0 | 0 | 0 | 0 | 0 | 0
PseudoUnit | 0 | 0 | 0 | 0 | 0 | 0
FixedInterchange | 0 | 0 | 0 | 0 | 0 | 0
NOx Emissions (MMshortTons): TVA_Transmission
ReportingType | 2015 | 2020 | 2025 | 2030 | 2035 | 2040
BM | 0 | 0 | 0 | 0 | 0 | 0
CC | 0 | 0 | 0 | 0 | 0 | 0
CSP | 0 | 0 | 0 | 0 | 0 | 0
CT | 0 | 0 | 0 | 0 | 0 | 0
Coal | 0 | 0 | 0 | 0 | 0 | 0
Geo | 0 | 0 | 0 | 0 | 0 | 0
H | 0 | 0 | 0 | 0 | 0 | 0
LFG | 0 | 0 | 0 | 0 | 0 | 0
Nuc | 0 | 0 | 0 | 0 | 0 | 0
PS | 0 | 0 | 0 | 0 | 0 | 0
PV | 0 | 0 | 0 | 0 | 0 | 0
PeakG | 0 | 0 | 0 | 0 | 0 | 0
PeakO | 0 | 0 | 0 | 0 | 0 | 0
ST | 0 | 0 | 0 | 0 | 0 | 0
STOG | 0 | 0 | 0 | 0 | 0 | 0
STWD | 0 | 0 | 0 | 0 | 0 | 0
WT | 0 | 0 | 0 | 0 | 0 | 0
IGCC | 0 | 0 | 0 | 0 | 0 | 0
DemandResponse | 0 | 0 | 0 | 0 | 0 | 0
IGCC-CCS | 0 | 0 | 0 | 0 | 0 | 0
WT_off | 0 | 0 | 0 | 0 | 0 | 0
PseudoUnit | 0 | 0 | 0 | 0 | 0 | 0
FixedInterchange | 0 | 0 | 0 | 0 | 0 | 0
NOx Emissions (MMshortTons): VACAR
ReportingType | 2015 | 2020 | 2025 | 2030 | 2035 | 2040
BM | 0 | 0 | 0 | 0 | 0 | 0
CC | 0 | 0 | 0 | 0 | 0.01 | 0.01
CSP | 0 | 0 | 0 | 0 | 0 | 0
CT | 0 | 0 | 0 | 0 | 0 | 0
Coal | 0.04 | 0.03 | 0.04 | 0.05 | 0.05 | 0.05
Geo | 0 | 0 | 0 | 0 | 0 | 0
H | 0 | 0 | 0 | 0 | 0 | 0
LFG | 0 | 0 | 0 | 0 | 0 | 0
Nuc | 0 | 0 | 0 | 0 | 0 | 0
PS | 0 | 0 | 0 | 0 | 0 | 0
PV | 0 | 0 | 0 | 0 | 0 | 0
PeakG | 0 | 0 | 0 | 0 | 0 | 0
PeakO | 0 | 0 | 0 | 0 | 0 | 0
ST | 0 | 0 | 0 | 0 | 0 | 0
STOG | 0 | 0 | 0 | 0 | 0 | 0
STWD | 0 | 0 | 0 | 0 | 0 | 0
WT | 0 | 0 | 0 | 0 | 0 | 0
IGCC | 0 | 0 | 0 | 0 | 0 | 0
DemandResponse | 0 | 0 | 0 | 0 | 0 | 0
IGCC-CCS | 0 | 0 | 0 | 0 | 0 | 0
WT_off | 0 | 0 | 0 | 0 | 0 | 0
PseudoUnit | 0 | 0 | 0 | 0 | 0 | 0
FixedInterchange | 0 | 0 | 0 | 0 | 0 | 0
NOx Emissions (MMshortTons): IESO
ReportingType | 2015 | 2020 | 2025 | 2030 | 2035 | 2040
BM | 0 | 0 | 0 | 0 | 0 | 0
CC | 0 | 0 | 0 | 0 | 0 | 0
CSP | 0 | 0 | 0 | 0 | 0 | 0
CT | 0 | 0 | 0 | 0 | 0 | 0
Coal | 0 | 0 | 0 | 0 | 0 | 0
Geo | 0 | 0 | 0 | 0 | 0 | 0
H | 0 | 0 | 0 | 0 | 0 | 0
LFG | 0 | 0 | 0 | 0 | 0 | 0
Nuc | 0 | 0 | 0 | 0 | 0 | 0
PS | 0 | 0 | 0 | 0 | 0 | 0
PV | 0 | 0 | 0 | 0 | 0 | 0
PeakG | 0 | 0 | 0 | 0 | 0 | 0
PeakO | 0 | 0 | 0 | 0 | 0 | 0
ST | 0 | 0 | 0 | 0 | 0 | 0
STOG | 0 | 0 | 0 | 0 | 0 | 0
STWD | 0 | 0 | 0 | 0 | 0 | 0
WT | 0 | 0 | 0 | 0 | 0 | 0
IGCC | 0 | 0 | 0 | 0 | 0 | 0
DemandResponse | 0 | 0 | 0 | 0 | 0 | 0
IGCC-CCS | 0 | 0 | 0 | 0 | 0 | 0
WT_off | 0 | 0 | 0 | 0 | 0 | 0
PseudoUnit | 0 | 0 | 0 | 0 | 0 | 0
FixedInterchange | 0 | 0 | 0 | 0 | 0 | 0
NOx Emissions (MMshortTons): MAPP_CA
ReportingType | 2015 | 2020 | 2025 | 2030 | 2035 | 2040
BM | 0 | 0 | 0 | 0 | 0 | 0
CC | 0 | 0 | 0 | 0 | 0 | 0
CSP | 0 | 0 | 0 | 0 | 0 | 0
CT | 0 | 0 | 0 | 0 | 0 | 0
Coal | 0 | 0 | 0 | 0 | 0.01 | 0.01
Geo | 0 | 0 | 0 | 0 | 0 | 0
H | 0 | 0 | 0 | 0 | 0 | 0
LFG | 0 | 0 | 0 | 0 | 0 | 0
Nuc | 0 | 0 | 0 | 0 | 0 | 0
PS | 0 | 0 | 0 | 0 | 0 | 0
PV | 0 | 0 | 0 | 0 | 0 | 0
PeakG | 0 | 0 | 0 | 0 | 0 | 0
PeakO | 0 | 0 | 0 | 0 | 0 | 0
ST | 0 | 0 | 0 | 0 | 0 | 0
STOG | 0 | 0 | 0 | 0 | 0 | 0
STWD | 0 | 0 | 0 | 0 | 0 | 0
WT | 0 | 0 | 0 | 0 | 0 | 0
IGCC | 0 | 0 | 0 | 0 | 0 | 0
DemandResponse | 0 | 0 | 0 | 0 | 0 | 0
IGCC-CCS | 0 | 0 | 0 | 0 | 0 | 0
WT_off | 0 | 0 | 0 | 0 | 0 | 0
PseudoUnit | 0 | 0 | 0 | 0 | 0 | 0
FixedInterchange | 0 | 0 | 0 | 0 | 0 | 0
NOx Emissions (MMshortTons): AZ_NM_SNV_Coal
ReportingType | 2015 | 2020 | 2025 | 2030 | 2035 | 2040
BM | 0 | 0 | 0 | 0 | 0 | 0
CC | 0 | 0 | 0 | 0 | 0 | 0
CSP | 0 | 0 | 0 | 0 | 0 | 0
CT | 0 | 0 | 0 | 0 | 0 | 0
Coal | 0.12 | 0.12 | 0.12 | 0.12 | 0.12 | 0.12
Geo | 0 | 0 | 0 | 0 | 0 | 0
H | 0 | 0 | 0 | 0 | 0 | 0
LFG | 0 | 0 | 0 | 0 | 0 | 0
Nuc | 0 | 0 | 0 | 0 | 0 | 0
PS | 0 | 0 | 0 | 0 | 0 | 0
PV | 0 | 0 | 0 | 0 | 0 | 0
PeakG | 0 | 0 | 0 | 0 | 0 | 0
PeakO | 0 | 0 | 0 | 0 | 0 | 0
ST | 0 | 0 | 0 | 0 | 0 | 0
STOG | 0 | 0 | 0 | 0 | 0 | 0
STWD | 0 | 0 | 0 | 0 | 0 | 0
WT | 0 | 0 | 0 | 0 | 0 | 0
IGCC | 0 | 0 | 0 | 0 | 0 | 0
DemandResponse | 0 | 0 | 0 | 0 | 0 | 0
IGCC-CCS | 0 | 0 | 0 | 0 | 0 | 0
WT_off | 0 | 0 | 0 | 0 | 0 | 0
PseudoUnit | 0 | 0 | 0 | 0 | 0 | 0
FixedInterchange | 0 | 0 | 0 | 0 | 0 | 0
NOx Emissions (MMshortTons): AZ_NM_SNV_Gas
ReportingType | 2015 | 2020 | 2025 | 2030 | 2035 | 2040
BM | 0 | 0 | 0 | 0 | 0 | 0
CC | 0.01 | 0.01 | 0.01 | 0.01 | 0.02 | 0.02
CSP | 0 | 0 | 0 | 0 | 0 | 0
CT | 0 | 0 | 0 | 0 | 0 | 0
Coal | 0 | 0 | 0 | 0 | 0 | 0
Geo | 0 | 0 | 0 | 0 | 0 | 0
H | 0 | 0 | 0 | 0 | 0 | 0
LFG | 0 | 0 | 0 | 0 | 0 | 0
Nuc | 0 | 0 | 0 | 0 | 0 | 0
PS | 0 | 0 | 0 | 0 | 0 | 0
PV | 0 | 0 | 0 | 0 | 0 | 0
PeakG | 0 | 0 | 0 | 0 | 0 | 0
PeakO | 0 | 0 | 0 | 0 | 0 | 0
ST | 0 | 0 | 0 | 0 | 0 | 0
STOG | 0 | 0 | 0 | 0 | 0 | 0
STWD | 0 | 0 | 0 | 0 | 0 | 0
WT | 0 | 0 | 0 | 0 | 0 | 0
IGCC | 0 | 0 | 0 | 0 | 0 | 0
DemandResponse | 0 | 0 | 0 | 0 | 0 | 0
IGCC-CCS | 0 | 0 | 0 | 0 | 0 | 0
WT_off | 0 | 0 | 0 | 0 | 0 | 0
PseudoUnit | 0 | 0 | 0 | 0 | 0 | 0
FixedInterchange | 0 | 0 | 0 | 0 | 0 | 0
NOx Emissions (MMshortTons): AZ_NM_SNV_NucRenew
ReportingType | 2015 | 2020 | 2025 | 2030 | 2035 | 2040
BM | 0 | 0 | 0 | 0 | 0 | 0
CC | 0 | 0 | 0 | 0 | 0 | 0
CSP | 0 | 0 | 0 | 0 | 0 | 0
CT | 0 | 0 | 0 | 0 | 0 | 0
Coal | 0 | 0 | 0 | 0 | 0 | 0
Geo | 0 | 0 | 0 | 0 | 0 | 0
H | 0 | 0 | 0 | 0 | 0 | 0
LFG | 0 | 0 | 0 | 0 | 0 | 0
Nuc | 0 | 0 | 0 | 0 | 0 | 0
PS | 0 | 0 | 0 | 0 | 0 | 0
PV | 0 | 0 | 0 | 0 | 0 | 0
PeakG | 0 | 0 | 0 | 0 | 0 | 0
PeakO | 0 | 0 | 0 | 0 | 0 | 0
ST | 0 | 0 | 0 | 0 | 0 | 0
STOG | 0 | 0 | 0 | 0 | 0 | 0
STWD | 0 | 0 | 0 | 0 | 0 | 0
WT | 0 | 0 | 0 | 0 | 0 | 0
IGCC | 0 | 0 | 0 | 0 | 0 | 0
DemandResponse | 0 | 0 | 0 | 0 | 0 | 0
IGCC-CCS | 0 | 0 | 0 | 0 | 0 | 0
WT_off | 0 | 0 | 0 | 0 | 0 | 0
PseudoUnit | 0 | 0 | 0 | 0 | 0 | 0
FixedInterchange | 0 | 0 | 0 | 0 | 0 | 0
NOx Emissions (MMshortTons): ERCOT
ReportingType | 2015 | 2020 | 2025 | 2030 | 2035 | 2040
BM | 0 | 0 | 0 | 0 | 0 | 0
CC | 0.01 | 0.01 | 0.01 | 0.02 | 0.02 | 0.02
CSP | 0 | 0 | 0 | 0 | 0 | 0
CT | 0 | 0 | 0 | 0 | 0 | 0
Coal | 0.07 | 0.08 | 0.09 | 0.09 | 0.09 | 0.09
Geo | 0 | 0 | 0 | 0 | 0 | 0
H | 0 | 0 | 0 | 0 | 0 | 0
LFG | 0 | 0 | 0 | 0 | 0 | 0
Nuc | 0 | 0 | 0 | 0 | 0 | 0
PS | 0 | 0 | 0 | 0 | 0 | 0
PV | 0 | 0 | 0 | 0 | 0 | 0
PeakG | 0 | 0 | 0 | 0 | 0 | 0
PeakO | 0 | 0 | 0 | 0 | 0 | 0
ST | 0 | 0 | 0 | 0 | 0 | 0
STOG | 0.01 | 0.01 | 0.01 | 0.01 | 0.01 | 0.01
STWD | 0 | 0 | 0 | 0 | 0 | 0
WT | 0 | 0 | 0 | 0 | 0 | 0
IGCC | 0 | 0 | 0 | 0 | 0 | 0
DemandResponse | 0 | 0 | 0 | 0 | 0 | 0
IGCC-CCS | 0 | 0 | 0 | 0 | 0 | 0
WT_off | 0 | 0 | 0 | 0 | 0 | 0
PseudoUnit | 0 | 0 | 0 | 0 | 0 | 0
FixedInterchange | 0 | 0 | 0 | 0 | 0 | 0
NOx Emissions (MMshortTons): NP15
ReportingType | 2015 | 2020 | 2025 | 2030 | 2035 | 2040
BM | 0 | 0 | 0 | 0 | 0 | 0
CC | 0 | 0 | 0 | 0 | 0 | 0
CSP | 0 | 0 | 0 | 0 | 0 | 0
CT | 0 | 0 | 0 | 0 | 0 | 0
Coal | 0 | 0 | 0 | 0 | 0 | 0
Geo | 0 | 0 | 0 | 0 | 0 | 0
H | 0 | 0 | 0 | 0 | 0 | 0
LFG | 0 | 0 | 0 | 0 | 0 | 0
Nuc | 0 | 0 | 0 | 0 | 0 | 0
PS | 0 | 0 | 0 | 0 | 0 | 0
PV | 0 | 0 | 0 | 0 | 0 | 0
PeakG | 0 | 0 | 0 | 0 | 0 | 0
PeakO | 0 | 0 | 0 | 0 | 0 | 0
ST | 0 | 0 | 0 | 0 | 0 | 0
STOG | 0 | 0 | 0 | 0 | 0 | 0
STWD | 0 | 0 | 0 | 0 | 0 | 0
WT | 0 | 0 | 0 | 0 | 0 | 0
IGCC | 0 | 0 | 0 | 0 | 0 | 0
DemandResponse | 0 | 0 | 0 | 0 | 0 | 0
IGCC-CCS | 0 | 0 | 0 | 0 | 0 | 0
WT_off | 0 | 0 | 0 | 0 | 0 | 0
PseudoUnit | 0 | 0 | 0 | 0 | 0 | 0
FixedInterchange | 0 | 0 | 0 | 0 | 0 | 0
NOx Emissions (MMshortTons): NWPP_Coal
ReportingType | 2015 | 2020 | 2025 | 2030 | 2035 | 2040
BM | 0 | 0 | 0 | 0 | 0 | 0
CC | 0 | 0 | 0 | 0 | 0 | 0
CSP | 0 | 0 | 0 | 0 | 0 | 0
CT | 0 | 0 | 0 | 0 | 0 | 0
Coal | 0.15 | 0.15 | 0.15 | 0.15 | 0.15 | 0.15
Geo | 0 | 0 | 0 | 0 | 0 | 0
H | 0 | 0 | 0 | 0 | 0 | 0
LFG | 0 | 0 | 0 | 0 | 0 | 0
Nuc | 0 | 0 | 0 | 0 | 0 | 0
PS | 0 | 0 | 0 | 0 | 0 | 0
PV | 0 | 0 | 0 | 0 | 0 | 0
PeakG | 0 | 0 | 0 | 0 | 0 | 0
PeakO | 0 | 0 | 0 | 0 | 0 | 0
ST | 0 | 0 | 0 | 0 | 0 | 0
STOG | 0 | 0 | 0 | 0 | 0 | 0
STWD | 0 | 0 | 0 | 0 | 0 | 0
WT | 0 | 0 | 0 | 0 | 0 | 0
IGCC | 0 | 0 | 0 | 0 | 0 | 0
DemandResponse | 0 | 0 | 0 | 0 | 0 | 0
IGCC-CCS | 0 | 0 | 0 | 0 | 0 | 0
WT_off | 0 | 0 | 0 | 0 | 0 | 0
PseudoUnit | 0 | 0 | 0 | 0 | 0 | 0
FixedInterchange | 0 | 0 | 0 | 0 | 0 | 0
NOx Emissions (MMshortTons): NWPP_Gas
ReportingType | 2015 | 2020 | 2025 | 2030 | 2035 | 2040
BM | 0 | 0 | 0 | 0 | 0 | 0
CC | 0 | 0 | 0.01 | 0.01 | 0.01 | 0.01
CSP | 0 | 0 | 0 | 0 | 0 | 0
CT | 0 | 0 | 0 | 0 | 0 | 0
Coal | 0 | 0 | 0 | 0 | 0 | 0
Geo | 0 | 0 | 0 | 0 | 0 | 0
H | 0 | 0 | 0 | 0 | 0 | 0
LFG | 0 | 0 | 0 | 0 | 0 | 0
Nuc | 0 | 0 | 0 | 0 | 0 | 0
PS | 0 | 0 | 0 | 0 | 0 | 0
PV | 0 | 0 | 0 | 0 | 0 | 0
PeakG | 0 | 0 | 0 | 0 | 0 | 0
PeakO | 0 | 0 | 0 | 0 | 0 | 0
ST | 0 | 0 | 0 | 0 | 0 | 0
STOG | 0 | 0 | 0 | 0 | 0 | 0
STWD | 0 | 0 | 0 | 0 | 0 | 0
WT | 0 | 0 | 0 | 0 | 0 | 0
IGCC | 0 | 0 | 0 | 0 | 0 | 0
DemandResponse | 0 | 0 | 0 | 0 | 0 | 0
IGCC-CCS | 0 | 0 | 0 | 0 | 0 | 0
WT_off | 0 | 0 | 0 | 0 | 0 | 0
PseudoUnit | 0 | 0 | 0 | 0 | 0 | 0
FixedInterchange | 0 | 0 | 0 | 0 | 0 | 0
NOx Emissions (MMshortTons): NWPP_NucRenew
ReportingType | 2015 | 2020 | 2025 | 2030 | 2035 | 2040
BM | 0 | 0 | 0 | 0 | 0 | 0
CC | 0 | 0 | 0 | 0 | 0 | 0
CSP | 0 | 0 | 0 | 0 | 0 | 0
CT | 0 | 0 | 0 | 0 | 0 | 0
Coal | 0 | 0 | 0 | 0 | 0 | 0
Geo | 0 | 0 | 0 | 0 | 0 | 0
H | 0 | 0 | 0 | 0 | 0 | 0
LFG | 0 | 0 | 0 | 0 | 0 | 0
Nuc | 0 | 0 | 0 | 0 | 0 | 0
PS | 0 | 0 | 0 | 0 | 0 | 0
PV | 0 | 0 | 0 | 0 | 0 | 0
PeakG | 0 | 0 | 0 | 0 | 0 | 0
PeakO | 0 | 0 | 0 | 0 | 0 | 0
ST | 0 | 0 | 0 | 0 | 0 | 0
STOG | 0 | 0 | 0 | 0 | 0 | 0
STWD | 0 | 0 | 0 | 0 | 0 | 0
WT | 0 | 0 | 0 | 0 | 0 | 0
IGCC | 0 | 0 | 0 | 0 | 0 | 0
DemandResponse | 0 | 0 | 0 | 0 | 0 | 0
IGCC-CCS | 0 | 0 | 0 | 0 | 0 | 0
WT_off | 0 | 0 | 0 | 0 | 0 | 0
PseudoUnit | 0 | 0 | 0 | 0 | 0 | 0
FixedInterchange | 0 | 0 | 0 | 0 | 0 | 0
NOx Emissions (MMshortTons): RMPA
ReportingType | 2015 | 2020 | 2025 | 2030 | 2035 | 2040
BM | 0 | 0 | 0 | 0 | 0 | 0
CC | 0 | 0 | 0 | 0 | 0 | 0
CSP | 0 | 0 | 0 | 0 | 0 | 0
CT | 0 | 0 | 0 | 0 | 0 | 0
Coal | 0.06 | 0.06 | 0.06 | 0.06 | 0.06 | 0.07
Geo | 0 | 0 | 0 | 0 | 0 | 0
H | 0 | 0 | 0 | 0 | 0 | 0
LFG | 0 | 0 | 0 | 0 | 0 | 0
Nuc | 0 | 0 | 0 | 0 | 0 | 0
PS | 0 | 0 | 0 | 0 | 0 | 0
PV | 0 | 0 | 0 | 0 | 0 | 0
PeakG | 0 | 0 | 0 | 0 | 0 | 0
PeakO | 0 | 0 | 0 | 0 | 0 | 0
ST | 0 | 0 | 0 | 0 | 0 | 0
STOG | 0 | 0 | 0 | 0 | 0 | 0
STWD | 0 | 0 | 0 | 0 | 0 | 0
WT | 0 | 0 | 0 | 0 | 0 | 0
IGCC | 0 | 0 | 0 | 0 | 0 | 0
DemandResponse | 0 | 0 | 0 | 0 | 0 | 0
IGCC-CCS | 0 | 0 | 0 | 0 | 0 | 0
WT_off | 0 | 0 | 0 | 0 | 0 | 0
PseudoUnit | 0 | 0 | 0 | 0 | 0 | 0
FixedInterchange | 0 | 0 | 0 | 0 | 0 | 0
NOx Emissions (MMshortTons): SP15
ReportingType | 2015 | 2020 | 2025 | 2030 | 2035 | 2040
BM | 0 | 0 | 0 | 0 | 0 | 0
CC | 0 | 0 | 0 | 0 | 0 | 0
CSP | 0 | 0 | 0 | 0 | 0 | 0
CT | 0 | 0 | 0 | 0 | 0 | 0
Coal | 0 | 0 | 0 | 0 | 0 | 0
Geo | 0 | 0 | 0 | 0 | 0 | 0
H | 0 | 0 | 0 | 0 | 0 | 0
LFG | 0 | 0 | 0 | 0 | 0 | 0
Nuc | 0 | 0 | 0 | 0 | 0 | 0
PS | 0 | 0 | 0 | 0 | 0 | 0
PV | 0 | 0 | 0 | 0 | 0 | 0
PeakG | 0 | 0 | 0 | 0 | 0 | 0
PeakO | 0 | 0 | 0 | 0 | 0 | 0
ST | 0 | 0 | 0 | 0 | 0 | 0
STOG | 0 | 0 | 0 | 0 | 0 | 0
STWD | 0 | 0 | 0 | 0 | 0 | 0
WT | 0 | 0 | 0 | 0 | 0 | 0
IGCC | 0 | 0 | 0 | 0 | 0 | 0
DemandResponse | 0 | 0 | 0 | 0 | 0 | 0
IGCC-CCS | 0 | 0 | 0 | 0 | 0 | 0
WT_off | 0 | 0 | 0 | 0 | 0 | 0
PseudoUnit | 0 | 0 | 0 | 0 | 0 | 0
FixedInterchange | 0 | 0 | 0 | 0 | 0 | 0
NOx Emissions (MMshortTons): ALB
ReportingType | 2015 | 2020 | 2025 | 2030 | 2035 | 2040
BM | 0 | 0 | 0 | 0 | 0 | 0
CC | 0 | 0 | 0 | 0 | 0 | 0
CSP | 0 | 0 | 0 | 0 | 0 | 0
CT | 0 | 0 | 0 | 0 | 0 | 0
Coal | 0.01 | 0.01 | 0.01 | 0.01 | 0.01 | 0.01
Geo | 0 | 0 | 0 | 0 | 0 | 0
H | 0 | 0 | 0 | 0 | 0 | 0
LFG | 0 | 0 | 0 | 0 | 0 | 0
Nuc | 0 | 0 | 0 | 0 | 0 | 0
PS | 0 | 0 | 0 | 0 | 0 | 0
PV | 0 | 0 | 0 | 0 | 0 | 0
PeakG | 0 | 0 | 0 | 0 | 0 | 0
PeakO | 0 | 0 | 0 | 0 | 0 | 0
ST | 0 | 0 | 0 | 0 | 0 | 0
STOG | 0 | 0 | 0 | 0 | 0 | 0
STWD | 0 | 0 | 0 | 0 | 0 | 0
WT | 0 | 0 | 0 | 0 | 0 | 0
IGCC | 0 | 0 | 0 | 0 | 0 | 0
DemandResponse | 0 | 0 | 0 | 0 | 0 | 0
IGCC-CCS | 0 | 0 | 0 | 0 | 0 | 0
WT_off | 0 | 0 | 0 | 0 | 0 | 0
PseudoUnit | 0 | 0 | 0 | 0 | 0 | 0
FixedInterchange | 0 | 0 | 0 | 0 | 0 | 0
NOx Emissions (MMshortTons): BC
ReportingType | 2015 | 2020 | 2025 | 2030 | 2035 | 2040
BM | 0 | 0 | 0 | 0 | 0 | 0
CC | 0 | 0 | 0 | 0 | 0 | 0
CSP | 0 | 0 | 0 | 0 | 0 | 0
CT | 0 | 0 | 0 | 0 | 0 | 0
Coal | 0 | 0 | 0 | 0 | 0 | 0
Geo | 0 | 0 | 0 | 0 | 0 | 0
H | 0 | 0 | 0 | 0 | 0 | 0
LFG | 0 | 0 | 0 | 0 | 0 | 0
Nuc | 0 | 0 | 0 | 0 | 0 | 0
PS | 0 | 0 | 0 | 0 | 0 | 0
PV | 0 | 0 | 0 | 0 | 0 | 0
PeakG | 0 | 0 | 0 | 0 | 0 | 0
PeakO | 0 | 0 | 0 | 0 | 0 | 0
ST | 0 | 0 | 0 | 0 | 0 | 0
STOG | 0 | 0 | 0 | 0 | 0 | 0
STWD | 0 | 0 | 0 | 0 | 0 | 0
WT | 0 | 0 | 0 | 0 | 0 | 0
IGCC | 0 | 0 | 0 | 0 | 0 | 0
DemandResponse | 0 | 0 | 0 | 0 | 0 | 0
IGCC-CCS | 0 | 0 | 0 | 0 | 0 | 0
WT_off | 0 | 0 | 0 | 0 | 0 | 0
PseudoUnit | 0 | 0 | 0 | 0 | 0 | 0
FixedInterchange | 0 | 0 | 0 | 0 | 0 | 0
NOx Emissions (MMshortTons): HQ_IESO
ReportingType | 2015 | 2020 | 2025 | 2030 | 2035 | 2040
BM | 0 | 0 | 0 | 0 | 0 | 0
CC | 0 | 0 | 0 | 0 | 0 | 0
CSP | 0 | 0 | 0 | 0 | 0 | 0
CT | 0 | 0 | 0 | 0 | 0 | 0
Coal | 0 | 0 | 0 | 0 | 0 | 0
Geo | 0 | 0 | 0 | 0 | 0 | 0
H | 0 | 0 | 0 | 0 | 0 | 0
LFG | 0 | 0 | 0 | 0 | 0 | 0
Nuc | 0 | 0 | 0 | 0 | 0 | 0
PS | 0 | 0 | 0 | 0 | 0 | 0
PV | 0 | 0 | 0 | 0 | 0 | 0
PeakG | 0 | 0 | 0 | 0 | 0 | 0
PeakO | 0 | 0 | 0 | 0 | 0 | 0
ST | 0 | 0 | 0 | 0 | 0 | 0
STOG | 0 | 0 | 0 | 0 | 0 | 0
STWD | 0 | 0 | 0 | 0 | 0 | 0
WT | 0 | 0 | 0 | 0 | 0 | 0
IGCC | 0 | 0 | 0 | 0 | 0 | 0
DemandResponse | 0 | 0 | 0 | 0 | 0 | 0
IGCC-CCS | 0 | 0 | 0 | 0 | 0 | 0
WT_off | 0 | 0 | 0 | 0 | 0 | 0
PseudoUnit | 0 | 0 | 0 | 0 | 0 | 0
FixedInterchange | 0 | 0 | 0 | 0 | 0 | 0
NOx Emissions (MMshortTons): HQ_NEISO
ReportingType | 2015 | 2020 | 2025 | 2030 | 2035 | 2040
BM | 0 | 0 | 0 | 0 | 0 | 0
CC | 0 | 0 | 0 | 0 | 0 | 0
CSP | 0 | 0 | 0 | 0 | 0 | 0
CT | 0 | 0 | 0 | 0 | 0 | 0
Coal | 0 | 0 | 0 | 0 | 0 | 0
Geo | 0 | 0 | 0 | 0 | 0 | 0
H | 0 | 0 | 0 | 0 | 0 | 0
LFG | 0 | 0 | 0 | 0 | 0 | 0
Nuc | 0 | 0 | 0 | 0 | 0 | 0
PS | 0 | 0 | 0 | 0 | 0 | 0
PV | 0 | 0 | 0 | 0 | 0 | 0
PeakG | 0 | 0 | 0 | 0 | 0 | 0
PeakO | 0 | 0 | 0 | 0 | 0 | 0
ST | 0 | 0 | 0 | 0 | 0 | 0
STOG | 0 | 0 | 0 | 0 | 0 | 0
STWD | 0 | 0 | 0 | 0 | 0 | 0
WT | 0 | 0 | 0 | 0 | 0 | 0
IGCC | 0 | 0 | 0 | 0 | 0 | 0
DemandResponse | 0 | 0 | 0 | 0 | 0 | 0
IGCC-CCS | 0 | 0 | 0 | 0 | 0 | 0
WT_off | 0 | 0 | 0 | 0 | 0 | 0
PseudoUnit | 0 | 0 | 0 | 0 | 0 | 0
FixedInterchange | 0 | 0 | 0 | 0 | 0 | 0
NOx Emissions (MMshortTons): HQ_NY
ReportingType | 2015 | 2020 | 2025 | 2030 | 2035 | 2040
BM | 0 | 0 | 0 | 0 | 0 | 0
CC | 0 | 0 | 0 | 0 | 0 | 0
CSP | 0 | 0 | 0 | 0 | 0 | 0
CT | 0 | 0 | 0 | 0 | 0 | 0
Coal | 0 | 0 | 0 | 0 | 0 | 0
Geo | 0 | 0 | 0 | 0 | 0 | 0
H | 0 | 0 | 0 | 0 | 0 | 0
LFG | 0 | 0 | 0 | 0 | 0 | 0
Nuc | 0 | 0 | 0 | 0 | 0 | 0
PS | 0 | 0 | 0 | 0 | 0 | 0
PV | 0 | 0 | 0 | 0 | 0 | 0
PeakG | 0 | 0 | 0 | 0 | 0 | 0
PeakO | 0 | 0 | 0 | 0 | 0 | 0
ST | 0 | 0 | 0 | 0 | 0 | 0
STOG | 0 | 0 | 0 | 0 | 0 | 0
STWD | 0 | 0 | 0 | 0 | 0 | 0
WT | 0 | 0 | 0 | 0 | 0 | 0
IGCC | 0 | 0 | 0 | 0 | 0 | 0
DemandResponse | 0 | 0 | 0 | 0 | 0 | 0
IGCC-CCS | 0 | 0 | 0 | 0 | 0 | 0
WT_off | 0 | 0 | 0 | 0 | 0 | 0
PseudoUnit | 0 | 0 | 0 | 0 | 0 | 0
FixedInterchange | 0 | 0 | 0 | 0 | 0 | 0
NOx Emissions (MMshortTons): MARITIMES
ReportingType | 2015 | 2020 | 2025 | 2030 | 2035 | 2040
BM | 0 | 0 | 0 | 0 | 0 | 0
CC | 0 | 0 | 0 | 0 | 0 | 0
CSP | 0 | 0 | 0 | 0 | 0 | 0
CT | 0 | 0 | 0 | 0 | 0 | 0
Coal | 0 | 0 | 0 | 0 | 0 | 0
Geo | 0 | 0 | 0 | 0 | 0 | 0
H | 0 | 0 | 0 | 0 | 0 | 0
LFG | 0 | 0 | 0 | 0 | 0 | 0
Nuc | 0 | 0 | 0 | 0 | 0 | 0
PS | 0 | 0 | 0 | 0 | 0 | 0
PV | 0 | 0 | 0 | 0 | 0 | 0
PeakG | 0 | 0 | 0 | 0 | 0 | 0
PeakO | 0 | 0 | 0 | 0 | 0 | 0
ST | 0 | 0 | 0 | 0 | 0 | 0
STOG | 0 | 0 | 0 | 0 | 0 | 0
STWD | 0 | 0 | 0 | 0 | 0 | 0
WT | 0 | 0 | 0 | 0 | 0 | 0
IGCC | 0 | 0 | 0 | 0 | 0 | 0
DemandResponse | 0 | 0 | 0 | 0 | 0 | 0
IGCC-CCS | 0 | 0 | 0 | 0 | 0 | 0
WT_off | 0 | 0 | 0 | 0 | 0 | 0
PseudoUnit | 0 | 0 | 0 | 0 | 0 | 0
FixedInterchange | 0 | 0 | 0 | 0 | 0 | 0
NOx Emissions (MMshortTons): All
ReportingType | 2015 | 2020 | 2025 | 2030 | 2035 | 2040
BM | 0 | 0 | 0 | 0 | 0 | 0
CC | 0.08 | 0.1 | 0.12 | 0.14 | 0.18 | 0.19
CSP | 0 | 0 | 0 | 0 | 0 | 0
CT | 0 | 0 | 0 | 0 | 0 | 0
Coal | 1.63 | 1.51 | 1.59 | 1.64 | 1.69 | 1.77
Geo | 0 | 0 | 0 | 0 | 0 | 0
H | 0 | 0 | 0 | 0 | 0 | 0
LFG | 0 | 0 | 0 | 0 | 0 | 0
Nuc | 0 | 0 | 0 | 0 | 0 | 0
PS | 0 | 0 | 0 | 0 | 0 | 0
PV | 0 | 0 | 0 | 0 | 0 | 0
PeakG | 0 | 0 | 0 | 0.01 | 0.01 | 0
PeakO | 0 | 0 | 0 | 0 | 0 | 0
ST | 0 | 0 | 0 | 0 | 0 | 0
STOG | 0.02 | 0.02 | 0.03 | 0.03 | 0.03 | 0.02
STWD | 0 | 0 | 0 | 0 | 0 | 0
WT | 0 | 0 | 0 | 0 | 0 | 0
IGCC | 0 | 0 | 0 | 0 | 0 | 0
DemandResponse | 0 | 0 | 0 | 0 | 0 | 0
IGCC-CCS | 0 | 0 | 0 | 0 | 0 | 0
WT_off | 0 | 0 | 0 | 0 | 0 | 0
PseudoUnit | 0 | 0 | 0 | 0 | 0 | 0
FixedInterchange | 0 | 0 | 0 | 0 | 0 | 0
NOx Emissions (MMshortTons): EI_US
ReportingType | 2015 | 2020 | 2025 | 2030 | 2035 | 2040
BM | 0 | 0 | 0 | 0 | 0 | 0
CC | 0.05 | 0.07 | 0.07 | 0.09 | 0.11 | 0.13
CSP | 0 | 0 | 0 | 0 | 0 | 0
CT | 0 | 0 | 0 | 0 | 0 | 0
Coal | 1.22 | 1.09 | 1.17 | 1.21 | 1.25 | 1.32
Geo | 0 | 0 | 0 | 0 | 0 | 0
H | 0 | 0 | 0 | 0 | 0 | 0
LFG | 0 | 0 | 0 | 0 | 0 | 0
Nuc | 0 | 0 | 0 | 0 | 0 | 0
PS | 0 | 0 | 0 | 0 | 0 | 0
PV | 0 | 0 | 0 | 0 | 0 | 0
PeakG | 0 | 0 | 0 | 0 | 0 | 0
PeakO | 0 | 0 | 0 | 0 | 0 | 0
ST | 0 | 0 | 0 | 0 | 0 | 0
STOG | 0.01 | 0.02 | 0.02 | 0.02 | 0.02 | 0.02
STWD | 0 | 0 | 0 | 0 | 0 | 0
WT | 0 | 0 | 0 | 0 | 0 | 0
IGCC | 0 | 0 | 0 | 0 | 0 | 0
DemandResponse | 0 | 0 | 0 | 0 | 0 | 0
IGCC-CCS | 0 | 0 | 0 | 0 | 0 | 0
WT_off | 0 | 0 | 0 | 0 | 0 | 0
PseudoUnit | 0 | 0 | 0 | 0 | 0 | 0
FixedInterchange | 0 | 0 | 0 | 0 | 0 | 0
NOx Emissions (MMshortTons): EI_Canada
ReportingType | 2015 | 2020 | 2025 | 2030 | 2035 | 2040
BM | 0 | 0 | 0 | 0 | 0 | 0
CC | 0 | 0 | 0 | 0 | 0 | 0.01
CSP | 0 | 0 | 0 | 0 | 0 | 0
CT | 0 | 0 | 0 | 0 | 0 | 0
Coal | 0 | 0 | 0 | 0 | 0.01 | 0.01
Geo | 0 | 0 | 0 | 0 | 0 | 0
H | 0 | 0 | 0 | 0 | 0 | 0
LFG | 0 | 0 | 0 | 0 | 0 | 0
Nuc | 0 | 0 | 0 | 0 | 0 | 0
PS | 0 | 0 | 0 | 0 | 0 | 0
PV | 0 | 0 | 0 | 0 | 0 | 0
PeakG | 0 | 0 | 0 | 0 | 0 | 0
PeakO | 0 | 0 | 0 | 0 | 0 | 0
ST | 0 | 0 | 0 | 0 | 0 | 0
STOG | 0 | 0 | 0 | 0 | 0 | 0
STWD | 0 | 0 | 0 | 0 | 0 | 0
WT | 0 | 0 | 0 | 0 | 0 | 0
IGCC | 0 | 0 | 0 | 0 | 0 | 0
DemandResponse | 0 | 0 | 0 | 0 | 0 | 0
IGCC-CCS | 0 | 0 | 0 | 0 | 0 | 0
WT_off | 0 | 0 | 0 | 0 | 0 | 0
PseudoUnit | 0 | 0 | 0 | 0 | 0 | 0
FixedInterchange | 0 | 0 | 0 | 0 | 0 | 0
NOx Emissions (MMshortTons): EI
ReportingType | 2015 | 2020 | 2025 | 2030 | 2035 | 2040
BM | 0 | 0 | 0 | 0 | 0 | 0
CC | 0.05 | 0.07 | 0.08 | 0.09 | 0.12 | 0.13
CSP | 0 | 0 | 0 | 0 | 0 | 0
CT | 0 | 0 | 0 | 0 | 0 | 0
Coal | 1.22 | 1.09 | 1.17 | 1.21 | 1.26 | 1.33
Geo | 0 | 0 | 0 | 0 | 0 | 0
H | 0 | 0 | 0 | 0 | 0 | 0
LFG | 0 | 0 | 0 | 0 | 0 | 0
Nuc | 0 | 0 | 0 | 0 | 0 | 0
PS | 0 | 0 | 0 | 0 | 0 | 0
PV | 0 | 0 | 0 | 0 | 0 | 0
PeakG | 0 | 0 | 0 | 0 | 0 | 0
PeakO | 0 | 0 | 0 | 0 | 0 | 0
ST | 0 | 0 | 0 | 0 | 0 | 0
STOG | 0.01 | 0.02 | 0.02 | 0.02 | 0.02 | 0.02
STWD | 0 | 0 | 0 | 0 | 0 | 0
WT | 0 | 0 | 0 | 0 | 0 | 0
IGCC | 0 | 0 | 0 | 0 | 0 | 0
DemandResponse | 0 | 0 | 0 | 0 | 0 | 0
IGCC-CCS | 0 | 0 | 0 | 0 | 0 | 0
WT_off | 0 | 0 | 0 | 0 | 0 | 0
PseudoUnit | 0 | 0 | 0 | 0 | 0 | 0
FixedInterchange | 0 | 0 | 0 | 0 | 0 | 0
NOx Emissions (MMshortTons): Outside_EI
ReportingType | 2015 | 2020 | 2025 | 2030 | 2035 | 2040
BM | 0 | 0 | 0 | 0 | 0 | 0
CC | 0.03 | 0.04 | 0.04 | 0.05 | 0.06 | 0.06
CSP | 0 | 0 | 0 | 0 | 0 | 0
CT | 0 | 0 | 0 | 0 | 0 | 0
Coal | 0.41 | 0.42 | 0.43 | 0.43 | 0.43 | 0.44
Geo | 0 | 0 | 0 | 0 | 0 | 0
H | 0 | 0 | 0 | 0 | 0 | 0
LFG | 0 | 0 | 0 | 0 | 0 | 0
Nuc | 0 | 0 | 0 | 0 | 0 | 0
PS | 0 | 0 | 0 | 0 | 0 | 0
PV | 0 | 0 | 0 | 0 | 0 | 0
PeakG | 0 | 0 | 0 | 0 | 0 | 0
PeakO | 0 | 0 | 0 | 0 | 0 | 0
ST | 0 | 0 | 0 | 0 | 0 | 0
STOG | 0.01 | 0.01 | 0.01 | 0.01 | 0.01 | 0.01
STWD | 0 | 0 | 0 | 0 | 0 | 0
WT | 0 | 0 | 0 | 0 | 0 | 0
IGCC | 0 | 0 | 0 | 0 | 0 | 0
DemandResponse | 0 | 0 | 0 | 0 | 0 | 0
IGCC-CCS | 0 | 0 | 0 | 0 | 0 | 0
WT_off | 0 | 0 | 0 | 0 | 0 | 0
PseudoUnit | 0 | 0 | 0 | 0 | 0 | 0
FixedInterchange | 0 | 0 | 0 | 0 | 0 | 0
CO2 Emissions (MMshortTons): Entergy
ReportingType | 2015 | 2020 | 2025 | 2030 | 2035 | 2040
BM | 0 | 0 | 0 | 0 | 0 | 0
CC | 29.33 | 40.98 | 43.73 | 48.48 | 55.91 | 66.09
CSP | 0 | 0 | 0 | 0 | 0 | 0
CT | 0 | 0 | 0 | 0 | 0 | 0
Coal | 64.82 | 54.3 | 62.14 | 64.53 | 64.26 | 64.26
Geo | 0 | 0 | 0 | 0 | 0 | 0
H | 0 | 0 | 0 | 0 | 0 | 0
LFG | 0 | 0 | 0 | 0 | 0 | 0
Nuc | 0 | 0 | 0 | 0 | 0 | 0
PS | 0 | 0 | 0 | 0 | 0 | 0
PV | 0 | 0 | 0 | 0 | 0 | 0
PeakG | 0 | 0 | 0.04 | 0.03 | 0.02 | 0.02
PeakO | 0 | 0 | 0 | 0 | 0 | 0
ST | 0 | 0 | 0 | 0 | 0 | 0
STOG | 1.09 | 1.15 | 1.21 | 1.21 | 1.25 | 1.18
STWD | 0 | 0 | 0 | 0 | 0 | 0
WT | 0 | 0 | 0 | 0 | 0 | 0
IGCC | 0 | 0 | 0 | 0 | 0 | 0
DemandResponse | 0 | 0 | 0 | 0 | 0 | 0
IGCC-CCS | 0 | 0 | 0 | 0 | 0 | 0
WT_off | 0 | 0 | 0 | 0 | 0 | 0
PseudoUnit | 0 | 0 | 0 | 0 | 0 | 0
FixedInterchange | 0 | 0 | 0 | 0 | 0 | 0
CO2 Emissions (MMshortTons): FRCC
ReportingType | 2015 | 2020 | 2025 | 2030 | 2035 | 2040
BM | 0 | 0 | 0 | 0 | 0 | 0
CC | 65.33 | 68.21 | 74.84 | 88.23 | 110.18 | 104.47
CSP | 0 | 0 | 0 | 0 | 0 | 0
CT | 0.32 | 0.5 | 0.53 | 0.35 | 0.2 | 0.19
Coal | 60.76 | 58.24 | 62.41 | 62.98 | 63.38 | 63.98
Geo | 0 | 0 | 0 | 0 | 0 | 0
H | 0 | 0 | 0 | 0 | 0 | 0
LFG | 0 | 0 | 0 | 0 | 0 | 0
Nuc | 0 | 0 | 0 | 0 | 0 | 0
PS | 0 | 0 | 0 | 0 | 0 | 0
PV | 0 | 0 | 0 | 0 | 0 | 0
PeakG | 0.23 | 0.19 | 0.24 | 0.13 | 0.07 | 0.07
PeakO | 0 | 0 | 0 | 0 | 0 | 0
ST | 0 | 0 | 0 | 0 | 0 | 0
STOG | 3.82 | 2.89 | 2.86 | 2.56 | 2.04 | 1.6
STWD | 0 | 0 | 0 | 0 | 0 | 0
WT | 0 | 0 | 0 | 0 | 0 | 0
IGCC | 0 | 0 | 0 | 0 | 0 | 0
DemandResponse | 0 | 0 | 0 | 0 | 0 | 0
IGCC-CCS | 0 | 0 | 0 | 0 | 0 | 0
WT_off | 0 | 0 | 0 | 0 | 0 | 0
PseudoUnit | 0 | 0 | 0 | 0 | 0 | 0
FixedInterchange | 0 | 0 | 0 | 0 | 0 | 0
CO2 Emissions (MMshortTons): MAPP_US
ReportingType | 2015 | 2020 | 2025 | 2030 | 2035 | 2040
BM | 0 | 0 | 0 | 0 | 0 | 0
CC | 0.09 | 0.09 | 0.13 | 0.16 | 0.15 | 0.09
CSP | 0 | 0 | 0 | 0 | 0 | 0
CT | 0 | 0 | 0 | 0.07 | 0.08 | 0.01
Coal | 24.76 | 26.28 | 27.01 | 27.97 | 30.58 | 33.06
Geo | 0 | 0 | 0 | 0 | 0 | 0
H | 0 | 0 | 0 | 0 | 0 | 0
LFG | 0 | 0 | 0 | 0 | 0 | 0
Nuc | 0 | 0 | 0 | 0 | 0 | 0
PS | 0 | 0 | 0 | 0 | 0 | 0
PV | 0 | 0 | 0 | 0 | 0 | 0
PeakG | 0.03 | 0.05 | 0.1 | 0.12 | 0.16 | 0.08
PeakO | 0 | 0 | 0 | 0 | 0 | 0
ST | 0 | 0 | 0 | 0 | 0 | 0
STOG | 0 | 0 | 0 | 0 | 0 | 0
STWD | 0 | 0 | 0 | 0 | 0 | 0
WT | 0 | 0 | 0 | 0 | 0 | 0
IGCC | 0 | 0 | 0 | 0 | 0 | 0
DemandResponse | 0 | 0 | 0 | 0 | 0 | 0
IGCC-CCS | 0 | 0 | 0 | 0 | 0 | 0
WT_off | 0 | 0 | 0 | 0 | 0 | 0
PseudoUnit | 0 | 0 | 0 | 0 | 0 | 0
FixedInterchange | 0 | 0 | 0 | 0 | 0 | 0
CO2 Emissions (MMshortTons): MISO_IN
ReportingType | 2015 | 2020 | 2025 | 2030 | 2035 | 2040
BM | 0 | 0 | 0 | 0 | 0 | 0
CC | 1.84 | 13.55 | 20.27 | 30.18 | 36.62 | 38.9
CSP | 0 | 0 | 0 | 0 | 0 | 0
CT | 0 | 0 | 0 | 0 | 0 | 0
Coal | 91.11 | 93.92 | 97.58 | 100.14 | 104.3 | 105.31
Geo | 0 | 0 | 0 | 0 | 0 | 0
H | 0 | 0 | 0 | 0 | 0 | 0
LFG | 0 | 0 | 0 | 0 | 0 | 0
Nuc | 0 | 0 | 0 | 0 | 0 | 0
PS | 0 | 0 | 0 | 0 | 0 | 0
PV | 0 | 0 | 0 | 0 | 0 | 0
PeakG | 0 | 0.02 | 0.06 | 0.06 | 0.06 | 0.1
PeakO | 0 | 0 | 0 | 0 | 0 | 0
ST | 0 | 0 | 0 | 0 | 0 | 0
STOG | 0.02 | 0.04 | 0.07 | 0.04 | 0.04 | 0.07
STWD | 0 | 0 | 0 | 0 | 0 | 0
WT | 0 | 0 | 0 | 0 | 0 | 0
IGCC | 4.15 | 4.15 | 4.15 | 4.15 | 4.15 | 4.15
DemandResponse | 0 | 0 | 0 | 0 | 0 | 0
IGCC-CCS | 0 | 0 | 0 | 0 | 0 | 0
WT_off | 0 | 0 | 0 | 0 | 0 | 0
PseudoUnit | 0 | 0 | 0 | 0 | 0 | 0
FixedInterchange | 0 | 0 | 0 | 0 | 0 | 0
CO2 Emissions (MMshortTons): MISO_MI
ReportingType | 2015 | 2020 | 2025 | 2030 | 2035 | 2040
BM | 0 | 0 | 0 | 0 | 0 | 0
CC | 4.74 | 6.15 | 4.14 | 4.01 | 7.6 | 11.23
CSP | 0 | 0 | 0 | 0 | 0 | 0
CT | 0 | 0 | 0 | 0 | 0 | 0
Coal | 67.02 | 51.58 | 52.67 | 54.8 | 54.6 | 53.99
Geo | 0 | 0 | 0 | 0 | 0 | 0
H | 0 | 0 | 0 | 0 | 0 | 0
LFG | 0 | 0 | 0 | 0 | 0 | 0
Nuc | 0 | 0 | 0 | 0 | 0 | 0
PS | 0 | 0 | 0 | 0 | 0 | 0
PV | 0 | 0 | 0 | 0 | 0 | 0
PeakG | 0.01 | 0.05 | 0.07 | 0.07 | 0.07 | 0.07
PeakO | 0 | 0 | 0 | 0 | 0 | 0
ST | 0 | 0 | 0 | 0 | 0 | 0
STOG | 0.12 | 0.38 | 0.38 | 0.41 | 0.25 | 0.36
STWD | 0 | 0 | 0 | 0 | 0 | 0
WT | 0 | 0 | 0 | 0 | 0 | 0
IGCC | 0 | 0 | 0 | 0 | 0 | 0
DemandResponse | 0 | 0 | 0 | 0 | 0 | 0
IGCC-CCS | 0 | 0 | 0 | 0 | 0 | 0
WT_off | 0 | 0 | 0 | 0 | 0 | 0
PseudoUnit | 0 | 0 | 0 | 0 | 0 | 0
FixedInterchange | 0 | 0 | 0 | 0 | 0 | 0
CO2 Emissions (MMshortTons): MISO_MO-IL
ReportingType | 2015 | 2020 | 2025 | 2030 | 2035 | 2040
BM | 0 | 0 | 0 | 0 | 0 | 0
CC | 1.18 | 2.02 | 1.1 | 1.13 | 0.94 | 0.6
CSP | 0 | 0 | 0 | 0 | 0 | 0
CT | 0 | 0 | 0 | 0 | 0 | 0
Coal | 108.21 | 90.88 | 98.37 | 103.33 | 109.4 | 109.92
Geo | 0 | 0 | 0 | 0 | 0 | 0
H | 0 | 0 | 0 | 0 | 0 | 0
LFG | 0 | 0 | 0 | 0 | 0 | 0
Nuc | 0 | 0 | 0 | 0 | 0 | 0
PS | 0 | 0 | 0 | 0 | 0 | 0
PV | 0 | 0 | 0 | 0 | 0 | 0
PeakG | 0.12 | 0.17 | 0.18 | 0.3 | 0.59 | 0.78
PeakO | 0 | 0 | 0 | 0 | 0 | 0
ST | 0 | 0 | 0 | 0 | 0 | 0
STOG | 0.04 | 0.08 | 0.04 | 0.05 | 0.04 | 0.04
STWD | 0 | 0 | 0 | 0 | 0 | 0
WT | 0 | 0 | 0 | 0 | 0 | 0
IGCC | 0 | 0 | 0 | 0 | 0 | 0
DemandResponse | 0 | 0 | 0 | 0 | 0 | 0
IGCC-CCS | 0 | 0 | 0 | 0 | 0 | 0
WT_off | 0 | 0 | 0 | 0 | 0 | 0
PseudoUnit | 0 | 0 | 0 | 0 | 0 | 0
FixedInterchange | 0 | 0 | 0 | 0 | 0 | 0
CO2 Emissions (MMshortTons): MISO_W
ReportingType | 2015 | 2020 | 2025 | 2030 | 2035 | 2040
BM | 0 | 0 | 0 | 0 | 0 | 0
CC | 3.94 | 4.41 | 3.58 | 4.4 | 2.64 | 1.21
CSP | 0 | 0 | 0 | 0 | 0 | 0
CT | 0 | 0 | 0 | 0 | 0 | 0
Coal | 103.46 | 91.01 | 93.14 | 94.03 | 136.14 | 189.89
Geo | 0 | 0 | 0 | 0 | 0 | 0
H | 0 | 0 | 0 | 0 | 0 | 0
LFG | 0 | 0 | 0 | 0 | 0 | 0
Nuc | 0 | 0 | 0 | 0 | 0 | 0
PS | 0 | 0 | 0 | 0 | 0 | 0
PV | 0 | 0 | 0 | 0 | 0 | 0
PeakG | 0.14 | 0.29 | 0.57 | 0.81 | 0.78 | 0.26
PeakO | 0 | 0 | 0 | 0 | 0 | 0
ST | 0 | 0 | 0 | 0 | 0 | 0
STOG | 0.01 | 0.01 | 0.01 | 0.02 | 0.01 | 0
STWD | 0 | 0 | 0 | 0 | 0 | 0
WT | 0 | 0 | 0 | 0 | 0 | 0
IGCC | 0 | 0 | 0 | 0 | 0 | 0
DemandResponse | 0 | 0 | 0 | 0 | 0 | 0
IGCC-CCS | 0 | 0 | 0 | 0 | 0 | 0
WT_off | 0 | 0 | 0 | 0 | 0 | 0
PseudoUnit | 0 | 0 | 0 | 0 | 0 | 0
FixedInterchange | 0 | 0 | 0 | 0 | 0 | 0
CO2 Emissions (MMshortTons): MISO_WUMS
ReportingType | 2015 | 2020 | 2025 | 2030 | 2035 | 2040
BM | 0 | 0 | 0 | 0 | 0 | 0
CC | 6.08 | 16.7 | 16.87 | 18.67 | 24.77 | 23.35
CSP | 0 | 0 | 0 | 0 | 0 | 0
CT | 0 | 0.18 | 0.24 | 0.29 | 0.39 | 0.77
Coal | 34.2 | 27.45 | 31.06 | 34.79 | 36.92 | 37
Geo | 0 | 0 | 0 | 0 | 0 | 0
H | 0 | 0 | 0 | 0 | 0 | 0
LFG | 0 | 0 | 0 | 0 | 0 | 0
Nuc | 0 | 0 | 0 | 0 | 0 | 0
PS | 0 | 0 | 0 | 0 | 0 | 0
PV | 0 | 0 | 0 | 0 | 0 | 0
PeakG | 0.02 | 0 | 0 | 0 | 0 | 0
PeakO | 0 | 0 | 0 | 0 | 0 | 0
ST | 0 | 0 | 0 | 0 | 0 | 0
STOG | 0 | 0 | 0 | 0 | 0 | 0
STWD | 0 | 0 | 0 | 0 | 0 | 0
WT | 0 | 0 | 0 | 0 | 0 | 0
IGCC | 0 | 0 | 0 | 0 | 0 | 0
DemandResponse | 0 | 0 | 0 | 0 | 0 | 0
IGCC-CCS | 0 | 0 | 0 | 0 | 0 | 0
WT_off | 0 | 0 | 0 | 0 | 0 | 0
PseudoUnit | 0 | 0 | 0 | 0 | 0 | 0
FixedInterchange | 0 | 0 | 0 | 0 | 0 | 0
CO2 Emissions (MMshortTons): Nebraska
ReportingType | 2015 | 2020 | 2025 | 2030 | 2035 | 2040
BM | 0 | 0 | 0 | 0 | 0 | 0
CC | 0.24 | 0.21 | 1.21 | 1.18 | 0.74 | 0.53
CSP | 0 | 0 | 0 | 0 | 0 | 0
CT | 0 | 0 | 0 | 0 | 0 | 0
Coal | 35.38 | 35.35 | 35.35 | 35.46 | 60.33 | 64.14
Geo | 0 | 0 | 0 | 0 | 0 | 0
H | 0 | 0 | 0 | 0 | 0 | 0
LFG | 0 | 0 | 0 | 0 | 0 | 0
Nuc | 0 | 0 | 0 | 0 | 0 | 0
PS | 0 | 0 | 0 | 0 | 0 | 0
PV | 0 | 0 | 0 | 0 | 0 | 0
PeakG | 0.03 | 0.05 | 0.1 | 0.09 | 0.09 | 0.01
PeakO | 0 | 0 | 0 | 0 | 0 | 0
ST | 0 | 0 | 0 | 0 | 0 | 0
STOG | 0.04 | 0.06 | 0.07 | 0.07 | 0.04 | 0.01
STWD | 0 | 0 | 0 | 0 | 0 | 0
WT | 0 | 0 | 0 | 0 | 0 | 0
IGCC | 0 | 0 | 0 | 0 | 0 | 0
DemandResponse | 0 | 0 | 0 | 0 | 0 | 0
IGCC-CCS | 0 | 0 | 0 | 0 | 0 | 0
WT_off | 0 | 0 | 0 | 0 | 0 | 0
PseudoUnit | 0 | 0 | 0 | 0 | 0 | 0
FixedInterchange | 0 | 0 | 0 | 0 | 0 | 0
CO2 Emissions (MMshortTons): NEISO
ReportingType | 2015 | 2020 | 2025 | 2030 | 2035 | 2040
BM | 0 | 0 | 0 | 0 | 0 | 0
CC | 19.08 | 19.48 | 21.83 | 25 | 32.7 | 37.75
CSP | 0 | 0 | 0 | 0 | 0 | 0
CT | 0 | 0 | 0.01 | 0.05 | 0.18 | 0.2
Coal | 0.01 | 0 | 0 | 0 | 0 | 0
Geo | 0 | 0 | 0 | 0 | 0 | 0
H | 0 | 0 | 0 | 0 | 0 | 0
LFG | 0 | 0 | 0 | 0 | 0 | 0
Nuc | 0 | 0 | 0 | 0 | 0 | 0
PS | 0 | 0 | 0 | 0 | 0 | 0
PV | 0 | 0 | 0 | 0 | 0 | 0
PeakG | 0 | 0.02 | 0.02 | 0.06 | 0.08 | 0.09
PeakO | 0 | 0 | 0 | 0 | 0 | 0
ST | 0 | 0 | 0 | 0 | 0 | 0
STOG | 0 | 0 | 0 | 0 | 0 | 0
STWD | 0 | 0 | 0 | 0 | 0 | 0
WT | 0 | 0 | 0 | 0 | 0 | 0
IGCC | 0 | 0 | 0 | 0 | 0 | 0
DemandResponse | 0 | 0 | 0 | 0 | 0 | 0
IGCC-CCS | 0 | 0 | 0 | 0 | 0 | 0
WT_off | 0 | 0 | 0 | 0 | 0 | 0
PseudoUnit | 0 | 0 | 0 | 0 | 0 | 0
FixedInterchange | 0 | 0 | 0 | 0 | 0 | 0
CO2 Emissions (MMshortTons): NonRTO_Midwest
ReportingType | 2015 | 2020 | 2025 | 2030 | 2035 | 2040
BM | 0 | 0 | 0 | 0 | 0 | 0
CC | 0 | 0.59 | 1.64 | 3.76 | 5.89 | 8.2
CSP | 0 | 0 | 0 | 0 | 0 | 0
CT | 0 | 0.07 | 0.08 | 0.12 | 0.14 | 0.35
Coal | 65.48 | 68.75 | 71.53 | 74 | 75.42 | 76.03
Geo | 0 | 0 | 0 | 0 | 0 | 0
H | 0 | 0 | 0 | 0 | 0 | 0
LFG | 0 | 0 | 0 | 0 | 0 | 0
Nuc | 0 | 0 | 0 | 0 | 0 | 0
PS | 0 | 0 | 0 | 0 | 0 | 0
PV | 0 | 0 | 0 | 0 | 0 | 0
PeakG | 0.1 | 0.12 | 0.14 | 0.2 | 0.1 | 0.07
PeakO | 0 | 0 | 0 | 0 | 0 | 0
ST | 0 | 0 | 0 | 0 | 0 | 0
STOG | 0 | 0 | 0 | 0 | 0 | 0
STWD | 0 | 0 | 0 | 0 | 0 | 0
WT | 0 | 0 | 0 | 0 | 0 | 0
IGCC | 0 | 0 | 0 | 0 | 0 | 0
DemandResponse | 0 | 0 | 0 | 0 | 0 | 0
IGCC-CCS | 0 | 0 | 0 | 0 | 0 | 0
WT_off | 0 | 0 | 0 | 0 | 0 | 0
PseudoUnit | 0 | 0 | 0 | 0 | 0 | 0
FixedInterchange | 0 | 0 | 0 | 0 | 0 | 0
CO2 Emissions (MMshortTons): NYISO_A-F
ReportingType | 2015 | 2020 | 2025 | 2030 | 2035 | 2040
BM | 0 | 0 | 0 | 0 | 0 | 0
CC | 3.01 | 6.08 | 7.28 | 5.81 | 5.51 | 9.44
CSP | 0 | 0 | 0 | 0 | 0 | 0
CT | 0 | 0 | 0 | 0 | 0 | 0
Coal | 0 | 0 | 0 | 0 | 0 | 0
Geo | 0 | 0 | 0 | 0 | 0 | 0
H | 0 | 0 | 0 | 0 | 0 | 0
LFG | 0 | 0 | 0 | 0 | 0 | 0
Nuc | 0 | 0 | 0 | 0 | 0 | 0
PS | 0 | 0 | 0 | 0 | 0 | 0
PV | 0 | 0 | 0 | 0 | 0 | 0
PeakG | 0 | 0 | 0 | 0 | 0.01 | 0
PeakO | 0 | 0 | 0 | 0 | 0 | 0
ST | 0 | 0 | 0 | 0 | 0 | 0
STOG | 0 | 0 | 0 | 0 | 0 | 0
STWD | 0 | 0 | 0 | 0 | 0 | 0
WT | 0 | 0 | 0 | 0 | 0 | 0
IGCC | 0 | 0 | 0 | 0 | 0 | 0
DemandResponse | 0 | 0 | 0 | 0 | 0 | 0
IGCC-CCS | 0 | 0 | 0 | 0 | 0 | 0
WT_off | 0 | 0 | 0 | 0 | 0 | 0
PseudoUnit | 0 | 0 | 0 | 0 | 0 | 0
FixedInterchange | 0 | 0 | 0 | 0 | 0 | 0
CO2 Emissions (MMshortTons): NYISO_G-I
ReportingType | 2015 | 2020 | 2025 | 2030 | 2035 | 2040
BM | 0 | 0 | 0 | 0 | 0 | 0
CC | 2.98 | 4.29 | 9.52 | 15.58 | 24.81 | 30.05
CSP | 0 | 0 | 0 | 0 | 0 | 0
CT | 0 | 0 | 0 | 0 | 0 | 0
Coal | 0 | 0 | 0 | 0 | 0 | 0
Geo | 0 | 0 | 0 | 0 | 0 | 0
H | 0 | 0 | 0 | 0 | 0 | 0
LFG | 0 | 0 | 0 | 0 | 0 | 0
Nuc | 0 | 0 | 0 | 0 | 0 | 0
PS | 0 | 0 | 0 | 0 | 0 | 0
PV | 0 | 0 | 0 | 0 | 0 | 0
PeakG | 0 | 0 | 0 | 0 | 0 | 0
PeakO | 0 | 0 | 0 | 0 | 0 | 0
ST | 0 | 0 | 0 | 0 | 0 | 0
STOG | 0.01 | 0.07 | 0.07 | 0.07 | 0.12 | 0.12
STWD | 0 | 0 | 0 | 0 | 0 | 0
WT | 0 | 0 | 0 | 0 | 0 | 0
IGCC | 0 | 0 | 0 | 0 | 0 | 0
DemandResponse | 0 | 0 | 0 | 0 | 0 | 0
IGCC-CCS | 0 | 0 | 0 | 0 | 0 | 0
WT_off | 0 | 0 | 0 | 0 | 0 | 0
PseudoUnit | 0 | 0 | 0 | 0 | 0 | 0
FixedInterchange | 0 | 0 | 0 | 0 | 0 | 0
CO2 Emissions (MMshortTons): NYISO_J-K
ReportingType | 2015 | 2020 | 2025 | 2030 | 2035 | 2040
BM | 0 | 0 | 0 | 0 | 0 | 0
CC | 10.76 | 14.19 | 13.61 | 15.96 | 18.73 | 23.46
CSP | 0 | 0 | 0 | 0 | 0 | 0
CT | 0 | 0.02 | 0.04 | 0.06 | 0.26 | 0.21
Coal | 0 | 0 | 0 | 0 | 0 | 0
Geo | 0 | 0 | 0 | 0 | 0 | 0
H | 0 | 0 | 0 | 0 | 0 | 0
LFG | 0 | 0 | 0 | 0 | 0 | 0
Nuc | 0 | 0 | 0 | 0 | 0 | 0
PS | 0 | 0 | 0 | 0 | 0 | 0
PV | 0 | 0 | 0 | 0 | 0 | 0
PeakG | 0.01 | 0.07 | 0.11 | 0.2 | 0.2 | 0.25
PeakO | 0 | 0 | 0 | 0 | 0 | 0
ST | 0 | 0 | 0 | 0 | 0 | 0
STOG | 0.91 | 1.97 | 2.58 | 3.58 | 3.95 | 3.83
STWD | 0 | 0 | 0 | 0 | 0 | 0
WT | 0 | 0 | 0 | 0 | 0 | 0
IGCC | 0 | 0 | 0 | 0 | 0 | 0
DemandResponse | 0 | 0 | 0 | 0 | 0 | 0
IGCC-CCS | 0 | 0 | 0 | 0 | 0 | 0
WT_off | 0 | 0 | 0 | 0 | 0 | 0
PseudoUnit | 0 | 0 | 0 | 0 | 0 | 0
FixedInterchange | 0 | 0 | 0 | 0 | 0 | 0
CO2 Emissions (MMshortTons): PJM_E
ReportingType | 2015 | 2020 | 2025 | 2030 | 2035 | 2040
BM | 0 | 0 | 0 | 0 | 0 | 0
CC | 10.25 | 13.73 | 13.44 | 13.34 | 21.66 | 27.21
CSP | 0 | 0 | 0 | 0 | 0 | 0
CT | 0 | 0 | 0 | 0.05 | 0.77 | 0.65
Coal | 0.48 | 0.52 | 0.81 | 1.38 | 2.23 | 2.54
Geo | 0 | 0 | 0 | 0 | 0 | 0
H | 0 | 0 | 0 | 0 | 0 | 0
LFG | 0 | 0 | 0 | 0 | 0 | 0
Nuc | 0 | 0 | 0 | 0 | 0 | 0
PS | 0 | 0 | 0 | 0 | 0 | 0
PV | 0 | 0 | 0 | 0 | 0 | 0
PeakG | 0 | 0.07 | 0.31 | 0.32 | 0.59 | 0.42
PeakO | 0 | 0 | 0 | 0 | 0 | 0
ST | 0 | 0 | 0 | 0 | 0 | 0
STOG | 0.18 | 0.34 | 0.34 | 0.57 | 0.7 | 0.76
STWD | 0 | 0 | 0 | 0 | 0 | 0
WT | 0 | 0 | 0 | 0 | 0 | 0
IGCC | 0 | 0 | 0 | 0 | 0 | 0
DemandResponse | 0 | 0 | 0 | 0 | 0 | 0
IGCC-CCS | 0 | 0 | 0 | 0 | 0 | 0
WT_off | 0 | 0 | 0 | 0 | 0 | 0
PseudoUnit | 0 | 0 | 0 | 0 | 0 | 0
FixedInterchange | 0 | 0 | 0 | 0 | 0 | 0
CO2 Emissions (MMshortTons): PJM_ROM
ReportingType | 2015 | 2020 | 2025 | 2030 | 2035 | 2040
BM | 0 | 0 | 0 | 0 | 0 | 0
CC | 6.92 | 9 | 8.07 | 8.89 | 28.28 | 82.71
CSP | 0 | 0 | 0 | 0 | 0 | 0
CT | 0 | 0 | 0 | 0 | 0 | 0
Coal | 50.61 | 57.46 | 58.79 | 62.44 | 62.44 | 62.44
Geo | 0 | 0 | 0 | 0 | 0 | 0
H | 0 | 0 | 0 | 0 | 0 | 0
LFG | 0 | 0 | 0 | 0 | 0 | 0
Nuc | 0 | 0 | 0 | 0 | 0 | 0
PS | 0 | 0 | 0 | 0 | 0 | 0
PV | 0 | 0 | 0 | 0 | 0 | 0
PeakG | 0 | 0.02 | 0.04 | 0.04 | 0.17 | 0.04
PeakO | 0 | 0 | 0 | 0 | 0 | 0
ST | 0 | 0 | 0 | 0 | 0 | 0
STOG | 0.38 | 0.83 | 0.84 | 0.89 | 0.92 | 0.89
STWD | 0 | 0 | 0 | 0 | 0 | 0
WT | 0 | 0 | 0 | 0 | 0 | 0
IGCC | 0 | 0 | 0 | 0 | 0 | 0
DemandResponse | 0 | 0 | 0 | 0 | 0 | 0
IGCC-CCS | 0 | 0 | 0 | 0 | 0 | 0
WT_off | 0 | 0 | 0 | 0 | 0 | 0
PseudoUnit | 0 | 0 | 0 | 0 | 0 | 0
FixedInterchange | 0 | 0 | 0 | 0 | 0 | 0
CO2 Emissions (MMshortTons): PJM_ROR
ReportingType | 2015 | 2020 | 2025 | 2030 | 2035 | 2040
BM | 0 | 0 | 0 | 0 | 0 | 0
CC | 28.01 | 43.14 | 59.63 | 80.88 | 110.69 | 94.84
CSP | 0 | 0 | 0 | 0 | 0 | 0
CT | 0 | 0 | 0 | 0.1 | 0.17 | 0.62
Coal | 367.64 | 320.15 | 334.45 | 340.56 | 345.03 | 348.49
Geo | 0 | 0 | 0 | 0 | 0 | 0
H | 0 | 0 | 0 | 0 | 0 | 0
LFG | 0 | 0 | 0 | 0 | 0 | 0
Nuc | 0 | 0 | 0 | 0 | 0 | 0
PS | 0 | 0 | 0 | 0 | 0 | 0
PV | 0 | 0 | 0 | 0 | 0 | 0
PeakG | 0.62 | 0.77 | 0.82 | 0.77 | 0.5 | 0.74
PeakO | 0 | 0 | 0 | 0 | 0 | 0
ST | 0 | 0 | 0 | 0 | 0 | 0
STOG | 0.49 | 0.51 | 0.54 | 0.52 | 0.52 | 0.54
STWD | 0 | 0 | 0 | 0 | 0 | 0
WT | 0 | 0 | 0 | 0 | 0 | 0
IGCC | 0 | 0 | 0 | 0 | 0 | 0
DemandResponse | 0 | 0 | 0 | 0 | 0 | 0
IGCC-CCS | 0 | 0 | 0 | 0 | 0 | 0
WT_off | 0 | 0 | 0 | 0 | 0 | 0
PseudoUnit | 0 | 0 | 0 | 0 | 0 | 0
FixedInterchange | 0 | 0 | 0 | 0 | 0 | 0
CO2 Emissions (MMshortTons): SOCO
ReportingType | 2015 | 2020 | 2025 | 2030 | 2035 | 2040
BM | 0 | 0 | 0 | 0 | 0 | 0
CC | 49.04 | 54.29 | 57.61 | 70.24 | 81.16 | 72.21
CSP | 0 | 0 | 0 | 0 | 0 | 0
CT | 0 | 0 | 0 | 0 | 0 | 0
Coal | 110.76 | 114.46 | 131.93 | 132.33 | 137.4 | 225.27
Geo | 0 | 0 | 0 | 0 | 0 | 0
H | 0 | 0 | 0 | 0 | 0 | 0
LFG | 0 | 0 | 0 | 0 | 0 | 0
Nuc | 0 | 0 | 0 | 0 | 0 | 0
PS | 0 | 0 | 0 | 0 | 0 | 0
PV | 0 | 0 | 0 | 0 | 0 | 0
PeakG | 0.42 | 0.83 | 1.54 | 1.46 | 1.22 | 0.98
PeakO | 0 | 0 | 0 | 0 | 0 | 0
ST | 0 | 0 | 0 | 0 | 0 | 0
STOG | 0 | 0 | 0 | 0 | 0 | 0
STWD | 0 | 0 | 0 | 0 | 0 | 0
WT | 0 | 0 | 0 | 0 | 0 | 0
IGCC | 0 | 0 | 0 | 0 | 0 | 0
DemandResponse | 0 | 0 | 0 | 0 | 0 | 0
IGCC-CCS | 0 | 0 | 0 | 0 | 0 | 0
WT_off | 0 | 0 | 0 | 0 | 0 | 0
PseudoUnit | 0 | 0 | 0 | 0 | 0 | 0
FixedInterchange | 0 | 0 | 0 | 0 | 0 | 0
CO2 Emissions (MMshortTons): SPP_N
ReportingType | 2015 | 2020 | 2025 | 2030 | 2035 | 2040
BM | 0 | 0 | 0 | 0 | 0 | 0
CC | 3.5 | 8.68 | 9.83 | 14.86 | 9.9 | 7.02
CSP | 0 | 0 | 0 | 0 | 0 | 0
CT | 0 | 0 | 0 | 0.42 | 0.74 | 0.36
Coal | 68.81 | 68.29 | 68.79 | 68.79 | 68.79 | 107.41
Geo | 0 | 0 | 0 | 0 | 0 | 0
H | 0 | 0 | 0 | 0 | 0 | 0
LFG | 0 | 0 | 0 | 0 | 0 | 0
Nuc | 0 | 0 | 0 | 0 | 0 | 0
PS | 0 | 0 | 0 | 0 | 0 | 0
PV | 0 | 0 | 0 | 0 | 0 | 0
PeakG | 0.06 | 0.08 | 0.25 | 0.13 | 0.11 | 0.02
PeakO | 0 | 0 | 0 | 0 | 0 | 0
ST | 0 | 0 | 0 | 0 | 0 | 0
STOG | 0.22 | 0.43 | 0.45 | 0.45 | 0.73 | 0.44
STWD | 0 | 0 | 0 | 0 | 0 | 0
WT | 0 | 0 | 0 | 0 | 0 | 0
IGCC | 0 | 0 | 0 | 0 | 0 | 0
DemandResponse | 0 | 0 | 0 | 0 | 0 | 0
IGCC-CCS | 0 | 0 | 0 | 0 | 0 | 0
WT_off | 0 | 0 | 0 | 0 | 0 | 0
PseudoUnit | 0 | 0 | 0 | 0 | 0 | 0
FixedInterchange | 0 | 0 | 0 | 0 | 0 | 0
CO2 Emissions (MMshortTons): SPP_S
ReportingType | 2015 | 2020 | 2025 | 2030 | 2035 | 2040
BM | 0 | 0 | 0 | 0 | 0 | 0
CC | 21.02 | 26.97 | 30.06 | 34.32 | 19.2 | 18.22
CSP | 0 | 0 | 0 | 0 | 0 | 0
CT | 0 | 0 | 0 | 0.05 | 0 | 0.01
Coal | 93.92 | 87.19 | 96.66 | 99.95 | 100.89 | 101.09
Geo | 0 | 0 | 0 | 0 | 0 | 0
H | 0 | 0 | 0 | 0 | 0 | 0
LFG | 0 | 0 | 0 | 0 | 0 | 0
Nuc | 0 | 0 | 0 | 0 | 0 | 0
PS | 0 | 0 | 0 | 0 | 0 | 0
PV | 0 | 0 | 0 | 0 | 0 | 0
PeakG | 0 | 0 | 0 | 0.01 | 0 | 0
PeakO | 0 | 0 | 0 | 0 | 0 | 0
ST | 0 | 0 | 0 | 0 | 0 | 0
STOG | 1.78 | 2.07 | 2.17 | 2.71 | 1.03 | 1.58
STWD | 0 | 0 | 0 | 0 | 0 | 0
WT | 0 | 0 | 0 | 0 | 0 | 0
IGCC | 0 | 0 | 0 | 0 | 0 | 0
DemandResponse | 0 | 0 | 0 | 0 | 0 | 0
IGCC-CCS | 0 | 0 | 0 | 0 | 0 | 0
WT_off | 0 | 0 | 0 | 0 | 0 | 0
PseudoUnit | 0 | 0 | 0 | 0 | 0 | 0
FixedInterchange | 0 | 0 | 0 | 0 | 0 | 0
CO2 Emissions (MMshortTons): TVA
ReportingType | 2015 | 2020 | 2025 | 2030 | 2035 | 2040
BM | 0 | 0 | 0 | 0 | 0 | 0
CC | 7.34 | 10.78 | 15.61 | 23.3 | 25.06 | 19.73
CSP | 0 | 0 | 0 | 0 | 0 | 0
CT | 0.02 | 0.28 | 0.37 | 0.39 | 0.58 | 0.66
Coal | 98.19 | 84.1 | 85.77 | 86.66 | 112.22 | 155.47
Geo | 0 | 0 | 0 | 0 | 0 | 0
H | 0 | 0 | 0 | 0 | 0 | 0
LFG | 0 | 0 | 0 | 0 | 0 | 0
Nuc | 0 | 0 | 0 | 0 | 0 | 0
PS | 0 | 0 | 0 | 0 | 0 | 0
PV | 0 | 0 | 0 | 0 | 0 | 0
PeakG | 0 | 0 | 0.03 | 0.03 | 0.03 | 0.02
PeakO | 0 | 0 | 0 | 0 | 0 | 0
ST | 0 | 0 | 0 | 0 | 0 | 0
STOG | 0 | 0 | 0 | 0 | 0 | 0
STWD | 0 | 0 | 0 | 0 | 0 | 0
WT | 0 | 0 | 0 | 0 | 0 | 0
IGCC | 0 | 0 | 0 | 0 | 0 | 0
DemandResponse | 0 | 0 | 0 | 0 | 0 | 0
IGCC-CCS | 0 | 0 | 0 | 0 | 0 | 0
WT_off | 0 | 0 | 0 | 0 | 0 | 0
PseudoUnit | 0 | 0 | 0 | 0 | 0 | 0
FixedInterchange | 0 | 0 | 0 | 0 | 0 | 0
CO2 Emissions (MMshortTons): TVA_Transmission
ReportingType | 2015 | 2020 | 2025 | 2030 | 2035 | 2040
BM | 0 | 0 | 0 | 0 | 0 | 0
CC | 0 | 0 | 0 | 0 | 0 | 0
CSP | 0 | 0 | 0 | 0 | 0 | 0
CT | 0 | 0 | 0 | 0 | 0 | 0
Coal | 0 | 0 | 0 | 0 | 0 | 0
Geo | 0 | 0 | 0 | 0 | 0 | 0
H | 0 | 0 | 0 | 0 | 0 | 0
LFG | 0 | 0 | 0 | 0 | 0 | 0
Nuc | 0 | 0 | 0 | 0 | 0 | 0
PS | 0 | 0 | 0 | 0 | 0 | 0
PV | 0 | 0 | 0 | 0 | 0 | 0
PeakG | 0 | 0 | 0 | 0 | 0 | 0
PeakO | 0 | 0 | 0 | 0 | 0 | 0
ST | 0 | 0 | 0 | 0 | 0 | 0
STOG | 0 | 0 | 0 | 0 | 0 | 0
STWD | 0 | 0 | 0 | 0 | 0 | 0
WT | 0 | 0 | 0 | 0 | 0 | 0
IGCC | 0 | 0 | 0 | 0 | 0 | 0
DemandResponse | 0 | 0 | 0 | 0 | 0 | 0
IGCC-CCS | 0 | 0 | 0 | 0 | 0 | 0
WT_off | 0 | 0 | 0 | 0 | 0 | 0
PseudoUnit | 0 | 0 | 0 | 0 | 0 | 0
FixedInterchange | 0 | 0 | 0 | 0 | 0 | 0
CO2 Emissions (MMshortTons): VACAR
ReportingType | 2015 | 2020 | 2025 | 2030 | 2035 | 2040
BM | 0 | 0 | 0 | 0 | 0 | 0
CC | 22.29 | 24.37 | 22.7 | 25.49 | 47.39 | 70.68
CSP | 0 | 0 | 0 | 0 | 0 | 0
CT | 0.05 | 0.13 | 0.18 | 0.43 | 0.73 | 0.58
Coal | 80.15 | 72.97 | 91.82 | 104.44 | 112.23 | 113.76
Geo | 0 | 0 | 0 | 0 | 0 | 0
H | 0 | 0 | 0 | 0 | 0 | 0
LFG | 0 | 0 | 0 | 0 | 0 | 0
Nuc | 0 | 0 | 0 | 0 | 0 | 0
PS | 0 | 0 | 0 | 0 | 0 | 0
PV | 0 | 0 | 0 | 0 | 0 | 0
PeakG | 0.07 | 0.12 | 0.21 | 0.21 | 0.19 | 0.16
PeakO | 0 | 0 | 0 | 0 | 0 | 0
ST | 0 | 0 | 0 | 0 | 0 | 0
STOG | 0 | 0 | 0 | 0 | 0 | 0
STWD | 0 | 0 | 0 | 0 | 0 | 0
WT | 0 | 0 | 0 | 0 | 0 | 0
IGCC | 0 | 0 | 0 | 0 | 0 | 0
DemandResponse | 0 | 0 | 0 | 0 | 0 | 0
IGCC-CCS | 0 | 0 | 0 | 0 | 0 | 0
WT_off | 0 | 0 | 0 | 0 | 0 | 0
PseudoUnit | 0 | 0 | 0 | 0 | 0 | 0
FixedInterchange | 0 | 0 | 0 | 0 | 0 | 0
CO2 Emissions (MMshortTons): IESO
ReportingType | 2015 | 2020 | 2025 | 2030 | 2035 | 2040
BM | 0 | 0 | 0 | 0 | 0 | 0
CC | 0.42 | 0.98 | 2.46 | 5.89 | 17 | 28.07
CSP | 0 | 0 | 0 | 0 | 0 | 0
CT | 0 | 0 | 0 | 0.01 | 0.02 | 0.04
Coal | 0 | 0 | 0 | 0 | 0 | 0
Geo | 0 | 0 | 0 | 0 | 0 | 0
H | 0 | 0 | 0 | 0 | 0 | 0
LFG | 0 | 0 | 0 | 0 | 0 | 0
Nuc | 0 | 0 | 0 | 0 | 0 | 0
PS | 0 | 0 | 0 | 0 | 0 | 0
PV | 0 | 0 | 0 | 0 | 0 | 0
PeakG | 0 | 0 | 0 | 0.01 | 0 | 0.01
PeakO | 0 | 0 | 0 | 0 | 0 | 0
ST | 0 | 0 | 0 | 0 | 0 | 0
STOG | 0 | 0 | 0 | 0 | 0 | 0
STWD | 0 | 0 | 0 | 0 | 0 | 0
WT | 0 | 0 | 0 | 0 | 0 | 0
IGCC | 0 | 0 | 0 | 0 | 0 | 0
DemandResponse | 0 | 0 | 0 | 0 | 0 | 0
IGCC-CCS | 0 | 0 | 0 | 0 | 0 | 0
WT_off | 0 | 0 | 0 | 0 | 0 | 0
PseudoUnit | 0 | 0 | 0 | 0 | 0 | 0
FixedInterchange | 0 | 0 | 0 | 0 | 0 | 0
CO2 Emissions (MMshortTons): MAPP_CA
ReportingType | 2015 | 2020 | 2025 | 2030 | 2035 | 2040
BM | 0 | 0 | 0 | 0 | 0 | 0
CC | 3.22 | 6.23 | 6.33 | 6.34 | 5.78 | 4.02
CSP | 0 | 0 | 0 | 0 | 0 | 0
CT | 0 | 0 | 0 | 0 | 0 | 0
Coal | 0.18 | 0.52 | 1.31 | 4.4 | 6.37 | 8.58
Geo | 0 | 0 | 0 | 0 | 0 | 0
H | 0 | 0 | 0 | 0 | 0 | 0
LFG | 0 | 0 | 0 | 0 | 0 | 0
Nuc | 0 | 0 | 0 | 0 | 0 | 0
PS | 0 | 0 | 0 | 0 | 0 | 0
PV | 0 | 0 | 0 | 0 | 0 | 0
PeakG | 0 | 0 | 0 | 0 | 0 | 0
PeakO | 0 | 0 | 0 | 0 | 0 | 0
ST | 0 | 0 | 0 | 0 | 0 | 0
STOG | 0 | 0 | 0 | 0 | 0 | 0
STWD | 0 | 0 | 0 | 0 | 0 | 0
WT | 0 | 0 | 0 | 0 | 0 | 0
IGCC | 0 | 0 | 0 | 0 | 0 | 0
DemandResponse | 0 | 0 | 0 | 0 | 0 | 0
IGCC-CCS | 0 | 0 | 0 | 0 | 0 | 0
WT_off | 0 | 0 | 0 | 0 | 0 | 0
PseudoUnit | 0 | 0 | 0 | 0 | 0 | 0
FixedInterchange | 0 | 0 | 0 | 0 | 0 | 0
CO2 Emissions (MMshortTons): AZ_NM_SNV_Coal
ReportingType | 2015 | 2020 | 2025 | 2030 | 2035 | 2040
BM | 0 | 0 | 0 | 0 | 0 | 0
CC | 0 | 0 | 0 | 0 | 0 | 0
CSP | 0 | 0 | 0 | 0 | 0 | 0
CT | 0 | 0 | 0 | 0 | 0 | 0
Coal | 78.95 | 80.51 | 80.51 | 80.51 | 80.51 | 80.51
Geo | 0 | 0 | 0 | 0 | 0 | 0
H | 0 | 0 | 0 | 0 | 0 | 0
LFG | 0 | 0 | 0 | 0 | 0 | 0
Nuc | 0 | 0 | 0 | 0 | 0 | 0
PS | 0 | 0 | 0 | 0 | 0 | 0
PV | 0 | 0 | 0 | 0 | 0 | 0
PeakG | 0 | 0 | 0 | 0 | 0 | 0
PeakO | 0 | 0 | 0 | 0 | 0 | 0
ST | 0 | 0 | 0 | 0 | 0 | 0
STOG | 0 | 0 | 0 | 0 | 0 | 0
STWD | 0 | 0 | 0 | 0 | 0 | 0
WT | 0 | 0 | 0 | 0 | 0 | 0
IGCC | 0 | 0 | 0 | 0 | 0 | 0
DemandResponse | 0 | 0 | 0 | 0 | 0 | 0
IGCC-CCS | 0 | 0 | 0 | 0 | 0 | 0
WT_off | 0 | 0 | 0 | 0 | 0 | 0
PseudoUnit | 0 | 0 | 0 | 0 | 0 | 0
FixedInterchange | 0 | 0 | 0 | 0 | 0 | 0
CO2 Emissions (MMshortTons): AZ_NM_SNV_Gas
ReportingType | 2015 | 2020 | 2025 | 2030 | 2035 | 2040
BM | 0 | 0 | 0 | 0 | 0 | 0
CC | 43.92 | 53.42 | 58.87 | 75.48 | 97.34 | 90.25
CSP | 0 | 0 | 0 | 0 | 0 | 0
CT | 0 | 0 | 0.18 | 0.31 | 0.18 | 0.25
Coal | 0 | 0 | 0 | 0 | 0 | 0
Geo | 0 | 0 | 0 | 0 | 0 | 0
H | 0 | 0 | 0 | 0 | 0 | 0
LFG | 0 | 0 | 0 | 0 | 0 | 0
Nuc | 0 | 0 | 0 | 0 | 0 | 0
PS | 0 | 0 | 0 | 0 | 0 | 0
PV | 0 | 0 | 0 | 0 | 0 | 0
PeakG | 0 | 0 | 0.67 | 1.04 | 0.78 | 0.78
PeakO | 0 | 0 | 0 | 0 | 0 | 0
ST | 0 | 0 | 0 | 0 | 0 | 0
STOG | 0 | 0 | 0 | 0 | 0 | 0
STWD | 0 | 0 | 0 | 0 | 0 | 0
WT | 0 | 0 | 0 | 0 | 0 | 0
IGCC | 0 | 0 | 0 | 0 | 0 | 0
DemandResponse | 0 | 0 | 0 | 0 | 0 | 0
IGCC-CCS | 0 | 0 | 0 | 0 | 0 | 0
WT_off | 0 | 0 | 0 | 0 | 0 | 0
PseudoUnit | 0 | 0 | 0 | 0 | 0 | 0
FixedInterchange | 0 | 0 | 0 | 0 | 0 | 0
CO2 Emissions (MMshortTons): AZ_NM_SNV_NucRenew
ReportingType | 2015 | 2020 | 2025 | 2030 | 2035 | 2040
BM | 0 | 0 | 0 | 0 | 0 | 0
CC | 0 | 0 | 0 | 0 | 0 | 0
CSP | 0 | 0 | 0 | 0 | 0 | 0
CT | 0 | 0 | 0 | 0 | 0 | 0
Coal | 0 | 0 | 0 | 0 | 0 | 0
Geo | 0 | 0 | 0 | 0 | 0 | 0
H | 0 | 0 | 0 | 0 | 0 | 0
LFG | 0 | 0 | 0 | 0 | 0 | 0
Nuc | 0 | 0 | 0 | 0 | 0 | 0
PS | 0 | 0 | 0 | 0 | 0 | 0
PV | 0 | 0 | 0 | 0 | 0 | 0
PeakG | 0 | 0 | 0 | 0 | 0 | 0
PeakO | 0 | 0 | 0 | 0 | 0 | 0
ST | 0 | 0 | 0 | 0 | 0 | 0
STOG | 0 | 0 | 0 | 0 | 0 | 0
STWD | 0 | 0 | 0 | 0 | 0 | 0
WT | 0 | 0 | 0 | 0 | 0 | 0
IGCC | 0 | 0 | 0 | 0 | 0 | 0
DemandResponse | 0 | 0 | 0 | 0 | 0 | 0
IGCC-CCS | 0 | 0 | 0 | 0 | 0 | 0
WT_off | 0 | 0 | 0 | 0 | 0 | 0
PseudoUnit | 0 | 0 | 0 | 0 | 0 | 0
FixedInterchange | 0 | 0 | 0 | 0 | 0 | 0
CO2 Emissions (MMshortTons): ERCOT
ReportingType | 2015 | 2020 | 2025 | 2030 | 2035 | 2040
BM | 0 | 0 | 0 | 0 | 0 | 0
CC | 68.39 | 80.57 | 86.6 | 99.68 | 115.49 | 133.44
CSP | 0 | 0 | 0 | 0 | 0 | 0
CT | 0 | 0 | 0.01 | 0.01 | 0.01 | 0.01
Coal | 126.09 | 140.83 | 157.9 | 157.9 | 157.9 | 157.9
Geo | 0 | 0 | 0 | 0 | 0 | 0
H | 0 | 0 | 0 | 0 | 0 | 0
LFG | 0 | 0 | 0 | 0 | 0 | 0
Nuc | 0 | 0 | 0 | 0 | 0 | 0
PS | 0 | 0 | 0 | 0 | 0 | 0
PV | 0 | 0 | 0 | 0 | 0 | 0
PeakG | 0 | 0 | 0.07 | 0.07 | 0.05 | 0.05
PeakO | 0 | 0 | 0 | 0 | 0 | 0
ST | 0 | 0 | 0 | 0 | 0 | 0
STOG | 3.5 | 3.98 | 5.27 | 4.51 | 3.93 | 3.42
STWD | 0 | 0 | 0 | 0 | 0 | 0
WT | 0 | 0 | 0 | 0 | 0 | 0
IGCC | 0 | 0 | 0 | 0 | 0 | 0
DemandResponse | 0 | 0 | 0 | 0 | 0 | 0
IGCC-CCS | 0 | 0 | 0 | 0 | 0 | 0
WT_off | 0 | 0 | 0 | 0 | 0 | 0
PseudoUnit | 0 | 0 | 0 | 0 | 0 | 0
FixedInterchange | 0 | 0 | 0 | 0 | 0 | 0
CO2 Emissions (MMshortTons): NP15
ReportingType | 2015 | 2020 | 2025 | 2030 | 2035 | 2040
BM | 0 | 0 | 0 | 0 | 0 | 0
CC | 16.45 | 16.24 | 18.48 | 9.27 | 3.56 | 1.76
CSP | 0 | 0 | 0 | 0 | 0 | 0
CT | 0 | 0 | 0 | 0.03 | 0 | 0
Coal | 0.27 | 0.27 | 0.27 | 0.27 | 0.01 | 0
Geo | 0 | 0 | 0 | 0 | 0 | 0
H | 0 | 0 | 0 | 0 | 0 | 0
LFG | 0 | 0 | 0 | 0 | 0 | 0
Nuc | 0 | 0 | 0 | 0 | 0 | 0
PS | 0 | 0 | 0 | 0 | 0 | 0
PV | 0 | 0 | 0 | 0 | 0 | 0
PeakG | 0 | 0 | 0.01 | 0.06 | 0.01 | 0.03
PeakO | 0 | 0 | 0 | 0 | 0 | 0
ST | 0 | 0 | 0 | 0 | 0 | 0
STOG | 0.13 | 0.15 | 0.53 | 0.81 | 0.06 | 0.1
STWD | 0 | 0 | 0 | 0 | 0 | 0
WT | 0 | 0 | 0 | 0 | 0 | 0
IGCC | 0 | 0 | 0 | 0 | 0 | 0
DemandResponse | 0 | 0 | 0 | 0 | 0 | 0
IGCC-CCS | 0 | 0 | 0 | 0 | 0 | 0
WT_off | 0 | 0 | 0 | 0 | 0 | 0
PseudoUnit | 0 | 0 | 0 | 0 | 0 | 0
FixedInterchange | 0 | 0 | 0 | 0 | 0 | 0
CO2 Emissions (MMshortTons): NWPP_Coal
ReportingType | 2015 | 2020 | 2025 | 2030 | 2035 | 2040
BM | 0 | 0 | 0 | 0 | 0 | 0
CC | 0 | 0 | 0 | 0 | 0 | 0
CSP | 0 | 0 | 0 | 0 | 0 | 0
CT | 0 | 0 | 0 | 0 | 0 | 0
Coal | 108.88 | 109.08 | 109.08 | 109.08 | 108.57 | 108.36
Geo | 0 | 0 | 0 | 0 | 0 | 0
H | 0 | 0 | 0 | 0 | 0 | 0
LFG | 0 | 0 | 0 | 0 | 0 | 0
Nuc | 0 | 0 | 0 | 0 | 0 | 0
PS | 0 | 0 | 0 | 0 | 0 | 0
PV | 0 | 0 | 0 | 0 | 0 | 0
PeakG | 0 | 0 | 0 | 0 | 0 | 0
PeakO | 0 | 0 | 0 | 0 | 0 | 0
ST | 0 | 0 | 0 | 0 | 0 | 0
STOG | 0 | 0 | 0 | 0 | 0 | 0
STWD | 0 | 0 | 0 | 0 | 0 | 0
WT | 0 | 0 | 0 | 0 | 0 | 0
IGCC | 0 | 0 | 0 | 0 | 0 | 0
DemandResponse | 0 | 0 | 0 | 0 | 0 | 0
IGCC-CCS | 0 | 0 | 0 | 0 | 0 | 0
WT_off | 0 | 0 | 0 | 0 | 0 | 0
PseudoUnit | 0 | 0 | 0 | 0 | 0 | 0
FixedInterchange | 0 | 0 | 0 | 0 | 0 | 0
CO2 Emissions (MMshortTons): NWPP_Gas
ReportingType | 2015 | 2020 | 2025 | 2030 | 2035 | 2040
BM | 0 | 0 | 0 | 0 | 0 | 0
CC | 22.05 | 23.17 | 36.31 | 60.57 | 61.67 | 75.23
CSP | 0 | 0 | 0 | 0 | 0 | 0
CT | 0 | 0 | 0 | 0 | 0 | 0
Coal | 0 | 0 | 0 | 0 | 0 | 14.68
Geo | 0 | 0 | 0 | 0 | 0 | 0
H | 0 | 0 | 0 | 0 | 0 | 0
LFG | 0 | 0 | 0 | 0 | 0 | 0
Nuc | 0 | 0 | 0 | 0 | 0 | 0
PS | 0 | 0 | 0 | 0 | 0 | 0
PV | 0 | 0 | 0 | 0 | 0 | 0
PeakG | 0 | 0 | 0 | 0 | 0 | 0
PeakO | 0 | 0 | 0 | 0 | 0 | 0
ST | 0 | 0 | 0 | 0 | 0 | 0
STOG | 0 | 0 | 0 | 0 | 0 | 0
STWD | 0 | 0 | 0 | 0 | 0 | 0
WT | 0 | 0 | 0 | 0 | 0 | 0
IGCC | 0 | 0 | 0 | 0 | 0 | 0
DemandResponse | 0 | 0 | 0 | 0 | 0 | 0
IGCC-CCS | 0 | 0 | 0 | 0 | 0 | 0
WT_off | 0 | 0 | 0 | 0 | 0 | 0
PseudoUnit | 0 | 0 | 0 | 0 | 0 | 0
FixedInterchange | 0 | 0 | 0 | 0 | 0 | 0
CO2 Emissions (MMshortTons): NWPP_NucRenew
ReportingType | 2015 | 2020 | 2025 | 2030 | 2035 | 2040
BM | 0 | 0 | 0 | 0 | 0 | 0
CC | 0 | 0 | 0 | 0 | 0 | 0
CSP | 0 | 0 | 0 | 0 | 0 | 0
CT | 0 | 0 | 0 | 0 | 0 | 0
Coal | 0 | 0 | 0 | 0 | 0 | 0
Geo | 0 | 0 | 0 | 0 | 0 | 0
H | 0 | 0 | 0 | 0 | 0 | 0
LFG | 0 | 0 | 0 | 0 | 0 | 0
Nuc | 0 | 0 | 0 | 0 | 0 | 0
PS | 0 | 0 | 0 | 0 | 0 | 0
PV | 0 | 0 | 0 | 0 | 0 | 0
PeakG | 0 | 0 | 0 | 0 | 0 | 0
PeakO | 0 | 0 | 0 | 0 | 0 | 0
ST | 0 | 0 | 0 | 0 | 0 | 0
STOG | 0 | 0 | 0 | 0 | 0 | 0
STWD | 0 | 0 | 0 | 0 | 0 | 0
WT | 0 | 0 | 0 | 0 | 0 | 0
IGCC | 0 | 0 | 0 | 0 | 0 | 0
DemandResponse | 0 | 0 | 0 | 0 | 0 | 0
IGCC-CCS | 0 | 0 | 0 | 0 | 0 | 0
WT_off | 0 | 0 | 0 | 0 | 0 | 0
PseudoUnit | 0 | 0 | 0 | 0 | 0 | 0
FixedInterchange | 0 | 0 | 0 | 0 | 0 | 0
CO2 Emissions (MMshortTons): RMPA
ReportingType | 2015 | 2020 | 2025 | 2030 | 2035 | 2040
BM | 0 | 0 | 0 | 0 | 0 | 0
CC | 3.87 | 2.84 | 1.52 | 1.09 | 0.89 | 0.67
CSP | 0 | 0 | 0 | 0 | 0 | 0
CT | 0 | 0 | 0 | 0 | 0 | 0
Coal | 61.31 | 67.23 | 64.15 | 78.57 | 94.26 | 109.44
Geo | 0 | 0 | 0 | 0 | 0 | 0
H | 0 | 0 | 0 | 0 | 0 | 0
LFG | 0 | 0 | 0 | 0 | 0 | 0
Nuc | 0 | 0 | 0 | 0 | 0 | 0
PS | 0 | 0 | 0 | 0 | 0 | 0
PV | 0 | 0 | 0 | 0 | 0 | 0
PeakG | 0.01 | 0 | 0.01 | 0.04 | 0.06 | 0.06
PeakO | 0 | 0 | 0 | 0 | 0 | 0
ST | 0 | 0 | 0 | 0 | 0 | 0
STOG | 0 | 0 | 0 | 0 | 0 | 0
STWD | 0 | 0 | 0 | 0 | 0 | 0
WT | 0 | 0 | 0 | 0 | 0 | 0
IGCC | 0 | 0 | 0 | 0 | 0 | 0
DemandResponse | 0 | 0 | 0 | 0 | 0 | 0
IGCC-CCS | 0 | 0 | 0 | 0 | 0 | 0
WT_off | 0 | 0 | 0 | 0 | 0 | 0
PseudoUnit | 0 | 0 | 0 | 0 | 0 | 0
FixedInterchange | 0 | 0 | 0 | 0 | 0 | 0
CO2 Emissions (MMshortTons): SP15
ReportingType | 2015 | 2020 | 2025 | 2030 | 2035 | 2040
BM | 0 | 0 | 0 | 0 | 0 | 0
CC | 20.7 | 12.33 | 16.22 | 9.22 | 5.9 | 4.94
CSP | 0 | 0 | 0 | 0 | 0 | 0
CT | 0 | 0 | 0 | 0 | 0.01 | 0.01
Coal | 0.9 | 0.9 | 0.9 | 0.55 | 0.19 | 0
Geo | 0 | 0 | 0 | 0 | 0 | 0
H | 0 | 0 | 0 | 0 | 0 | 0
LFG | 0 | 0 | 0 | 0 | 0 | 0
Nuc | 0 | 0 | 0 | 0 | 0 | 0
PS | 0 | 0 | 0 | 0 | 0 | 0
PV | 0 | 0 | 0 | 0 | 0 | 0
PeakG | 0 | 0 | 0.01 | 0.03 | 0.04 | 0.07
PeakO | 0 | 0 | 0 | 0 | 0 | 0
ST | 0 | 0 | 0 | 0 | 0 | 0
STOG | 0.33 | 0.59 | 0.65 | 0.88 | 0.82 | 1.01
STWD | 0 | 0 | 0 | 0 | 0 | 0
WT | 0 | 0 | 0 | 0 | 0 | 0
IGCC | 0 | 0 | 0 | 0 | 0 | 0
DemandResponse | 0 | 0 | 0 | 0 | 0 | 0
IGCC-CCS | 0 | 0 | 0 | 0 | 0 | 0
WT_off | 0 | 0 | 0 | 0 | 0 | 0
PseudoUnit | 0 | 0 | 0 | 0 | 0 | 0
FixedInterchange | 0 | 0 | 0 | 0 | 0 | 0
CO2 Emissions (MMshortTons): ALB
ReportingType | 2015 | 2020 | 2025 | 2030 | 2035 | 2040
BM | 0 | 0 | 0 | 0 | 0 | 0
CC | 8.77 | 12.4 | 15.94 | 20.61 | 25.63 | 23.95
CSP | 0 | 0 | 0 | 0 | 0 | 0
CT | 0 | 0 | 0 | 0 | 0 | 0
Coal | 50 | 50 | 50 | 50 | 50 | 50
Geo | 0 | 0 | 0 | 0 | 0 | 0
H | 0 | 0 | 0 | 0 | 0 | 0
LFG | 0 | 0 | 0 | 0 | 0 | 0
Nuc | 0 | 0 | 0 | 0 | 0 | 0
PS | 0 | 0 | 0 | 0 | 0 | 0
PV | 0 | 0 | 0 | 0 | 0 | 0
PeakG | 0 | 0 | 0 | 0 | 0 | 0
PeakO | 0 | 0 | 0 | 0 | 0 | 0
ST | 0 | 0 | 0 | 0 | 0 | 0
STOG | 0 | 0 | 0 | 0 | 0 | 0
STWD | 0 | 0 | 0 | 0 | 0 | 0
WT | 0 | 0 | 0 | 0 | 0 | 0
IGCC | 0 | 0 | 0 | 0 | 0 | 0
DemandResponse | 0 | 0 | 0 | 0 | 0 | 0
IGCC-CCS | 0 | 0 | 0 | 0 | 0 | 0
WT_off | 0 | 0 | 0 | 0 | 0 | 0
PseudoUnit | 0 | 0 | 0 | 0 | 0 | 0
FixedInterchange | 0 | 0 | 0 | 0 | 0 | 0
CO2 Emissions (MMshortTons): BC
ReportingType | 2015 | 2020 | 2025 | 2030 | 2035 | 2040
BM | 0 | 0 | 0 | 0 | 0 | 0
CC | 5.08 | 8.78 | 12.68 | 17.41 | 19.51 | 19.51
CSP | 0 | 0 | 0 | 0 | 0 | 0
CT | 0 | 0 | 0 | 0 | 0 | 0
Coal | 0 | 0 | 0 | 0 | 0 | 0
Geo | 0 | 0 | 0 | 0 | 0 | 0
H | 0 | 0 | 0 | 0 | 0 | 0
LFG | 0 | 0 | 0 | 0 | 0 | 0
Nuc | 0 | 0 | 0 | 0 | 0 | 0
PS | 0 | 0 | 0 | 0 | 0 | 0
PV | 0 | 0 | 0 | 0 | 0 | 0
PeakG | 0 | 0 | 0 | 0 | 0 | 0
PeakO | 0 | 0 | 0 | 0 | 0 | 0
ST | 0 | 0 | 0 | 0 | 0 | 0
STOG | 0 | 0 | 0 | 0 | 0 | 0
STWD | 0 | 0 | 0 | 0 | 0 | 0
WT | 0 | 0 | 0 | 0 | 0 | 0
IGCC | 0 | 0 | 0 | 0 | 0 | 0
DemandResponse | 0 | 0 | 0 | 0 | 0 | 0
IGCC-CCS | 0 | 0 | 0 | 0 | 0 | 0
WT_off | 0 | 0 | 0 | 0 | 0 | 0
PseudoUnit | 0 | 0 | 0 | 0 | 0 | 0
FixedInterchange | 0 | 0 | 0 | 0 | 0 | 0
CO2 Emissions (MMshortTons): HQ_IESO
ReportingType | 2015 | 2020 | 2025 | 2030 | 2035 | 2040
BM | 0 | 0 | 0 | 0 | 0 | 0
CC | 0 | 0 | 0 | 0 | 0 | 0
CSP | 0 | 0 | 0 | 0 | 0 | 0
CT | 0 | 0 | 0 | 0 | 0 | 0
Coal | 0 | 0 | 0 | 0 | 0 | 0
Geo | 0 | 0 | 0 | 0 | 0 | 0
H | 0 | 0 | 0 | 0 | 0 | 0
LFG | 0 | 0 | 0 | 0 | 0 | 0
Nuc | 0 | 0 | 0 | 0 | 0 | 0
PS | 0 | 0 | 0 | 0 | 0 | 0
PV | 0 | 0 | 0 | 0 | 0 | 0
PeakG | 0 | 0 | 0 | 0 | 0 | 0
PeakO | 0 | 0 | 0 | 0 | 0 | 0
ST | 0 | 0 | 0 | 0 | 0 | 0
STOG | 0 | 0 | 0 | 0 | 0 | 0
STWD | 0 | 0 | 0 | 0 | 0 | 0
WT | 0 | 0 | 0 | 0 | 0 | 0
IGCC | 0 | 0 | 0 | 0 | 0 | 0
DemandResponse | 0 | 0 | 0 | 0 | 0 | 0
IGCC-CCS | 0 | 0 | 0 | 0 | 0 | 0
WT_off | 0 | 0 | 0 | 0 | 0 | 0
PseudoUnit | 0 | 0 | 0 | 0 | 0 | 0
FixedInterchange | 0 | 0 | 0 | 0 | 0 | 0
CO2 Emissions (MMshortTons): HQ_NEISO
ReportingType | 2015 | 2020 | 2025 | 2030 | 2035 | 2040
BM | 0 | 0 | 0 | 0 | 0 | 0
CC | 0 | 0 | 0 | 0 | 0 | 0
CSP | 0 | 0 | 0 | 0 | 0 | 0
CT | 0 | 0 | 0 | 0 | 0 | 0
Coal | 0 | 0 | 0 | 0 | 0 | 0
Geo | 0 | 0 | 0 | 0 | 0 | 0
H | 0 | 0 | 0 | 0 | 0 | 0
LFG | 0 | 0 | 0 | 0 | 0 | 0
Nuc | 0 | 0 | 0 | 0 | 0 | 0
PS | 0 | 0 | 0 | 0 | 0 | 0
PV | 0 | 0 | 0 | 0 | 0 | 0
PeakG | 0 | 0 | 0 | 0 | 0 | 0
PeakO | 0 | 0 | 0 | 0 | 0 | 0
ST | 0 | 0 | 0 | 0 | 0 | 0
STOG | 0 | 0 | 0 | 0 | 0 | 0
STWD | 0 | 0 | 0 | 0 | 0 | 0
WT | 0 | 0 | 0 | 0 | 0 | 0
IGCC | 0 | 0 | 0 | 0 | 0 | 0
DemandResponse | 0 | 0 | 0 | 0 | 0 | 0
IGCC-CCS | 0 | 0 | 0 | 0 | 0 | 0
WT_off | 0 | 0 | 0 | 0 | 0 | 0
PseudoUnit | 0 | 0 | 0 | 0 | 0 | 0
FixedInterchange | 0 | 0 | 0 | 0 | 0 | 0
CO2 Emissions (MMshortTons): HQ_NY
ReportingType | 2015 | 2020 | 2025 | 2030 | 2035 | 2040
BM | 0 | 0 | 0 | 0 | 0 | 0
CC | 0 | 0 | 0 | 0 | 0 | 0
CSP | 0 | 0 | 0 | 0 | 0 | 0
CT | 0 | 0 | 0 | 0 | 0 | 0
Coal | 0 | 0 | 0 | 0 | 0 | 0
Geo | 0 | 0 | 0 | 0 | 0 | 0
H | 0 | 0 | 0 | 0 | 0 | 0
LFG | 0 | 0 | 0 | 0 | 0 | 0
Nuc | 0 | 0 | 0 | 0 | 0 | 0
PS | 0 | 0 | 0 | 0 | 0 | 0
PV | 0 | 0 | 0 | 0 | 0 | 0
PeakG | 0 | 0 | 0 | 0 | 0 | 0
PeakO | 0 | 0 | 0 | 0 | 0 | 0
ST | 0 | 0 | 0 | 0 | 0 | 0
STOG | 0 | 0 | 0 | 0 | 0 | 0
STWD | 0 | 0 | 0 | 0 | 0 | 0
WT | 0 | 0 | 0 | 0 | 0 | 0
IGCC | 0 | 0 | 0 | 0 | 0 | 0
DemandResponse | 0 | 0 | 0 | 0 | 0 | 0
IGCC-CCS | 0 | 0 | 0 | 0 | 0 | 0
WT_off | 0 | 0 | 0 | 0 | 0 | 0
PseudoUnit | 0 | 0 | 0 | 0 | 0 | 0
FixedInterchange | 0 | 0 | 0 | 0 | 0 | 0
CO2 Emissions (MMshortTons): MARITIMES
ReportingType | 2015 | 2020 | 2025 | 2030 | 2035 | 2040
BM | 0 | 0 | 0 | 0 | 0 | 0
CC | 0 | 0 | 0 | 0 | 0 | 0
CSP | 0 | 0 | 0 | 0 | 0 | 0
CT | 0 | 0 | 0 | 0 | 0 | 0
Coal | 0 | 0 | 0 | 0 | 0 | 0
Geo | 0 | 0 | 0 | 0 | 0 | 0
H | 0 | 0 | 0 | 0 | 0 | 0
LFG | 0 | 0 | 0 | 0 | 0 | 0
Nuc | 0 | 0 | 0 | 0 | 0 | 0
PS | 0 | 0 | 0 | 0 | 0 | 0
PV | 0 | 0 | 0 | 0 | 0 | 0
PeakG | 0 | 0 | 0 | 0 | 0 | 0
PeakO | 0 | 0 | 0 | 0 | 0 | 0
ST | 0 | 0 | 0 | 0 | 0 | 0
STOG | 0 | 0 | 0 | 0 | 0 | 0
STWD | 0 | 0 | 0 | 0 | 0 | 0
WT | 0 | 0 | 0 | 0 | 0 | 0
IGCC | 0 | 0 | 0 | 0 | 0 | 0
DemandResponse | 0 | 0 | 0 | 0 | 0 | 0
IGCC-CCS | 0 | 0 | 0 | 0 | 0 | 0
WT_off | 0 | 0 | 0 | 0 | 0 | 0
PseudoUnit | 0 | 0 | 0 | 0 | 0 | 0
FixedInterchange | 0 | 0 | 0 | 0 | 0 | 0
CO2 Emissions (MMshortTons): All
ReportingType | 2015 | 2020 | 2025 | 2030 | 2035 | 2040
BM | 0 | 0 | 0 | 0 | 0 | 0
CC | 489.84 | 604.84 | 692.09 | 839.45 | 1023.26 | 1129.82
CSP | 0 | 0 | 0 | 0 | 0 | 0
CT | 0.38 | 1.19 | 1.63 | 2.73 | 4.47 | 4.94
Coal | 1952.34 | 1852.23 | 1964.37 | 2029.83 | 2174.38 | 2443.53
Geo | 0 | 0 | 0 | 0 | 0 | 0
H | 0 | 0 | 0 | 0 | 0 | 0
LFG | 0 | 0 | 0 | 0 | 0 | 0
Nuc | 0 | 0 | 0 | 0 | 0 | 0
PS | 0 | 0 | 0 | 0 | 0 | 0
PV | 0 | 0 | 0 | 0 | 0 | 0
PeakG | 1.87 | 2.92 | 5.61 | 6.3 | 5.99 | 5.17
PeakO | 0 | 0 | 0 | 0 | 0 | 0
ST | 0 | 0 | 0 | 0 | 0 | 0
STOG | 13.06 | 15.54 | 18.07 | 19.35 | 16.45 | 15.96
STWD | 0 | 0 | 0 | 0 | 0 | 0
WT | 0 | 0 | 0 | 0 | 0 | 0
IGCC | 4.15 | 4.15 | 4.15 | 4.15 | 4.15 | 4.15
DemandResponse | 0 | 0 | 0 | 0 | 0 | 0
IGCC-CCS | 0 | 0 | 0 | 0 | 0 | 0
WT_off | 0 | 0 | 0 | 0 | 0 | 0
PseudoUnit | 0 | 0 | 0 | 0 | 0 | 0
FixedInterchange | 0 | 0 | 0 | 0 | 0 | 0
CO2 Emissions (MMshortTons): EI_US
ReportingType | 2015 | 2020 | 2025 | 2030 | 2035 | 2040
BM | 0 | 0 | 0 | 0 | 0 | 0
CC | 296.98 | 387.89 | 436.67 | 533.9 | 670.5 | 747.97
CSP | 0 | 0 | 0 | 0 | 0 | 0
CT | 0.38 | 1.18 | 1.45 | 2.38 | 4.25 | 4.63
Coal | 1525.77 | 1402.9 | 1500.27 | 1548.57 | 1676.57 | 1914.06
Geo | 0 | 0 | 0 | 0 | 0 | 0
H | 0 | 0 | 0 | 0 | 0 | 0
LFG | 0 | 0 | 0 | 0 | 0 | 0
Nuc | 0 | 0 | 0 | 0 | 0 | 0
PS | 0 | 0 | 0 | 0 | 0 | 0
PV | 0 | 0 | 0 | 0 | 0 | 0
PeakG | 1.86 | 2.91 | 4.83 | 5.05 | 5.04 | 4.17
PeakO | 0 | 0 | 0 | 0 | 0 | 0
ST | 0 | 0 | 0 | 0 | 0 | 0
STOG | 9.1 | 10.82 | 11.63 | 13.15 | 11.64 | 11.42
STWD | 0 | 0 | 0 | 0 | 0 | 0
WT | 0 | 0 | 0 | 0 | 0 | 0
IGCC | 4.15 | 4.15 | 4.15 | 4.15 | 4.15 | 4.15
DemandResponse | 0 | 0 | 0 | 0 | 0 | 0
IGCC-CCS | 0 | 0 | 0 | 0 | 0 | 0
WT_off | 0 | 0 | 0 | 0 | 0 | 0
PseudoUnit | 0 | 0 | 0 | 0 | 0 | 0
FixedInterchange | 0 | 0 | 0 | 0 | 0 | 0
CO2 Emissions (MMshortTons): EI_Canada
ReportingType | 2015 | 2020 | 2025 | 2030 | 2035 | 2040
BM | 0 | 0 | 0 | 0 | 0 | 0
CC | 3.64 | 7.21 | 8.8 | 12.23 | 22.78 | 32.1
CSP | 0 | 0 | 0 | 0 | 0 | 0
CT | 0 | 0 | 0 | 0.01 | 0.02 | 0.04
Coal | 0.18 | 0.52 | 1.31 | 4.4 | 6.37 | 8.58
Geo | 0 | 0 | 0 | 0 | 0 | 0
H | 0 | 0 | 0 | 0 | 0 | 0
LFG | 0 | 0 | 0 | 0 | 0 | 0
Nuc | 0 | 0 | 0 | 0 | 0 | 0
PS | 0 | 0 | 0 | 0 | 0 | 0
PV | 0 | 0 | 0 | 0 | 0 | 0
PeakG | 0 | 0 | 0 | 0.01 | 0 | 0.01
PeakO | 0 | 0 | 0 | 0 | 0 | 0
ST | 0 | 0 | 0 | 0 | 0 | 0
STOG | 0 | 0 | 0 | 0 | 0 | 0
STWD | 0 | 0 | 0 | 0 | 0 | 0
WT | 0 | 0 | 0 | 0 | 0 | 0
IGCC | 0 | 0 | 0 | 0 | 0 | 0
DemandResponse | 0 | 0 | 0 | 0 | 0 | 0
IGCC-CCS | 0 | 0 | 0 | 0 | 0 | 0
WT_off | 0 | 0 | 0 | 0 | 0 | 0
PseudoUnit | 0 | 0 | 0 | 0 | 0 | 0
FixedInterchange | 0 | 0 | 0 | 0 | 0 | 0
CO2 Emissions (MMshortTons): EI
ReportingType | 2015 | 2020 | 2025 | 2030 | 2035 | 2040
BM | 0 | 0 | 0 | 0 | 0 | 0
CC | 300.61 | 395.1 | 445.47 | 546.12 | 693.29 | 780.07
CSP | 0 | 0 | 0 | 0 | 0 | 0
CT | 0.38 | 1.18 | 1.45 | 2.39 | 4.27 | 4.66
Coal | 1525.96 | 1403.42 | 1501.57 | 1552.96 | 1682.95 | 1922.64
Geo | 0 | 0 | 0 | 0 | 0 | 0
H | 0 | 0 | 0 | 0 | 0 | 0
LFG | 0 | 0 | 0 | 0 | 0 | 0
Nuc | 0 | 0 | 0 | 0 | 0 | 0
PS | 0 | 0 | 0 | 0 | 0 | 0
PV | 0 | 0 | 0 | 0 | 0 | 0
PeakG | 1.86 | 2.91 | 4.83 | 5.06 | 5.05 | 4.18
PeakO | 0 | 0 | 0 | 0 | 0 | 0
ST | 0 | 0 | 0 | 0 | 0 | 0
STOG | 9.1 | 10.82 | 11.63 | 13.15 | 11.64 | 11.42
STWD | 0 | 0 | 0 | 0 | 0 | 0
WT | 0 | 0 | 0 | 0 | 0 | 0
IGCC | 4.15 | 4.15 | 4.15 | 4.15 | 4.15 | 4.15
DemandResponse | 0 | 0 | 0 | 0 | 0 | 0
IGCC-CCS | 0 | 0 | 0 | 0 | 0 | 0
WT_off | 0 | 0 | 0 | 0 | 0 | 0
PseudoUnit | 0 | 0 | 0 | 0 | 0 | 0
FixedInterchange | 0 | 0 | 0 | 0 | 0 | 0
CO2 Emissions (MMshortTons): Outside_EI
ReportingType | 2015 | 2020 | 2025 | 2030 | 2035 | 2040
BM | 0 | 0 | 0 | 0 | 0 | 0
CC | 189.22 | 209.73 | 246.63 | 293.33 | 329.98 | 349.75
CSP | 0 | 0 | 0 | 0 | 0 | 0
CT | 0 | 0.01 | 0.18 | 0.35 | 0.2 | 0.28
Coal | 426.38 | 448.81 | 462.8 | 476.87 | 491.44 | 520.89
Geo | 0 | 0 | 0 | 0 | 0 | 0
H | 0 | 0 | 0 | 0 | 0 | 0
LFG | 0 | 0 | 0 | 0 | 0 | 0
Nuc | 0 | 0 | 0 | 0 | 0 | 0
PS | 0 | 0 | 0 | 0 | 0 | 0
PV | 0 | 0 | 0 | 0 | 0 | 0
PeakG | 0.01 | 0.01 | 0.77 | 1.24 | 0.94 | 0.99
PeakO | 0 | 0 | 0 | 0 | 0 | 0
ST | 0 | 0 | 0 | 0 | 0 | 0
STOG | 3.96 | 4.72 | 6.45 | 6.2 | 4.81 | 4.54
STWD | 0 | 0 | 0 | 0 | 0 | 0
WT | 0 | 0 | 0 | 0 | 0 | 0
IGCC | 0 | 0 | 0 | 0 | 0 | 0
DemandResponse | 0 | 0 | 0 | 0 | 0 | 0
IGCC-CCS | 0 | 0 | 0 | 0 | 0 | 0
WT_off | 0 | 0 | 0 | 0 | 0 | 0
PseudoUnit | 0 | 0 | 0 | 0 | 0 | 0
FixedInterchange | 0 | 0 | 0 | 0 | 0 | 0
CO2 Emissions (MMmetricTons): Entergy
ReportingType | 2015 | 2020 | 2025 | 2030 | 2035 | 2040
BM | 0 | 0 | 0 | 0 | 0 | 0
CC | 26.61 | 37.18 | 39.67 | 43.98 | 50.72 | 59.96
CSP | 0 | 0 | 0 | 0 | 0 | 0
CT | 0 | 0 | 0 | 0 | 0 | 0
Coal | 58.8 | 49.26 | 56.37 | 58.54 | 58.3 | 58.3
Geo | 0 | 0 | 0 | 0 | 0 | 0
H | 0 | 0 | 0 | 0 | 0 | 0
LFG | 0 | 0 | 0 | 0 | 0 | 0
Nuc | 0 | 0 | 0 | 0 | 0 | 0
PS | 0 | 0 | 0 | 0 | 0 | 0
PV | 0 | 0 | 0 | 0 | 0 | 0
PeakG | 0 | 0 | 0.04 | 0.03 | 0.01 | 0.01
PeakO | 0 | 0 | 0 | 0 | 0 | 0
ST | 0 | 0 | 0 | 0 | 0 | 0
STOG | 0.98 | 1.04 | 1.1 | 1.1 | 1.13 | 1.07
STWD | 0 | 0 | 0 | 0 | 0 | 0
WT | 0 | 0 | 0 | 0 | 0 | 0
IGCC | 0 | 0 | 0 | 0 | 0 | 0
DemandResponse | 0 | 0 | 0 | 0 | 0 | 0
IGCC-CCS | 0 | 0 | 0 | 0 | 0 | 0
WT_off | 0 | 0 | 0 | 0 | 0 | 0
PseudoUnit | 0 | 0 | 0 | 0 | 0 | 0
FixedInterchange | 0 | 0 | 0 | 0 | 0 | 0
CO2 Emissions (MMmetricTons): FRCC
ReportingType | 2015 | 2020 | 2025 | 2030 | 2035 | 2040
BM | 0 | 0 | 0 | 0 | 0 | 0
CC | 59.27 | 61.88 | 67.89 | 80.04 | 99.95 | 94.78
CSP | 0 | 0 | 0 | 0 | 0 | 0
CT | 0.29 | 0.45 | 0.48 | 0.32 | 0.18 | 0.17
Coal | 55.12 | 52.84 | 56.61 | 57.13 | 57.5 | 58.04
Geo | 0 | 0 | 0 | 0 | 0 | 0
H | 0 | 0 | 0 | 0 | 0 | 0
LFG | 0 | 0 | 0 | 0 | 0 | 0
Nuc | 0 | 0 | 0 | 0 | 0 | 0
PS | 0 | 0 | 0 | 0 | 0 | 0
PV | 0 | 0 | 0 | 0 | 0 | 0
PeakG | 0.21 | 0.17 | 0.22 | 0.12 | 0.07 | 0.06
PeakO | 0 | 0 | 0 | 0 | 0 | 0
ST | 0 | 0 | 0 | 0 | 0 | 0
STOG | 3.47 | 2.62 | 2.6 | 2.33 | 1.85 | 1.45
STWD | 0 | 0 | 0 | 0 | 0 | 0
WT | 0 | 0 | 0 | 0 | 0 | 0
IGCC | 0 | 0 | 0 | 0 | 0 | 0
DemandResponse | 0 | 0 | 0 | 0 | 0 | 0
IGCC-CCS | 0 | 0 | 0 | 0 | 0 | 0
WT_off | 0 | 0 | 0 | 0 | 0 | 0
PseudoUnit | 0 | 0 | 0 | 0 | 0 | 0
FixedInterchange | 0 | 0 | 0 | 0 | 0 | 0
CO2 Emissions (MMmetricTons): MAPP_US
ReportingType | 2015 | 2020 | 2025 | 2030 | 2035 | 2040
BM | 0 | 0 | 0 | 0 | 0 | 0
CC | 0.08 | 0.08 | 0.12 | 0.15 | 0.13 | 0.08
CSP | 0 | 0 | 0 | 0 | 0 | 0
CT | 0 | 0 | 0 | 0.06 | 0.07 | 0.01
Coal | 22.47 | 23.85 | 24.5 | 25.37 | 27.74 | 29.99
Geo | 0 | 0 | 0 | 0 | 0 | 0
H | 0 | 0 | 0 | 0 | 0 | 0
LFG | 0 | 0 | 0 | 0 | 0 | 0
Nuc | 0 | 0 | 0 | 0 | 0 | 0
PS | 0 | 0 | 0 | 0 | 0 | 0
PV | 0 | 0 | 0 | 0 | 0 | 0
PeakG | 0.02 | 0.05 | 0.09 | 0.11 | 0.14 | 0.08
PeakO | 0 | 0 | 0 | 0 | 0 | 0
ST | 0 | 0 | 0 | 0 | 0 | 0
STOG | 0 | 0 | 0 | 0 | 0 | 0
STWD | 0 | 0 | 0 | 0 | 0 | 0
WT | 0 | 0 | 0 | 0 | 0 | 0
IGCC | 0 | 0 | 0 | 0 | 0 | 0
DemandResponse | 0 | 0 | 0 | 0 | 0 | 0
IGCC-CCS | 0 | 0 | 0 | 0 | 0 | 0
WT_off | 0 | 0 | 0 | 0 | 0 | 0
PseudoUnit | 0 | 0 | 0 | 0 | 0 | 0
FixedInterchange | 0 | 0 | 0 | 0 | 0 | 0
CO2 Emissions (MMmetricTons): MISO_IN
ReportingType | 2015 | 2020 | 2025 | 2030 | 2035 | 2040
BM | 0 | 0 | 0 | 0 | 0 | 0
CC | 1.67 | 12.3 | 18.38 | 27.38 | 33.23 | 35.29
CSP | 0 | 0 | 0 | 0 | 0 | 0
CT | 0 | 0 | 0 | 0 | 0 | 0
Coal | 82.65 | 85.2 | 88.52 | 90.84 | 94.62 | 95.54
Geo | 0 | 0 | 0 | 0 | 0 | 0
H | 0 | 0 | 0 | 0 | 0 | 0
LFG | 0 | 0 | 0 | 0 | 0 | 0
Nuc | 0 | 0 | 0 | 0 | 0 | 0
PS | 0 | 0 | 0 | 0 | 0 | 0
PV | 0 | 0 | 0 | 0 | 0 | 0
PeakG | 0 | 0.02 | 0.06 | 0.06 | 0.06 | 0.09
PeakO | 0 | 0 | 0 | 0 | 0 | 0
ST | 0 | 0 | 0 | 0 | 0 | 0
STOG | 0.02 | 0.03 | 0.06 | 0.03 | 0.03 | 0.07
STWD | 0 | 0 | 0 | 0 | 0 | 0
WT | 0 | 0 | 0 | 0 | 0 | 0
IGCC | 3.76 | 3.76 | 3.76 | 3.76 | 3.76 | 3.76
DemandResponse | 0 | 0 | 0 | 0 | 0 | 0
IGCC-CCS | 0 | 0 | 0 | 0 | 0 | 0
WT_off | 0 | 0 | 0 | 0 | 0 | 0
PseudoUnit | 0 | 0 | 0 | 0 | 0 | 0
FixedInterchange | 0 | 0 | 0 | 0 | 0 | 0
CO2 Emissions (MMmetricTons): MISO_MI
ReportingType | 2015 | 2020 | 2025 | 2030 | 2035 | 2040
BM | 0 | 0 | 0 | 0 | 0 | 0
CC | 4.3 | 5.58 | 3.75 | 3.64 | 6.89 | 10.19
CSP | 0 | 0 | 0 | 0 | 0 | 0
CT | 0 | 0 | 0 | 0 | 0 | 0
Coal | 60.8 | 46.79 | 47.78 | 49.72 | 49.53 | 48.97
Geo | 0 | 0 | 0 | 0 | 0 | 0
H | 0 | 0 | 0 | 0 | 0 | 0
LFG | 0 | 0 | 0 | 0 | 0 | 0
Nuc | 0 | 0 | 0 | 0 | 0 | 0
PS | 0 | 0 | 0 | 0 | 0 | 0
PV | 0 | 0 | 0 | 0 | 0 | 0
PeakG | 0.01 | 0.04 | 0.07 | 0.07 | 0.07 | 0.07
PeakO | 0 | 0 | 0 | 0 | 0 | 0
ST | 0 | 0 | 0 | 0 | 0 | 0
STOG | 0.11 | 0.34 | 0.34 | 0.37 | 0.23 | 0.33
STWD | 0 | 0 | 0 | 0 | 0 | 0
WT | 0 | 0 | 0 | 0 | 0 | 0
IGCC | 0 | 0 | 0 | 0 | 0 | 0
DemandResponse | 0 | 0 | 0 | 0 | 0 | 0
IGCC-CCS | 0 | 0 | 0 | 0 | 0 | 0
WT_off | 0 | 0 | 0 | 0 | 0 | 0
PseudoUnit | 0 | 0 | 0 | 0 | 0 | 0
FixedInterchange | 0 | 0 | 0 | 0 | 0 | 0
CO2 Emissions (MMmetricTons): MISO_MO-IL
ReportingType | 2015 | 2020 | 2025 | 2030 | 2035 | 2040
BM | 0 | 0 | 0 | 0 | 0 | 0
CC | 1.07 | 1.83 | 1 | 1.03 | 0.85 | 0.55
CSP | 0 | 0 | 0 | 0 | 0 | 0
CT | 0 | 0 | 0 | 0 | 0 | 0
Coal | 98.17 | 82.45 | 89.24 | 93.74 | 99.25 | 99.72
Geo | 0 | 0 | 0 | 0 | 0 | 0
H | 0 | 0 | 0 | 0 | 0 | 0
LFG | 0 | 0 | 0 | 0 | 0 | 0
Nuc | 0 | 0 | 0 | 0 | 0 | 0
PS | 0 | 0 | 0 | 0 | 0 | 0
PV | 0 | 0 | 0 | 0 | 0 | 0
PeakG | 0.11 | 0.15 | 0.17 | 0.27 | 0.53 | 0.71
PeakO | 0 | 0 | 0 | 0 | 0 | 0
ST | 0 | 0 | 0 | 0 | 0 | 0
STOG | 0.04 | 0.07 | 0.04 | 0.05 | 0.04 | 0.04
STWD | 0 | 0 | 0 | 0 | 0 | 0
WT | 0 | 0 | 0 | 0 | 0 | 0
IGCC | 0 | 0 | 0 | 0 | 0 | 0
DemandResponse | 0 | 0 | 0 | 0 | 0 | 0
IGCC-CCS | 0 | 0 | 0 | 0 | 0 | 0
WT_off | 0 | 0 | 0 | 0 | 0 | 0
PseudoUnit | 0 | 0 | 0 | 0 | 0 | 0
FixedInterchange | 0 | 0 | 0 | 0 | 0 | 0
CO2 Emissions (MMmetricTons): MISO_W
ReportingType | 2015 | 2020 | 2025 | 2030 | 2035 | 2040
BM | 0 | 0 | 0 | 0 | 0 | 0
CC | 3.57 | 4 | 3.24 | 3.99 | 2.39 | 1.1
CSP | 0 | 0 | 0 | 0 | 0 | 0
CT | 0 | 0 | 0 | 0 | 0 | 0
Coal | 93.86 | 82.56 | 84.49 | 85.3 | 123.5 | 172.27
Geo | 0 | 0 | 0 | 0 | 0 | 0
H | 0 | 0 | 0 | 0 | 0 | 0
LFG | 0 | 0 | 0 | 0 | 0 | 0
Nuc | 0 | 0 | 0 | 0 | 0 | 0
PS | 0 | 0 | 0 | 0 | 0 | 0
PV | 0 | 0 | 0 | 0 | 0 | 0
PeakG | 0.13 | 0.26 | 0.52 | 0.74 | 0.71 | 0.24
PeakO | 0 | 0 | 0 | 0 | 0 | 0
ST | 0 | 0 | 0 | 0 | 0 | 0
STOG | 0.01 | 0.01 | 0.01 | 0.02 | 0.01 | 0
STWD | 0 | 0 | 0 | 0 | 0 | 0
WT | 0 | 0 | 0 | 0 | 0 | 0
IGCC | 0 | 0 | 0 | 0 | 0 | 0
DemandResponse | 0 | 0 | 0 | 0 | 0 | 0
IGCC-CCS | 0 | 0 | 0 | 0 | 0 | 0
WT_off | 0 | 0 | 0 | 0 | 0 | 0
PseudoUnit | 0 | 0 | 0 | 0 | 0 | 0
FixedInterchange | 0 | 0 | 0 | 0 | 0 | 0
CO2 Emissions (MMmetricTons): MISO_WUMS
ReportingType | 2015 | 2020 | 2025 | 2030 | 2035 | 2040
BM | 0 | 0 | 0 | 0 | 0 | 0
CC | 5.52 | 15.15 | 15.3 | 16.94 | 22.47 | 21.19
CSP | 0 | 0 | 0 | 0 | 0 | 0
CT | 0 | 0.17 | 0.22 | 0.26 | 0.35 | 0.7
Coal | 31.02 | 24.9 | 28.17 | 31.56 | 33.49 | 33.56
Geo | 0 | 0 | 0 | 0 | 0 | 0
H | 0 | 0 | 0 | 0 | 0 | 0
LFG | 0 | 0 | 0 | 0 | 0 | 0
Nuc | 0 | 0 | 0 | 0 | 0 | 0
PS | 0 | 0 | 0 | 0 | 0 | 0
PV | 0 | 0 | 0 | 0 | 0 | 0
PeakG | 0.02 | 0 | 0 | 0 | 0 | 0
PeakO | 0 | 0 | 0 | 0 | 0 | 0
ST | 0 | 0 | 0 | 0 | 0 | 0
STOG | 0 | 0 | 0 | 0 | 0 | 0
STWD | 0 | 0 | 0 | 0 | 0 | 0
WT | 0 | 0 | 0 | 0 | 0 | 0
IGCC | 0 | 0 | 0 | 0 | 0 | 0
DemandResponse | 0 | 0 | 0 | 0 | 0 | 0
IGCC-CCS | 0 | 0 | 0 | 0 | 0 | 0
WT_off | 0 | 0 | 0 | 0 | 0 | 0
PseudoUnit | 0 | 0 | 0 | 0 | 0 | 0
FixedInterchange | 0 | 0 | 0 | 0 | 0 | 0
CO2 Emissions (MMmetricTons): Nebraska
ReportingType | 2015 | 2020 | 2025 | 2030 | 2035 | 2040
BM | 0 | 0 | 0 | 0 | 0 | 0
CC | 0.22 | 0.19 | 1.1 | 1.07 | 0.67 | 0.48
CSP | 0 | 0 | 0 | 0 | 0 | 0
CT | 0 | 0 | 0 | 0 | 0 | 0
Coal | 32.1 | 32.07 | 32.07 | 32.17 | 54.73 | 58.19
Geo | 0 | 0 | 0 | 0 | 0 | 0
H | 0 | 0 | 0 | 0 | 0 | 0
LFG | 0 | 0 | 0 | 0 | 0 | 0
Nuc | 0 | 0 | 0 | 0 | 0 | 0
PS | 0 | 0 | 0 | 0 | 0 | 0
PV | 0 | 0 | 0 | 0 | 0 | 0
PeakG | 0.03 | 0.05 | 0.09 | 0.08 | 0.08 | 0.01
PeakO | 0 | 0 | 0 | 0 | 0 | 0
ST | 0 | 0 | 0 | 0 | 0 | 0
STOG | 0.03 | 0.05 | 0.07 | 0.07 | 0.03 | 0
STWD | 0 | 0 | 0 | 0 | 0 | 0
WT | 0 | 0 | 0 | 0 | 0 | 0
IGCC | 0 | 0 | 0 | 0 | 0 | 0
DemandResponse | 0 | 0 | 0 | 0 | 0 | 0
IGCC-CCS | 0 | 0 | 0 | 0 | 0 | 0
WT_off | 0 | 0 | 0 | 0 | 0 | 0
PseudoUnit | 0 | 0 | 0 | 0 | 0 | 0
FixedInterchange | 0 | 0 | 0 | 0 | 0 | 0
CO2 Emissions (MMmetricTons): NEISO
ReportingType | 2015 | 2020 | 2025 | 2030 | 2035 | 2040
BM | 0 | 0 | 0 | 0 | 0 | 0
CC | 17.31 | 17.67 | 19.8 | 22.68 | 29.66 | 34.24
CSP | 0 | 0 | 0 | 0 | 0 | 0
CT | 0 | 0 | 0.01 | 0.04 | 0.17 | 0.18
Coal | 0.01 | 0 | 0 | 0 | 0 | 0
Geo | 0 | 0 | 0 | 0 | 0 | 0
H | 0 | 0 | 0 | 0 | 0 | 0
LFG | 0 | 0 | 0 | 0 | 0 | 0
Nuc | 0 | 0 | 0 | 0 | 0 | 0
PS | 0 | 0 | 0 | 0 | 0 | 0
PV | 0 | 0 | 0 | 0 | 0 | 0
PeakG | 0 | 0.02 | 0.02 | 0.06 | 0.07 | 0.08
PeakO | 0 | 0 | 0 | 0 | 0 | 0
ST | 0 | 0 | 0 | 0 | 0 | 0
STOG | 0 | 0 | 0 | 0 | 0 | 0
STWD | 0 | 0 | 0 | 0 | 0 | 0
WT | 0 | 0 | 0 | 0 | 0 | 0
IGCC | 0 | 0 | 0 | 0 | 0 | 0
DemandResponse | 0 | 0 | 0 | 0 | 0 | 0
IGCC-CCS | 0 | 0 | 0 | 0 | 0 | 0
WT_off | 0 | 0 | 0 | 0 | 0 | 0
PseudoUnit | 0 | 0 | 0 | 0 | 0 | 0
FixedInterchange | 0 | 0 | 0 | 0 | 0 | 0
CO2 Emissions (MMmetricTons): NonRTO_Midwest
ReportingType | 2015 | 2020 | 2025 | 2030 | 2035 | 2040
BM | 0 | 0 | 0 | 0 | 0 | 0
CC | 0 | 0.54 | 1.49 | 3.41 | 5.34 | 7.44
CSP | 0 | 0 | 0 | 0 | 0 | 0
CT | 0 | 0.06 | 0.07 | 0.11 | 0.13 | 0.32
Coal | 59.4 | 62.37 | 64.89 | 67.13 | 68.42 | 68.97
Geo | 0 | 0 | 0 | 0 | 0 | 0
H | 0 | 0 | 0 | 0 | 0 | 0
LFG | 0 | 0 | 0 | 0 | 0 | 0
Nuc | 0 | 0 | 0 | 0 | 0 | 0
PS | 0 | 0 | 0 | 0 | 0 | 0
PV | 0 | 0 | 0 | 0 | 0 | 0
PeakG | 0.09 | 0.11 | 0.13 | 0.18 | 0.09 | 0.06
PeakO | 0 | 0 | 0 | 0 | 0 | 0
ST | 0 | 0 | 0 | 0 | 0 | 0
STOG | 0 | 0 | 0 | 0 | 0 | 0
STWD | 0 | 0 | 0 | 0 | 0 | 0
WT | 0 | 0 | 0 | 0 | 0 | 0
IGCC | 0 | 0 | 0 | 0 | 0 | 0
DemandResponse | 0 | 0 | 0 | 0 | 0 | 0
IGCC-CCS | 0 | 0 | 0 | 0 | 0 | 0
WT_off | 0 | 0 | 0 | 0 | 0 | 0
PseudoUnit | 0 | 0 | 0 | 0 | 0 | 0
FixedInterchange | 0 | 0 | 0 | 0 | 0 | 0
CO2 Emissions (MMmetricTons): NYISO_A-F
ReportingType | 2015 | 2020 | 2025 | 2030 | 2035 | 2040
BM | 0 | 0 | 0 | 0 | 0 | 0
CC | 2.74 | 5.52 | 6.61 | 5.27 | 5 | 8.57
CSP | 0 | 0 | 0 | 0 | 0 | 0
CT | 0 | 0 | 0 | 0 | 0 | 0
Coal | 0 | 0 | 0 | 0 | 0 | 0
Geo | 0 | 0 | 0 | 0 | 0 | 0
H | 0 | 0 | 0 | 0 | 0 | 0
LFG | 0 | 0 | 0 | 0 | 0 | 0
Nuc | 0 | 0 | 0 | 0 | 0 | 0
PS | 0 | 0 | 0 | 0 | 0 | 0
PV | 0 | 0 | 0 | 0 | 0 | 0
PeakG | 0 | 0 | 0 | 0 | 0.01 | 0
PeakO | 0 | 0 | 0 | 0 | 0 | 0
ST | 0 | 0 | 0 | 0 | 0 | 0
STOG | 0 | 0 | 0 | 0 | 0 | 0
STWD | 0 | 0 | 0 | 0 | 0 | 0
WT | 0 | 0 | 0 | 0 | 0 | 0
IGCC | 0 | 0 | 0 | 0 | 0 | 0
DemandResponse | 0 | 0 | 0 | 0 | 0 | 0
IGCC-CCS | 0 | 0 | 0 | 0 | 0 | 0
WT_off | 0 | 0 | 0 | 0 | 0 | 0
PseudoUnit | 0 | 0 | 0 | 0 | 0 | 0
FixedInterchange | 0 | 0 | 0 | 0 | 0 | 0
CO2 Emissions (MMmetricTons): NYISO_G-I
ReportingType | 2015 | 2020 | 2025 | 2030 | 2035 | 2040
BM | 0 | 0 | 0 | 0 | 0 | 0
CC | 2.7 | 3.89 | 8.63 | 14.14 | 22.51 | 27.26
CSP | 0 | 0 | 0 | 0 | 0 | 0
CT | 0 | 0 | 0 | 0 | 0 | 0
Coal | 0 | 0 | 0 | 0 | 0 | 0
Geo | 0 | 0 | 0 | 0 | 0 | 0
H | 0 | 0 | 0 | 0 | 0 | 0
LFG | 0 | 0 | 0 | 0 | 0 | 0
Nuc | 0 | 0 | 0 | 0 | 0 | 0
PS | 0 | 0 | 0 | 0 | 0 | 0
PV | 0 | 0 | 0 | 0 | 0 | 0
PeakG | 0 | 0 | 0 | 0 | 0 | 0
PeakO | 0 | 0 | 0 | 0 | 0 | 0
ST | 0 | 0 | 0 | 0 | 0 | 0
STOG | 0.01 | 0.06 | 0.06 | 0.06 | 0.11 | 0.11
STWD | 0 | 0 | 0 | 0 | 0 | 0
WT | 0 | 0 | 0 | 0 | 0 | 0
IGCC | 0 | 0 | 0 | 0 | 0 | 0
DemandResponse | 0 | 0 | 0 | 0 | 0 | 0
IGCC-CCS | 0 | 0 | 0 | 0 | 0 | 0
WT_off | 0 | 0 | 0 | 0 | 0 | 0
PseudoUnit | 0 | 0 | 0 | 0 | 0 | 0
FixedInterchange | 0 | 0 | 0 | 0 | 0 | 0
CO2 Emissions (MMmetricTons): NYISO_J-K
ReportingType | 2015 | 2020 | 2025 | 2030 | 2035 | 2040
BM | 0 | 0 | 0 | 0 | 0 | 0
CC | 9.77 | 12.87 | 12.34 | 14.48 | 16.99 | 21.28
CSP | 0 | 0 | 0 | 0 | 0 | 0
CT | 0 | 0.01 | 0.03 | 0.06 | 0.24 | 0.19
Coal | 0 | 0 | 0 | 0 | 0 | 0
Geo | 0 | 0 | 0 | 0 | 0 | 0
H | 0 | 0 | 0 | 0 | 0 | 0
LFG | 0 | 0 | 0 | 0 | 0 | 0
Nuc | 0 | 0 | 0 | 0 | 0 | 0
PS | 0 | 0 | 0 | 0 | 0 | 0
PV | 0 | 0 | 0 | 0 | 0 | 0
PeakG | 0.01 | 0.06 | 0.1 | 0.18 | 0.18 | 0.23
PeakO | 0 | 0 | 0 | 0 | 0 | 0
ST | 0 | 0 | 0 | 0 | 0 | 0
STOG | 0.82 | 1.79 | 2.34 | 3.25 | 3.59 | 3.48
STWD | 0 | 0 | 0 | 0 | 0 | 0
WT | 0 | 0 | 0 | 0 | 0 | 0
IGCC | 0 | 0 | 0 | 0 | 0 | 0
DemandResponse | 0 | 0 | 0 | 0 | 0 | 0
IGCC-CCS | 0 | 0 | 0 | 0 | 0 | 0
WT_off | 0 | 0 | 0 | 0 | 0 | 0
PseudoUnit | 0 | 0 | 0 | 0 | 0 | 0
FixedInterchange | 0 | 0 | 0 | 0 | 0 | 0
CO2 Emissions (MMmetricTons): PJM_E
ReportingType | 2015 | 2020 | 2025 | 2030 | 2035 | 2040
BM | 0 | 0 | 0 | 0 | 0 | 0
CC | 9.3 | 12.45 | 12.19 | 12.1 | 19.65 | 24.68
CSP | 0 | 0 | 0 | 0 | 0 | 0
CT | 0 | 0 | 0 | 0.05 | 0.7 | 0.59
Coal | 0.43 | 0.47 | 0.74 | 1.25 | 2.02 | 2.31
Geo | 0 | 0 | 0 | 0 | 0 | 0
H | 0 | 0 | 0 | 0 | 0 | 0
LFG | 0 | 0 | 0 | 0 | 0 | 0
Nuc | 0 | 0 | 0 | 0 | 0 | 0
PS | 0 | 0 | 0 | 0 | 0 | 0
PV | 0 | 0 | 0 | 0 | 0 | 0
PeakG | 0 | 0.06 | 0.28 | 0.29 | 0.54 | 0.38
PeakO | 0 | 0 | 0 | 0 | 0 | 0
ST | 0 | 0 | 0 | 0 | 0 | 0
STOG | 0.16 | 0.3 | 0.3 | 0.52 | 0.63 | 0.69
STWD | 0 | 0 | 0 | 0 | 0 | 0
WT | 0 | 0 | 0 | 0 | 0 | 0
IGCC | 0 | 0 | 0 | 0 | 0 | 0
DemandResponse | 0 | 0 | 0 | 0 | 0 | 0
IGCC-CCS | 0 | 0 | 0 | 0 | 0 | 0
WT_off | 0 | 0 | 0 | 0 | 0 | 0
PseudoUnit | 0 | 0 | 0 | 0 | 0 | 0
FixedInterchange | 0 | 0 | 0 | 0 | 0 | 0
CO2 Emissions (MMmetricTons): PJM_ROM
ReportingType | 2015 | 2020 | 2025 | 2030 | 2035 | 2040
BM | 0 | 0 | 0 | 0 | 0 | 0
CC | 6.28 | 8.17 | 7.32 | 8.07 | 25.66 | 75.03
CSP | 0 | 0 | 0 | 0 | 0 | 0
CT | 0 | 0 | 0 | 0 | 0 | 0
Coal | 45.92 | 52.13 | 53.33 | 56.65 | 56.65 | 56.65
Geo | 0 | 0 | 0 | 0 | 0 | 0
H | 0 | 0 | 0 | 0 | 0 | 0
LFG | 0 | 0 | 0 | 0 | 0 | 0
Nuc | 0 | 0 | 0 | 0 | 0 | 0
PS | 0 | 0 | 0 | 0 | 0 | 0
PV | 0 | 0 | 0 | 0 | 0 | 0
PeakG | 0 | 0.02 | 0.03 | 0.03 | 0.16 | 0.03
PeakO | 0 | 0 | 0 | 0 | 0 | 0
ST | 0 | 0 | 0 | 0 | 0 | 0
STOG | 0.35 | 0.76 | 0.77 | 0.8 | 0.84 | 0.8
STWD | 0 | 0 | 0 | 0 | 0 | 0
WT | 0 | 0 | 0 | 0 | 0 | 0
IGCC | 0 | 0 | 0 | 0 | 0 | 0
DemandResponse | 0 | 0 | 0 | 0 | 0 | 0
IGCC-CCS | 0 | 0 | 0 | 0 | 0 | 0
WT_off | 0 | 0 | 0 | 0 | 0 | 0
PseudoUnit | 0 | 0 | 0 | 0 | 0 | 0
FixedInterchange | 0 | 0 | 0 | 0 | 0 | 0
CO2 Emissions (MMmetricTons): PJM_ROR
ReportingType | 2015 | 2020 | 2025 | 2030 | 2035 | 2040
BM | 0 | 0 | 0 | 0 | 0 | 0
CC | 25.41 | 39.14 | 54.1 | 73.38 | 100.42 | 86.04
CSP | 0 | 0 | 0 | 0 | 0 | 0
CT | 0 | 0 | 0 | 0.09 | 0.16 | 0.56
Coal | 333.52 | 290.44 | 303.41 | 308.95 | 313.01 | 316.14
Geo | 0 | 0 | 0 | 0 | 0 | 0
H | 0 | 0 | 0 | 0 | 0 | 0
LFG | 0 | 0 | 0 | 0 | 0 | 0
Nuc | 0 | 0 | 0 | 0 | 0 | 0
PS | 0 | 0 | 0 | 0 | 0 | 0
PV | 0 | 0 | 0 | 0 | 0 | 0
PeakG | 0.56 | 0.69 | 0.74 | 0.7 | 0.46 | 0.67
PeakO | 0 | 0 | 0 | 0 | 0 | 0
ST | 0 | 0 | 0 | 0 | 0 | 0
STOG | 0.44 | 0.47 | 0.49 | 0.47 | 0.47 | 0.49
STWD | 0 | 0 | 0 | 0 | 0 | 0
WT | 0 | 0 | 0 | 0 | 0 | 0
IGCC | 0 | 0 | 0 | 0 | 0 | 0
DemandResponse | 0 | 0 | 0 | 0 | 0 | 0
IGCC-CCS | 0 | 0 | 0 | 0 | 0 | 0
WT_off | 0 | 0 | 0 | 0 | 0 | 0
PseudoUnit | 0 | 0 | 0 | 0 | 0 | 0
FixedInterchange | 0 | 0 | 0 | 0 | 0 | 0
CO2 Emissions (MMmetricTons): SOCO
ReportingType | 2015 | 2020 | 2025 | 2030 | 2035 | 2040
BM | 0 | 0 | 0 | 0 | 0 | 0
CC | 44.49 | 49.25 | 52.26 | 63.72 | 73.63 | 65.5
CSP | 0 | 0 | 0 | 0 | 0 | 0
CT | 0 | 0 | 0 | 0 | 0 | 0
Coal | 100.48 | 103.83 | 119.69 | 120.05 | 124.64 | 204.36
Geo | 0 | 0 | 0 | 0 | 0 | 0
H | 0 | 0 | 0 | 0 | 0 | 0
LFG | 0 | 0 | 0 | 0 | 0 | 0
Nuc | 0 | 0 | 0 | 0 | 0 | 0
PS | 0 | 0 | 0 | 0 | 0 | 0
PV | 0 | 0 | 0 | 0 | 0 | 0
PeakG | 0.38 | 0.76 | 1.39 | 1.32 | 1.11 | 0.89
PeakO | 0 | 0 | 0 | 0 | 0 | 0
ST | 0 | 0 | 0 | 0 | 0 | 0
STOG | 0 | 0 | 0 | 0 | 0 | 0
STWD | 0 | 0 | 0 | 0 | 0 | 0
WT | 0 | 0 | 0 | 0 | 0 | 0
IGCC | 0 | 0 | 0 | 0 | 0 | 0
DemandResponse | 0 | 0 | 0 | 0 | 0 | 0
IGCC-CCS | 0 | 0 | 0 | 0 | 0 | 0
WT_off | 0 | 0 | 0 | 0 | 0 | 0
PseudoUnit | 0 | 0 | 0 | 0 | 0 | 0
FixedInterchange | 0 | 0 | 0 | 0 | 0 | 0
CO2 Emissions (MMmetricTons): SPP_N
ReportingType | 2015 | 2020 | 2025 | 2030 | 2035 | 2040
BM | 0 | 0 | 0 | 0 | 0 | 0
CC | 3.17 | 7.88 | 8.92 | 13.48 | 8.98 | 6.37
CSP | 0 | 0 | 0 | 0 | 0 | 0
CT | 0 | 0 | 0 | 0.38 | 0.67 | 0.33
Coal | 62.42 | 61.95 | 62.41 | 62.41 | 62.41 | 97.44
Geo | 0 | 0 | 0 | 0 | 0 | 0
H | 0 | 0 | 0 | 0 | 0 | 0
LFG | 0 | 0 | 0 | 0 | 0 | 0
Nuc | 0 | 0 | 0 | 0 | 0 | 0
PS | 0 | 0 | 0 | 0 | 0 | 0
PV | 0 | 0 | 0 | 0 | 0 | 0
PeakG | 0.05 | 0.07 | 0.22 | 0.12 | 0.1 | 0.02
PeakO | 0 | 0 | 0 | 0 | 0 | 0
ST | 0 | 0 | 0 | 0 | 0 | 0
STOG | 0.2 | 0.39 | 0.41 | 0.41 | 0.67 | 0.4
STWD | 0 | 0 | 0 | 0 | 0 | 0
WT | 0 | 0 | 0 | 0 | 0 | 0
IGCC | 0 | 0 | 0 | 0 | 0 | 0
DemandResponse | 0 | 0 | 0 | 0 | 0 | 0
IGCC-CCS | 0 | 0 | 0 | 0 | 0 | 0
WT_off | 0 | 0 | 0 | 0 | 0 | 0
PseudoUnit | 0 | 0 | 0 | 0 | 0 | 0
FixedInterchange | 0 | 0 | 0 | 0 | 0 | 0
CO2 Emissions (MMmetricTons): SPP_S
ReportingType | 2015 | 2020 | 2025 | 2030 | 2035 | 2040
BM | 0 | 0 | 0 | 0 | 0 | 0
CC | 19.07 | 24.46 | 27.27 | 31.14 | 17.42 | 16.53
CSP | 0 | 0 | 0 | 0 | 0 | 0
CT | 0 | 0 | 0 | 0.04 | 0 | 0.01
Coal | 85.21 | 79.1 | 87.69 | 90.67 | 91.53 | 91.7
Geo | 0 | 0 | 0 | 0 | 0 | 0
H | 0 | 0 | 0 | 0 | 0 | 0
LFG | 0 | 0 | 0 | 0 | 0 | 0
Nuc | 0 | 0 | 0 | 0 | 0 | 0
PS | 0 | 0 | 0 | 0 | 0 | 0
PV | 0 | 0 | 0 | 0 | 0 | 0
PeakG | 0 | 0 | 0 | 0.01 | 0 | 0
PeakO | 0 | 0 | 0 | 0 | 0 | 0
ST | 0 | 0 | 0 | 0 | 0 | 0
STOG | 1.61 | 1.88 | 1.96 | 2.46 | 0.94 | 1.43
STWD | 0 | 0 | 0 | 0 | 0 | 0
WT | 0 | 0 | 0 | 0 | 0 | 0
IGCC | 0 | 0 | 0 | 0 | 0 | 0
DemandResponse | 0 | 0 | 0 | 0 | 0 | 0
IGCC-CCS | 0 | 0 | 0 | 0 | 0 | 0
WT_off | 0 | 0 | 0 | 0 | 0 | 0
PseudoUnit | 0 | 0 | 0 | 0 | 0 | 0
FixedInterchange | 0 | 0 | 0 | 0 | 0 | 0
CO2 Emissions (MMmetricTons): TVA
ReportingType | 2015 | 2020 | 2025 | 2030 | 2035 | 2040
BM | 0 | 0 | 0 | 0 | 0 | 0
CC | 6.66 | 9.78 | 14.16 | 21.14 | 22.74 | 17.9
CSP | 0 | 0 | 0 | 0 | 0 | 0
CT | 0.01 | 0.25 | 0.33 | 0.35 | 0.53 | 0.6
Coal | 89.07 | 76.29 | 77.81 | 78.61 | 101.81 | 141.04
Geo | 0 | 0 | 0 | 0 | 0 | 0
H | 0 | 0 | 0 | 0 | 0 | 0
LFG | 0 | 0 | 0 | 0 | 0 | 0
Nuc | 0 | 0 | 0 | 0 | 0 | 0
PS | 0 | 0 | 0 | 0 | 0 | 0
PV | 0 | 0 | 0 | 0 | 0 | 0
PeakG | 0 | 0 | 0.03 | 0.03 | 0.03 | 0.02
PeakO | 0 | 0 | 0 | 0 | 0 | 0
ST | 0 | 0 | 0 | 0 | 0 | 0
STOG | 0 | 0 | 0 | 0 | 0 | 0
STWD | 0 | 0 | 0 | 0 | 0 | 0
WT | 0 | 0 | 0 | 0 | 0 | 0
IGCC | 0 | 0 | 0 | 0 | 0 | 0
DemandResponse | 0 | 0 | 0 | 0 | 0 | 0
IGCC-CCS | 0 | 0 | 0 | 0 | 0 | 0
WT_off | 0 | 0 | 0 | 0 | 0 | 0
PseudoUnit | 0 | 0 | 0 | 0 | 0 | 0
FixedInterchange | 0 | 0 | 0 | 0 | 0 | 0
CO2 Emissions (MMmetricTons): TVA_Transmission
ReportingType | 2015 | 2020 | 2025 | 2030 | 2035 | 2040
BM | 0 | 0 | 0 | 0 | 0 | 0
CC | 0 | 0 | 0 | 0 | 0 | 0
CSP | 0 | 0 | 0 | 0 | 0 | 0
CT | 0 | 0 | 0 | 0 | 0 | 0
Coal | 0 | 0 | 0 | 0 | 0 | 0
Geo | 0 | 0 | 0 | 0 | 0 | 0
H | 0 | 0 | 0 | 0 | 0 | 0
LFG | 0 | 0 | 0 | 0 | 0 | 0
Nuc | 0 | 0 | 0 | 0 | 0 | 0
PS | 0 | 0 | 0 | 0 | 0 | 0
PV | 0 | 0 | 0 | 0 | 0 | 0
PeakG | 0 | 0 | 0 | 0 | 0 | 0
PeakO | 0 | 0 | 0 | 0 | 0 | 0
ST | 0 | 0 | 0 | 0 | 0 | 0
STOG | 0 | 0 | 0 | 0 | 0 | 0
STWD | 0 | 0 | 0 | 0 | 0 | 0
WT | 0 | 0 | 0 | 0 | 0 | 0
IGCC | 0 | 0 | 0 | 0 | 0 | 0
DemandResponse | 0 | 0 | 0 | 0 | 0 | 0
IGCC-CCS | 0 | 0 | 0 | 0 | 0 | 0
WT_off | 0 | 0 | 0 | 0 | 0 | 0
PseudoUnit | 0 | 0 | 0 | 0 | 0 | 0
FixedInterchange | 0 | 0 | 0 | 0 | 0 | 0
CO2 Emissions (MMmetricTons): VACAR
ReportingType | 2015 | 2020 | 2025 | 2030 | 2035 | 2040
BM | 0 | 0 | 0 | 0 | 0 | 0
CC | 20.22 | 22.11 | 20.6 | 23.12 | 42.99 | 64.12
CSP | 0 | 0 | 0 | 0 | 0 | 0
CT | 0.04 | 0.12 | 0.16 | 0.39 | 0.66 | 0.52
Coal | 72.71 | 66.19 | 83.3 | 94.74 | 101.82 | 103.2
Geo | 0 | 0 | 0 | 0 | 0 | 0
H | 0 | 0 | 0 | 0 | 0 | 0
LFG | 0 | 0 | 0 | 0 | 0 | 0
Nuc | 0 | 0 | 0 | 0 | 0 | 0
PS | 0 | 0 | 0 | 0 | 0 | 0
PV | 0 | 0 | 0 | 0 | 0 | 0
PeakG | 0.06 | 0.11 | 0.19 | 0.19 | 0.17 | 0.15
PeakO | 0 | 0 | 0 | 0 | 0 | 0
ST | 0 | 0 | 0 | 0 | 0 | 0
STOG | 0 | 0 | 0 | 0 | 0 | 0
STWD | 0 | 0 | 0 | 0 | 0 | 0
WT | 0 | 0 | 0 | 0 | 0 | 0
IGCC | 0 | 0 | 0 | 0 | 0 | 0
DemandResponse | 0 | 0 | 0 | 0 | 0 | 0
IGCC-CCS | 0 | 0 | 0 | 0 | 0 | 0
WT_off | 0 | 0 | 0 | 0 | 0 | 0
PseudoUnit | 0 | 0 | 0 | 0 | 0 | 0
FixedInterchange | 0 | 0 | 0 | 0 | 0 | 0
CO2 Emissions (MMmetricTons): IESO
ReportingType | 2015 | 2020 | 2025 | 2030 | 2035 | 2040
BM | 0 | 0 | 0 | 0 | 0 | 0
CC | 0.38 | 0.89 | 2.23 | 5.34 | 15.42 | 25.47
CSP | 0 | 0 | 0 | 0 | 0 | 0
CT | 0 | 0 | 0 | 0.01 | 0.02 | 0.03
Coal | 0 | 0 | 0 | 0 | 0 | 0
Geo | 0 | 0 | 0 | 0 | 0 | 0
H | 0 | 0 | 0 | 0 | 0 | 0
LFG | 0 | 0 | 0 | 0 | 0 | 0
Nuc | 0 | 0 | 0 | 0 | 0 | 0
PS | 0 | 0 | 0 | 0 | 0 | 0
PV | 0 | 0 | 0 | 0 | 0 | 0
PeakG | 0 | 0 | 0 | 0.01 | 0 | 0.01
PeakO | 0 | 0 | 0 | 0 | 0 | 0
ST | 0 | 0 | 0 | 0 | 0 | 0
STOG | 0 | 0 | 0 | 0 | 0 | 0
STWD | 0 | 0 | 0 | 0 | 0 | 0
WT | 0 | 0 | 0 | 0 | 0 | 0
IGCC | 0 | 0 | 0 | 0 | 0 | 0
DemandResponse | 0 | 0 | 0 | 0 | 0 | 0
IGCC-CCS | 0 | 0 | 0 | 0 | 0 | 0
WT_off | 0 | 0 | 0 | 0 | 0 | 0
PseudoUnit | 0 | 0 | 0 | 0 | 0 | 0
FixedInterchange | 0 | 0 | 0 | 0 | 0 | 0
CO2 Emissions (MMmetricTons): MAPP_CA
ReportingType | 2015 | 2020 | 2025 | 2030 | 2035 | 2040
BM | 0 | 0 | 0 | 0 | 0 | 0
CC | 2.92 | 5.65 | 5.74 | 5.75 | 5.24 | 3.65
CSP | 0 | 0 | 0 | 0 | 0 | 0
CT | 0 | 0 | 0 | 0 | 0 | 0
Coal | 0.17 | 0.48 | 1.18 | 3.99 | 5.78 | 7.78
Geo | 0 | 0 | 0 | 0 | 0 | 0
H | 0 | 0 | 0 | 0 | 0 | 0
LFG | 0 | 0 | 0 | 0 | 0 | 0
Nuc | 0 | 0 | 0 | 0 | 0 | 0
PS | 0 | 0 | 0 | 0 | 0 | 0
PV | 0 | 0 | 0 | 0 | 0 | 0
PeakG | 0 | 0 | 0 | 0 | 0 | 0
PeakO | 0 | 0 | 0 | 0 | 0 | 0
ST | 0 | 0 | 0 | 0 | 0 | 0
STOG | 0 | 0 | 0 | 0 | 0 | 0
STWD | 0 | 0 | 0 | 0 | 0 | 0
WT | 0 | 0 | 0 | 0 | 0 | 0
IGCC | 0 | 0 | 0 | 0 | 0 | 0
DemandResponse | 0 | 0 | 0 | 0 | 0 | 0
IGCC-CCS | 0 | 0 | 0 | 0 | 0 | 0
WT_off | 0 | 0 | 0 | 0 | 0 | 0
PseudoUnit | 0 | 0 | 0 | 0 | 0 | 0
FixedInterchange | 0 | 0 | 0 | 0 | 0 | 0
CO2 Emissions (MMmetricTons): AZ_NM_SNV_Coal
ReportingType | 2015 | 2020 | 2025 | 2030 | 2035 | 2040
BM | 0 | 0 | 0 | 0 | 0 | 0
CC | 0 | 0 | 0 | 0 | 0 | 0
CSP | 0 | 0 | 0 | 0 | 0 | 0
CT | 0 | 0 | 0 | 0 | 0 | 0
Coal | 71.62 | 73.03 | 73.03 | 73.03 | 73.03 | 73.03
Geo | 0 | 0 | 0 | 0 | 0 | 0
H | 0 | 0 | 0 | 0 | 0 | 0
LFG | 0 | 0 | 0 | 0 | 0 | 0
Nuc | 0 | 0 | 0 | 0 | 0 | 0
PS | 0 | 0 | 0 | 0 | 0 | 0
PV | 0 | 0 | 0 | 0 | 0 | 0
PeakG | 0 | 0 | 0 | 0 | 0 | 0
PeakO | 0 | 0 | 0 | 0 | 0 | 0
ST | 0 | 0 | 0 | 0 | 0 | 0
STOG | 0 | 0 | 0 | 0 | 0 | 0
STWD | 0 | 0 | 0 | 0 | 0 | 0
WT | 0 | 0 | 0 | 0 | 0 | 0
IGCC | 0 | 0 | 0 | 0 | 0 | 0
DemandResponse | 0 | 0 | 0 | 0 | 0 | 0
IGCC-CCS | 0 | 0 | 0 | 0 | 0 | 0
WT_off | 0 | 0 | 0 | 0 | 0 | 0
PseudoUnit | 0 | 0 | 0 | 0 | 0 | 0
FixedInterchange | 0 | 0 | 0 | 0 | 0 | 0
CO2 Emissions (MMmetricTons): AZ_NM_SNV_Gas
ReportingType | 2015 | 2020 | 2025 | 2030 | 2035 | 2040
BM | 0 | 0 | 0 | 0 | 0 | 0
CC | 39.85 | 48.46 | 53.41 | 68.48 | 88.31 | 81.88
CSP | 0 | 0 | 0 | 0 | 0 | 0
CT | 0 | 0 | 0.16 | 0.28 | 0.16 | 0.23
Coal | 0 | 0 | 0 | 0 | 0 | 0
Geo | 0 | 0 | 0 | 0 | 0 | 0
H | 0 | 0 | 0 | 0 | 0 | 0
LFG | 0 | 0 | 0 | 0 | 0 | 0
Nuc | 0 | 0 | 0 | 0 | 0 | 0
PS | 0 | 0 | 0 | 0 | 0 | 0
PV | 0 | 0 | 0 | 0 | 0 | 0
PeakG | 0 | 0 | 0.61 | 0.94 | 0.71 | 0.71
PeakO | 0 | 0 | 0 | 0 | 0 | 0
ST | 0 | 0 | 0 | 0 | 0 | 0
STOG | 0 | 0 | 0 | 0 | 0 | 0
STWD | 0 | 0 | 0 | 0 | 0 | 0
WT | 0 | 0 | 0 | 0 | 0 | 0
IGCC | 0 | 0 | 0 | 0 | 0 | 0
DemandResponse | 0 | 0 | 0 | 0 | 0 | 0
IGCC-CCS | 0 | 0 | 0 | 0 | 0 | 0
WT_off | 0 | 0 | 0 | 0 | 0 | 0
PseudoUnit | 0 | 0 | 0 | 0 | 0 | 0
FixedInterchange | 0 | 0 | 0 | 0 | 0 | 0
CO2 Emissions (MMmetricTons): AZ_NM_SNV_NucRenew
ReportingType | 2015 | 2020 | 2025 | 2030 | 2035 | 2040
BM | 0 | 0 | 0 | 0 | 0 | 0
CC | 0 | 0 | 0 | 0 | 0 | 0
CSP | 0 | 0 | 0 | 0 | 0 | 0
CT | 0 | 0 | 0 | 0 | 0 | 0
Coal | 0 | 0 | 0 | 0 | 0 | 0
Geo | 0 | 0 | 0 | 0 | 0 | 0
H | 0 | 0 | 0 | 0 | 0 | 0
LFG | 0 | 0 | 0 | 0 | 0 | 0
Nuc | 0 | 0 | 0 | 0 | 0 | 0
PS | 0 | 0 | 0 | 0 | 0 | 0
PV | 0 | 0 | 0 | 0 | 0 | 0
PeakG | 0 | 0 | 0 | 0 | 0 | 0
PeakO | 0 | 0 | 0 | 0 | 0 | 0
ST | 0 | 0 | 0 | 0 | 0 | 0
STOG | 0 | 0 | 0 | 0 | 0 | 0
STWD | 0 | 0 | 0 | 0 | 0 | 0
WT | 0 | 0 | 0 | 0 | 0 | 0
IGCC | 0 | 0 | 0 | 0 | 0 | 0
DemandResponse | 0 | 0 | 0 | 0 | 0 | 0
IGCC-CCS | 0 | 0 | 0 | 0 | 0 | 0
WT_off | 0 | 0 | 0 | 0 | 0 | 0
PseudoUnit | 0 | 0 | 0 | 0 | 0 | 0
FixedInterchange | 0 | 0 | 0 | 0 | 0 | 0
CO2 Emissions (MMmetricTons): ERCOT
ReportingType | 2015 | 2020 | 2025 | 2030 | 2035 | 2040
BM | 0 | 0 | 0 | 0 | 0 | 0
CC | 62.04 | 73.09 | 78.56 | 90.43 | 104.77 | 121.06
CSP | 0 | 0 | 0 | 0 | 0 | 0
CT | 0 | 0 | 0 | 0 | 0 | 0
Coal | 114.39 | 127.76 | 143.25 | 143.25 | 143.25 | 143.25
Geo | 0 | 0 | 0 | 0 | 0 | 0
H | 0 | 0 | 0 | 0 | 0 | 0
LFG | 0 | 0 | 0 | 0 | 0 | 0
Nuc | 0 | 0 | 0 | 0 | 0 | 0
PS | 0 | 0 | 0 | 0 | 0 | 0
PV | 0 | 0 | 0 | 0 | 0 | 0
PeakG | 0 | 0 | 0.06 | 0.06 | 0.04 | 0.04
PeakO | 0 | 0 | 0 | 0 | 0 | 0
ST | 0 | 0 | 0 | 0 | 0 | 0
STOG | 3.18 | 3.61 | 4.78 | 4.09 | 3.56 | 3.1
STWD | 0 | 0 | 0 | 0 | 0 | 0
WT | 0 | 0 | 0 | 0 | 0 | 0
IGCC | 0 | 0 | 0 | 0 | 0 | 0
DemandResponse | 0 | 0 | 0 | 0 | 0 | 0
IGCC-CCS | 0 | 0 | 0 | 0 | 0 | 0
WT_off | 0 | 0 | 0 | 0 | 0 | 0
PseudoUnit | 0 | 0 | 0 | 0 | 0 | 0
FixedInterchange | 0 | 0 | 0 | 0 | 0 | 0
CO2 Emissions (MMmetricTons): NP15
ReportingType | 2015 | 2020 | 2025 | 2030 | 2035 | 2040
BM | 0 | 0 | 0 | 0 | 0 | 0
CC | 14.92 | 14.73 | 16.76 | 8.41 | 3.23 | 1.6
CSP | 0 | 0 | 0 | 0 | 0 | 0
CT | 0 | 0 | 0 | 0.03 | 0 | 0
Coal | 0.24 | 0.24 | 0.24 | 0.24 | 0.01 | 0
Geo | 0 | 0 | 0 | 0 | 0 | 0
H | 0 | 0 | 0 | 0 | 0 | 0
LFG | 0 | 0 | 0 | 0 | 0 | 0
Nuc | 0 | 0 | 0 | 0 | 0 | 0
PS | 0 | 0 | 0 | 0 | 0 | 0
PV | 0 | 0 | 0 | 0 | 0 | 0
PeakG | 0 | 0 | 0.01 | 0.05 | 0.01 | 0.03
PeakO | 0 | 0 | 0 | 0 | 0 | 0
ST | 0 | 0 | 0 | 0 | 0 | 0
STOG | 0.11 | 0.13 | 0.48 | 0.73 | 0.05 | 0.1
STWD | 0 | 0 | 0 | 0 | 0 | 0
WT | 0 | 0 | 0 | 0 | 0 | 0
IGCC | 0 | 0 | 0 | 0 | 0 | 0
DemandResponse | 0 | 0 | 0 | 0 | 0 | 0
IGCC-CCS | 0 | 0 | 0 | 0 | 0 | 0
WT_off | 0 | 0 | 0 | 0 | 0 | 0
PseudoUnit | 0 | 0 | 0 | 0 | 0 | 0
FixedInterchange | 0 | 0 | 0 | 0 | 0 | 0
CO2 Emissions (MMmetricTons): NWPP_Coal
ReportingType | 2015 | 2020 | 2025 | 2030 | 2035 | 2040
BM | 0 | 0 | 0 | 0 | 0 | 0
CC | 0 | 0 | 0 | 0 | 0 | 0
CSP | 0 | 0 | 0 | 0 | 0 | 0
CT | 0 | 0 | 0 | 0 | 0 | 0
Coal | 98.77 | 98.95 | 98.95 | 98.95 | 98.5 | 98.31
Geo | 0 | 0 | 0 | 0 | 0 | 0
H | 0 | 0 | 0 | 0 | 0 | 0
LFG | 0 | 0 | 0 | 0 | 0 | 0
Nuc | 0 | 0 | 0 | 0 | 0 | 0
PS | 0 | 0 | 0 | 0 | 0 | 0
PV | 0 | 0 | 0 | 0 | 0 | 0
PeakG | 0 | 0 | 0 | 0 | 0 | 0
PeakO | 0 | 0 | 0 | 0 | 0 | 0
ST | 0 | 0 | 0 | 0 | 0 | 0
STOG | 0 | 0 | 0 | 0 | 0 | 0
STWD | 0 | 0 | 0 | 0 | 0 | 0
WT | 0 | 0 | 0 | 0 | 0 | 0
IGCC | 0 | 0 | 0 | 0 | 0 | 0
DemandResponse | 0 | 0 | 0 | 0 | 0 | 0
IGCC-CCS | 0 | 0 | 0 | 0 | 0 | 0
WT_off | 0 | 0 | 0 | 0 | 0 | 0
PseudoUnit | 0 | 0 | 0 | 0 | 0 | 0
FixedInterchange | 0 | 0 | 0 | 0 | 0 | 0
CO2 Emissions (MMmetricTons): NWPP_Gas
ReportingType | 2015 | 2020 | 2025 | 2030 | 2035 | 2040
BM | 0 | 0 | 0 | 0 | 0 | 0
CC | 20.01 | 21.02 | 32.94 | 54.95 | 55.95 | 68.25
CSP | 0 | 0 | 0 | 0 | 0 | 0
CT | 0 | 0 | 0 | 0 | 0 | 0
Coal | 0 | 0 | 0 | 0 | 0 | 13.32
Geo | 0 | 0 | 0 | 0 | 0 | 0
H | 0 | 0 | 0 | 0 | 0 | 0
LFG | 0 | 0 | 0 | 0 | 0 | 0
Nuc | 0 | 0 | 0 | 0 | 0 | 0
PS | 0 | 0 | 0 | 0 | 0 | 0
PV | 0 | 0 | 0 | 0 | 0 | 0
PeakG | 0 | 0 | 0 | 0 | 0 | 0
PeakO | 0 | 0 | 0 | 0 | 0 | 0
ST | 0 | 0 | 0 | 0 | 0 | 0
STOG | 0 | 0 | 0 | 0 | 0 | 0
STWD | 0 | 0 | 0 | 0 | 0 | 0
WT | 0 | 0 | 0 | 0 | 0 | 0
IGCC | 0 | 0 | 0 | 0 | 0 | 0
DemandResponse | 0 | 0 | 0 | 0 | 0 | 0
IGCC-CCS | 0 | 0 | 0 | 0 | 0 | 0
WT_off | 0 | 0 | 0 | 0 | 0 | 0
PseudoUnit | 0 | 0 | 0 | 0 | 0 | 0
FixedInterchange | 0 | 0 | 0 | 0 | 0 | 0
CO2 Emissions (MMmetricTons): NWPP_NucRenew
ReportingType | 2015 | 2020 | 2025 | 2030 | 2035 | 2040
BM | 0 | 0 | 0 | 0 | 0 | 0
CC | 0 | 0 | 0 | 0 | 0 | 0
CSP | 0 | 0 | 0 | 0 | 0 | 0
CT | 0 | 0 | 0 | 0 | 0 | 0
Coal | 0 | 0 | 0 | 0 | 0 | 0
Geo | 0 | 0 | 0 | 0 | 0 | 0
H | 0 | 0 | 0 | 0 | 0 | 0
LFG | 0 | 0 | 0 | 0 | 0 | 0
Nuc | 0 | 0 | 0 | 0 | 0 | 0
PS | 0 | 0 | 0 | 0 | 0 | 0
PV | 0 | 0 | 0 | 0 | 0 | 0
PeakG | 0 | 0 | 0 | 0 | 0 | 0
PeakO | 0 | 0 | 0 | 0 | 0 | 0
ST | 0 | 0 | 0 | 0 | 0 | 0
STOG | 0 | 0 | 0 | 0 | 0 | 0
STWD | 0 | 0 | 0 | 0 | 0 | 0
WT | 0 | 0 | 0 | 0 | 0 | 0
IGCC | 0 | 0 | 0 | 0 | 0 | 0
DemandResponse | 0 | 0 | 0 | 0 | 0 | 0
IGCC-CCS | 0 | 0 | 0 | 0 | 0 | 0
WT_off | 0 | 0 | 0 | 0 | 0 | 0
PseudoUnit | 0 | 0 | 0 | 0 | 0 | 0
FixedInterchange | 0 | 0 | 0 | 0 | 0 | 0
CO2 Emissions (MMmetricTons): RMPA
ReportingType | 2015 | 2020 | 2025 | 2030 | 2035 | 2040
BM | 0 | 0 | 0 | 0 | 0 | 0
CC | 3.51 | 2.58 | 1.38 | 0.99 | 0.81 | 0.61
CSP | 0 | 0 | 0 | 0 | 0 | 0
CT | 0 | 0 | 0 | 0 | 0 | 0
Coal | 55.62 | 60.99 | 58.2 | 71.28 | 85.51 | 99.29
Geo | 0 | 0 | 0 | 0 | 0 | 0
H | 0 | 0 | 0 | 0 | 0 | 0
LFG | 0 | 0 | 0 | 0 | 0 | 0
Nuc | 0 | 0 | 0 | 0 | 0 | 0
PS | 0 | 0 | 0 | 0 | 0 | 0
PV | 0 | 0 | 0 | 0 | 0 | 0
PeakG | 0.01 | 0 | 0.01 | 0.03 | 0.05 | 0.05
PeakO | 0 | 0 | 0 | 0 | 0 | 0
ST | 0 | 0 | 0 | 0 | 0 | 0
STOG | 0 | 0 | 0 | 0 | 0 | 0
STWD | 0 | 0 | 0 | 0 | 0 | 0
WT | 0 | 0 | 0 | 0 | 0 | 0
IGCC | 0 | 0 | 0 | 0 | 0 | 0
DemandResponse | 0 | 0 | 0 | 0 | 0 | 0
IGCC-CCS | 0 | 0 | 0 | 0 | 0 | 0
WT_off | 0 | 0 | 0 | 0 | 0 | 0
PseudoUnit | 0 | 0 | 0 | 0 | 0 | 0
FixedInterchange | 0 | 0 | 0 | 0 | 0 | 0
CO2 Emissions (MMmetricTons): SP15
ReportingType | 2015 | 2020 | 2025 | 2030 | 2035 | 2040
BM | 0 | 0 | 0 | 0 | 0 | 0
CC | 18.78 | 11.18 | 14.72 | 8.37 | 5.35 | 4.48
CSP | 0 | 0 | 0 | 0 | 0 | 0
CT | 0 | 0 | 0 | 0 | 0.01 | 0.01
Coal | 0.81 | 0.81 | 0.81 | 0.5 | 0.18 | 0
Geo | 0 | 0 | 0 | 0 | 0 | 0
H | 0 | 0 | 0 | 0 | 0 | 0
LFG | 0 | 0 | 0 | 0 | 0 | 0
Nuc | 0 | 0 | 0 | 0 | 0 | 0
PS | 0 | 0 | 0 | 0 | 0 | 0
PV | 0 | 0 | 0 | 0 | 0 | 0
PeakG | 0 | 0 | 0.01 | 0.03 | 0.04 | 0.06
PeakO | 0 | 0 | 0 | 0 | 0 | 0
ST | 0 | 0 | 0 | 0 | 0 | 0
STOG | 0.3 | 0.53 | 0.59 | 0.8 | 0.74 | 0.92
STWD | 0 | 0 | 0 | 0 | 0 | 0
WT | 0 | 0 | 0 | 0 | 0 | 0
IGCC | 0 | 0 | 0 | 0 | 0 | 0
DemandResponse | 0 | 0 | 0 | 0 | 0 | 0
IGCC-CCS | 0 | 0 | 0 | 0 | 0 | 0
WT_off | 0 | 0 | 0 | 0 | 0 | 0
PseudoUnit | 0 | 0 | 0 | 0 | 0 | 0
FixedInterchange | 0 | 0 | 0 | 0 | 0 | 0
CO2 Emissions (MMmetricTons): ALB
ReportingType | 2015 | 2020 | 2025 | 2030 | 2035 | 2040
BM | 0 | 0 | 0 | 0 | 0 | 0
CC | 7.95 | 11.25 | 14.46 | 18.7 | 23.25 | 21.73
CSP | 0 | 0 | 0 | 0 | 0 | 0
CT | 0 | 0 | 0 | 0 | 0 | 0
Coal | 45.36 | 45.36 | 45.36 | 45.36 | 45.36 | 45.36
Geo | 0 | 0 | 0 | 0 | 0 | 0
H | 0 | 0 | 0 | 0 | 0 | 0
LFG | 0 | 0 | 0 | 0 | 0 | 0
Nuc | 0 | 0 | 0 | 0 | 0 | 0
PS | 0 | 0 | 0 | 0 | 0 | 0
PV | 0 | 0 | 0 | 0 | 0 | 0
PeakG | 0 | 0 | 0 | 0 | 0 | 0
PeakO | 0 | 0 | 0 | 0 | 0 | 0
ST | 0 | 0 | 0 | 0 | 0 | 0
STOG | 0 | 0 | 0 | 0 | 0 | 0
STWD | 0 | 0 | 0 | 0 | 0 | 0
WT | 0 | 0 | 0 | 0 | 0 | 0
IGCC | 0 | 0 | 0 | 0 | 0 | 0
DemandResponse | 0 | 0 | 0 | 0 | 0 | 0
IGCC-CCS | 0 | 0 | 0 | 0 | 0 | 0
WT_off | 0 | 0 | 0 | 0 | 0 | 0
PseudoUnit | 0 | 0 | 0 | 0 | 0 | 0
FixedInterchange | 0 | 0 | 0 | 0 | 0 | 0
CO2 Emissions (MMmetricTons): BC
ReportingType | 2015 | 2020 | 2025 | 2030 | 2035 | 2040
BM | 0 | 0 | 0 | 0 | 0 | 0
CC | 4.61 | 7.96 | 11.5 | 15.8 | 17.7 | 17.7
CSP | 0 | 0 | 0 | 0 | 0 | 0
CT | 0 | 0 | 0 | 0 | 0 | 0
Coal | 0 | 0 | 0 | 0 | 0 | 0
Geo | 0 | 0 | 0 | 0 | 0 | 0
H | 0 | 0 | 0 | 0 | 0 | 0
LFG | 0 | 0 | 0 | 0 | 0 | 0
Nuc | 0 | 0 | 0 | 0 | 0 | 0
PS | 0 | 0 | 0 | 0 | 0 | 0
PV | 0 | 0 | 0 | 0 | 0 | 0
PeakG | 0 | 0 | 0 | 0 | 0 | 0
PeakO | 0 | 0 | 0 | 0 | 0 | 0
ST | 0 | 0 | 0 | 0 | 0 | 0
STOG | 0 | 0 | 0 | 0 | 0 | 0
STWD | 0 | 0 | 0 | 0 | 0 | 0
WT | 0 | 0 | 0 | 0 | 0 | 0
IGCC | 0 | 0 | 0 | 0 | 0 | 0
DemandResponse | 0 | 0 | 0 | 0 | 0 | 0
IGCC-CCS | 0 | 0 | 0 | 0 | 0 | 0
WT_off | 0 | 0 | 0 | 0 | 0 | 0
PseudoUnit | 0 | 0 | 0 | 0 | 0 | 0
FixedInterchange | 0 | 0 | 0 | 0 | 0 | 0
CO2 Emissions (MMmetricTons): HQ_IESO
ReportingType | 2015 | 2020 | 2025 | 2030 | 2035 | 2040
BM | 0 | 0 | 0 | 0 | 0 | 0
CC | 0 | 0 | 0 | 0 | 0 | 0
CSP | 0 | 0 | 0 | 0 | 0 | 0
CT | 0 | 0 | 0 | 0 | 0 | 0
Coal | 0 | 0 | 0 | 0 | 0 | 0
Geo | 0 | 0 | 0 | 0 | 0 | 0
H | 0 | 0 | 0 | 0 | 0 | 0
LFG | 0 | 0 | 0 | 0 | 0 | 0
Nuc | 0 | 0 | 0 | 0 | 0 | 0
PS | 0 | 0 | 0 | 0 | 0 | 0
PV | 0 | 0 | 0 | 0 | 0 | 0
PeakG | 0 | 0 | 0 | 0 | 0 | 0
PeakO | 0 | 0 | 0 | 0 | 0 | 0
ST | 0 | 0 | 0 | 0 | 0 | 0
STOG | 0 | 0 | 0 | 0 | 0 | 0
STWD | 0 | 0 | 0 | 0 | 0 | 0
WT | 0 | 0 | 0 | 0 | 0 | 0
IGCC | 0 | 0 | 0 | 0 | 0 | 0
DemandResponse | 0 | 0 | 0 | 0 | 0 | 0
IGCC-CCS | 0 | 0 | 0 | 0 | 0 | 0
WT_off | 0 | 0 | 0 | 0 | 0 | 0
PseudoUnit | 0 | 0 | 0 | 0 | 0 | 0
FixedInterchange | 0 | 0 | 0 | 0 | 0 | 0
CO2 Emissions (MMmetricTons): HQ_NEISO
ReportingType | 2015 | 2020 | 2025 | 2030 | 2035 | 2040
BM | 0 | 0 | 0 | 0 | 0 | 0
CC | 0 | 0 | 0 | 0 | 0 | 0
CSP | 0 | 0 | 0 | 0 | 0 | 0
CT | 0 | 0 | 0 | 0 | 0 | 0
Coal | 0 | 0 | 0 | 0 | 0 | 0
Geo | 0 | 0 | 0 | 0 | 0 | 0
H | 0 | 0 | 0 | 0 | 0 | 0
LFG | 0 | 0 | 0 | 0 | 0 | 0
Nuc | 0 | 0 | 0 | 0 | 0 | 0
PS | 0 | 0 | 0 | 0 | 0 | 0
PV | 0 | 0 | 0 | 0 | 0 | 0
PeakG | 0 | 0 | 0 | 0 | 0 | 0
PeakO | 0 | 0 | 0 | 0 | 0 | 0
ST | 0 | 0 | 0 | 0 | 0 | 0
STOG | 0 | 0 | 0 | 0 | 0 | 0
STWD | 0 | 0 | 0 | 0 | 0 | 0
WT | 0 | 0 | 0 | 0 | 0 | 0
IGCC | 0 | 0 | 0 | 0 | 0 | 0
DemandResponse | 0 | 0 | 0 | 0 | 0 | 0
IGCC-CCS | 0 | 0 | 0 | 0 | 0 | 0
WT_off | 0 | 0 | 0 | 0 | 0 | 0
PseudoUnit | 0 | 0 | 0 | 0 | 0 | 0
FixedInterchange | 0 | 0 | 0 | 0 | 0 | 0
CO2 Emissions (MMmetricTons): HQ_NY
ReportingType | 2015 | 2020 | 2025 | 2030 | 2035 | 2040
BM | 0 | 0 | 0 | 0 | 0 | 0
CC | 0 | 0 | 0 | 0 | 0 | 0
CSP | 0 | 0 | 0 | 0 | 0 | 0
CT | 0 | 0 | 0 | 0 | 0 | 0
Coal | 0 | 0 | 0 | 0 | 0 | 0
Geo | 0 | 0 | 0 | 0 | 0 | 0
H | 0 | 0 | 0 | 0 | 0 | 0
LFG | 0 | 0 | 0 | 0 | 0 | 0
Nuc | 0 | 0 | 0 | 0 | 0 | 0
PS | 0 | 0 | 0 | 0 | 0 | 0
PV | 0 | 0 | 0 | 0 | 0 | 0
PeakG | 0 | 0 | 0 | 0 | 0 | 0
PeakO | 0 | 0 | 0 | 0 | 0 | 0
ST | 0 | 0 | 0 | 0 | 0 | 0
STOG | 0 | 0 | 0 | 0 | 0 | 0
STWD | 0 | 0 | 0 | 0 | 0 | 0
WT | 0 | 0 | 0 | 0 | 0 | 0
IGCC | 0 | 0 | 0 | 0 | 0 | 0
DemandResponse | 0 | 0 | 0 | 0 | 0 | 0
IGCC-CCS | 0 | 0 | 0 | 0 | 0 | 0
WT_off | 0 | 0 | 0 | 0 | 0 | 0
PseudoUnit | 0 | 0 | 0 | 0 | 0 | 0
FixedInterchange | 0 | 0 | 0 | 0 | 0 | 0
CO2 Emissions (MMmetricTons): MARITIMES
ReportingType | 2015 | 2020 | 2025 | 2030 | 2035 | 2040
BM | 0 | 0 | 0 | 0 | 0 | 0
CC | 0 | 0 | 0 | 0 | 0 | 0
CSP | 0 | 0 | 0 | 0 | 0 | 0
CT | 0 | 0 | 0 | 0 | 0 | 0
Coal | 0 | 0 | 0 | 0 | 0 | 0
Geo | 0 | 0 | 0 | 0 | 0 | 0
H | 0 | 0 | 0 | 0 | 0 | 0
LFG | 0 | 0 | 0 | 0 | 0 | 0
Nuc | 0 | 0 | 0 | 0 | 0 | 0
PS | 0 | 0 | 0 | 0 | 0 | 0
PV | 0 | 0 | 0 | 0 | 0 | 0
PeakG | 0 | 0 | 0 | 0 | 0 | 0
PeakO | 0 | 0 | 0 | 0 | 0 | 0
ST | 0 | 0 | 0 | 0 | 0 | 0
STOG | 0 | 0 | 0 | 0 | 0 | 0
STWD | 0 | 0 | 0 | 0 | 0 | 0
WT | 0 | 0 | 0 | 0 | 0 | 0
IGCC | 0 | 0 | 0 | 0 | 0 | 0
DemandResponse | 0 | 0 | 0 | 0 | 0 | 0
IGCC-CCS | 0 | 0 | 0 | 0 | 0 | 0
WT_off | 0 | 0 | 0 | 0 | 0 | 0
PseudoUnit | 0 | 0 | 0 | 0 | 0 | 0
FixedInterchange | 0 | 0 | 0 | 0 | 0 | 0
CO2 Emissions (MMmetricTons): All
ReportingType | 2015 | 2020 | 2025 | 2030 | 2035 | 2040
BM | 0 | 0 | 0 | 0 | 0 | 0
CC | 444.38 | 548.7 | 627.86 | 761.54 | 928.29 | 1024.96
CSP | 0 | 0 | 0 | 0 | 0 | 0
CT | 0.35 | 1.08 | 1.48 | 2.48 | 4.06 | 4.48
Coal | 1771.14 | 1680.32 | 1782.06 | 1841.44 | 1972.58 | 2216.75
Geo | 0 | 0 | 0 | 0 | 0 | 0
H | 0 | 0 | 0 | 0 | 0 | 0
LFG | 0 | 0 | 0 | 0 | 0 | 0
Nuc | 0 | 0 | 0 | 0 | 0 | 0
PS | 0 | 0 | 0 | 0 | 0 | 0
PV | 0 | 0 | 0 | 0 | 0 | 0
PeakG | 1.7 | 2.65 | 5.08 | 5.72 | 5.43 | 4.69
PeakO | 0 | 0 | 0 | 0 | 0 | 0
ST | 0 | 0 | 0 | 0 | 0 | 0
STOG | 11.85 | 14.1 | 16.4 | 17.55 | 14.92 | 14.48
STWD | 0 | 0 | 0 | 0 | 0 | 0
WT | 0 | 0 | 0 | 0 | 0 | 0
IGCC | 3.76 | 3.76 | 3.76 | 3.76 | 3.76 | 3.76
DemandResponse | 0 | 0 | 0 | 0 | 0 | 0
IGCC-CCS | 0 | 0 | 0 | 0 | 0 | 0
WT_off | 0 | 0 | 0 | 0 | 0 | 0
PseudoUnit | 0 | 0 | 0 | 0 | 0 | 0
FixedInterchange | 0 | 0 | 0 | 0 | 0 | 0
CO2 Emissions (MMmetricTons): EI_US
ReportingType | 2015 | 2020 | 2025 | 2030 | 2035 | 2040
BM | 0 | 0 | 0 | 0 | 0 | 0
CC | 269.41 | 351.89 | 396.15 | 484.34 | 608.28 | 678.55
CSP | 0 | 0 | 0 | 0 | 0 | 0
CT | 0.35 | 1.07 | 1.31 | 2.16 | 3.85 | 4.2
Coal | 1384.17 | 1272.7 | 1361.03 | 1404.84 | 1520.97 | 1736.41
Geo | 0 | 0 | 0 | 0 | 0 | 0
H | 0 | 0 | 0 | 0 | 0 | 0
LFG | 0 | 0 | 0 | 0 | 0 | 0
Nuc | 0 | 0 | 0 | 0 | 0 | 0
PS | 0 | 0 | 0 | 0 | 0 | 0
PV | 0 | 0 | 0 | 0 | 0 | 0
PeakG | 1.69 | 2.64 | 4.38 | 4.58 | 4.57 | 3.78
PeakO | 0 | 0 | 0 | 0 | 0 | 0
ST | 0 | 0 | 0 | 0 | 0 | 0
STOG | 8.26 | 9.82 | 10.55 | 11.93 | 10.56 | 10.36
STWD | 0 | 0 | 0 | 0 | 0 | 0
WT | 0 | 0 | 0 | 0 | 0 | 0
IGCC | 3.76 | 3.76 | 3.76 | 3.76 | 3.76 | 3.76
DemandResponse | 0 | 0 | 0 | 0 | 0 | 0
IGCC-CCS | 0 | 0 | 0 | 0 | 0 | 0
WT_off | 0 | 0 | 0 | 0 | 0 | 0
PseudoUnit | 0 | 0 | 0 | 0 | 0 | 0
FixedInterchange | 0 | 0 | 0 | 0 | 0 | 0
CO2 Emissions (MMmetricTons): EI_Canada
ReportingType | 2015 | 2020 | 2025 | 2030 | 2035 | 2040
BM | 0 | 0 | 0 | 0 | 0 | 0
CC | 3.3 | 6.54 | 7.98 | 11.09 | 20.67 | 29.12
CSP | 0 | 0 | 0 | 0 | 0 | 0
CT | 0 | 0 | 0 | 0.01 | 0.02 | 0.03
Coal | 0.17 | 0.48 | 1.18 | 3.99 | 5.78 | 7.78
Geo | 0 | 0 | 0 | 0 | 0 | 0
H | 0 | 0 | 0 | 0 | 0 | 0
LFG | 0 | 0 | 0 | 0 | 0 | 0
Nuc | 0 | 0 | 0 | 0 | 0 | 0
PS | 0 | 0 | 0 | 0 | 0 | 0
PV | 0 | 0 | 0 | 0 | 0 | 0
PeakG | 0 | 0 | 0 | 0.01 | 0 | 0.01
PeakO | 0 | 0 | 0 | 0 | 0 | 0
ST | 0 | 0 | 0 | 0 | 0 | 0
STOG | 0 | 0 | 0 | 0 | 0 | 0
STWD | 0 | 0 | 0 | 0 | 0 | 0
WT | 0 | 0 | 0 | 0 | 0 | 0
IGCC | 0 | 0 | 0 | 0 | 0 | 0
DemandResponse | 0 | 0 | 0 | 0 | 0 | 0
IGCC-CCS | 0 | 0 | 0 | 0 | 0 | 0
WT_off | 0 | 0 | 0 | 0 | 0 | 0
PseudoUnit | 0 | 0 | 0 | 0 | 0 | 0
FixedInterchange | 0 | 0 | 0 | 0 | 0 | 0
CO2 Emissions (MMmetricTons): EI
ReportingType | 2015 | 2020 | 2025 | 2030 | 2035 | 2040
BM | 0 | 0 | 0 | 0 | 0 | 0
CC | 272.71 | 358.43 | 404.13 | 495.44 | 628.94 | 707.67
CSP | 0 | 0 | 0 | 0 | 0 | 0
CT | 0.35 | 1.07 | 1.32 | 2.17 | 3.87 | 4.23
Coal | 1384.33 | 1273.17 | 1362.21 | 1408.83 | 1526.75 | 1744.2
Geo | 0 | 0 | 0 | 0 | 0 | 0
H | 0 | 0 | 0 | 0 | 0 | 0
LFG | 0 | 0 | 0 | 0 | 0 | 0
Nuc | 0 | 0 | 0 | 0 | 0 | 0
PS | 0 | 0 | 0 | 0 | 0 | 0
PV | 0 | 0 | 0 | 0 | 0 | 0
PeakG | 1.69 | 2.64 | 4.38 | 4.59 | 4.58 | 3.79
PeakO | 0 | 0 | 0 | 0 | 0 | 0
ST | 0 | 0 | 0 | 0 | 0 | 0
STOG | 8.26 | 9.82 | 10.55 | 11.93 | 10.56 | 10.36
STWD | 0 | 0 | 0 | 0 | 0 | 0
WT | 0 | 0 | 0 | 0 | 0 | 0
IGCC | 3.76 | 3.76 | 3.76 | 3.76 | 3.76 | 3.76
DemandResponse | 0 | 0 | 0 | 0 | 0 | 0
IGCC-CCS | 0 | 0 | 0 | 0 | 0 | 0
WT_off | 0 | 0 | 0 | 0 | 0 | 0
PseudoUnit | 0 | 0 | 0 | 0 | 0 | 0
FixedInterchange | 0 | 0 | 0 | 0 | 0 | 0
CO2 Emissions (MMmetricTons): Outside_EI
ReportingType | 2015 | 2020 | 2025 | 2030 | 2035 | 2040
BM | 0 | 0 | 0 | 0 | 0 | 0
CC | 171.66 | 190.27 | 223.74 | 266.11 | 299.35 | 317.29
CSP | 0 | 0 | 0 | 0 | 0 | 0
CT | 0 | 0.01 | 0.17 | 0.31 | 0.18 | 0.25
Coal | 386.81 | 407.15 | 419.85 | 432.61 | 445.83 | 472.55
Geo | 0 | 0 | 0 | 0 | 0 | 0
H | 0 | 0 | 0 | 0 | 0 | 0
LFG | 0 | 0 | 0 | 0 | 0 | 0
Nuc | 0 | 0 | 0 | 0 | 0 | 0
PS | 0 | 0 | 0 | 0 | 0 | 0
PV | 0 | 0 | 0 | 0 | 0 | 0
PeakG | 0.01 | 0.01 | 0.7 | 1.13 | 0.85 | 0.9
PeakO | 0 | 0 | 0 | 0 | 0 | 0
ST | 0 | 0 | 0 | 0 | 0 | 0
STOG | 3.59 | 4.28 | 5.85 | 5.62 | 4.36 | 4.12
STWD | 0 | 0 | 0 | 0 | 0 | 0
WT | 0 | 0 | 0 | 0 | 0 | 0
IGCC | 0 | 0 | 0 | 0 | 0 | 0
DemandResponse | 0 | 0 | 0 | 0 | 0 | 0
IGCC-CCS | 0 | 0 | 0 | 0 | 0 | 0
WT_off | 0 | 0 | 0 | 0 | 0 | 0
PseudoUnit | 0 | 0 | 0 | 0 | 0 | 0
FixedInterchange | 0 | 0 | 0 | 0 | 0 | 0
#6 | 0.05: Fuel Cost [includes coal shadow price] ($million)
Fuel Cost by Reporting Type: Entergy
ReportingType | 2015 | 2020 | 2025 | 2030 | 2035 | 2040
BM | 0 | 0 | 0 | 0 | 0 | 0
CC | 2445.48 | 3762.85 | 4426.89 | 5376.61 | 6925.13 | 9087.69
CSP | 0 | 0 | 0 | 0 | 0 | 0
CT | 0 | 0 | 0 | 0 | 0 | 0
Coal | 1438.46 | 1104.41 | 1281.45 | 1437.55 | 1555.07 | 1634.03
Geo | 0 | 0 | 0 | 0 | 0 | 0
H | 0 | 0 | 0 | 0 | 0 | 0
LFG | 0 | 0 | 0.14 | 0.14 | 0.14 | 0.14
Nuc | 392.71 | 400.71 | 425.76 | 434.07 | 364.48 | 282.08
PS | 0 | 0 | 0 | 0 | 0 | 0
PV | 0 | 0 | 0 | 0 | 0 | 0
PeakG | 0 | 0 | 4.24 | 3.25 | 1.97 | 2.19
PeakO | 0 | 0 | 0 | 0 | 0 | 0
ST | 0 | 0 | 0 | 0 | 0 | 0
STOG | 88.06 | 102.77 | 119.4 | 130.48 | 150.34 | 157.48
STWD | 0 | 0 | 0.01 | 0.16 | 0.16 | 3.73
WT | 0 | 0 | 0 | 0 | 0 | 0
IGCC | 0 | 0 | 0 | 0 | 0 | 0
DemandResponse | 0 | 0 | 0 | 0 | 0 | 0
IGCC-CCS | 0 | 0 | 0 | 0 | 0 | 0
WT_off | 0 | 0 | 0 | 0 | 0 | 0
PseudoUnit | 0 | 0 | 0 | 0 | 0 | 0
FixedInterchange | 0 | 0 | 0 | 0 | 0 | 0
Fuel Cost by Reporting Type: FRCC
ReportingType | 2015 | 2020 | 2025 | 2030 | 2035 | 2040
BM | 0 | 0 | 0 | 0 | 0 | 0
CC | 6521.28 | 7407.39 | 8896.28 | 11352.33 | 15636.99 | 16249.82
CSP | 0 | 0 | 0 | 0 | 0 | 0
CT | 31.29 | 53.18 | 62.22 | 44.57 | 27.42 | 28.96
Coal | 1783.63 | 1658.19 | 1914.82 | 1915.23 | 1934.81 | 2029.77
Geo | 0 | 0 | 0 | 0 | 0 | 0
H | 0 | 0 | 0 | 0 | 0 | 0
LFG | 0 | 0 | 0.25 | 0.25 | 0.25 | 0.25
Nuc | 290.01 | 518.89 | 630.29 | 642.6 | 509.89 | 890.58
PS | 0 | 0 | 0 | 0 | 0 | 0
PV | 0 | 0 | 0 | 0 | 0 | 0
PeakG | 22.97 | 19.93 | 27.81 | 16.24 | 10.42 | 10.37
PeakO | 0 | 0 | 0 | 0 | 0 | 0
ST | 0 | 0 | 0 | 0 | 0 | 0
STOG | 375.23 | 308.97 | 334.97 | 324.68 | 284.55 | 245.06
STWD | 0 | 5.85 | 5.85 | 9.73 | 9.73 | 9.73
WT | 0 | 0 | 0 | 0 | 0 | 0
IGCC | 0 | 0 | 0 | 0 | 0 | 0
DemandResponse | 0 | 0 | 0 | 0 | 0 | 0
IGCC-CCS | 0 | 0 | 0 | 0 | 0 | 0
WT_off | 0 | 0 | 0 | 0 | 0 | 0
PseudoUnit | 0 | 0 | 0 | 0 | 0 | 0
FixedInterchange | 0 | 0 | 0 | 0 | 0 | 0
Fuel Cost by Reporting Type: MAPP_US
ReportingType | 2015 | 2020 | 2025 | 2030 | 2035 | 2040
BM | 0 | 0 | 0 | 0 | 0 | 0
CC | 6.46 | 7.37 | 12.48 | 17.4 | 17.73 | 11.48
CSP | 0 | 0 | 0 | 0 | 0 | 0
CT | 0 | 0 | 0.19 | 6.93 | 9.8 | 1.45
Coal | 299.89 | 318.16 | 327.53 | 341.52 | 509.48 | 574.15
Geo | 0 | 0 | 0 | 0 | 0 | 0
H | 0 | 0 | 0 | 0 | 0 | 0
LFG | 0 | 0 | 0.09 | 0.09 | 0.09 | 0.09
Nuc | 0 | 0 | 0 | 0 | 0 | 0
PS | 0 | 0 | 0 | 0 | 0 | 0
PV | 0 | 0 | 0 | 0 | 0 | 0
PeakG | 1.91 | 4.47 | 9.41 | 12.89 | 18.79 | 11.13
PeakO | 0 | 0 | 0 | 0 | 0 | 0
ST | 0 | 0 | 0 | 0 | 0 | 0
STOG | 0 | 0 | 0 | 0 | 0 | 0
STWD | 0 | 0 | 0 | 0 | 0 | 0
WT | 0 | 0 | 0 | 0 | 0 | 0
IGCC | 0 | 0 | 0 | 0 | 0 | 0
DemandResponse | 0 | 0 | 0 | 0 | 0 | 0
IGCC-CCS | 0 | 0 | 0 | 0 | 0 | 0
WT_off | 0 | 0 | 0 | 0 | 0 | 0
PseudoUnit | 0 | 0 | 0 | 0 | 0 | 0
FixedInterchange | 0 | 0 | 0 | 0 | 0 | 0
Fuel Cost by Reporting Type: MISO_IN
ReportingType | 2015 | 2020 | 2025 | 2030 | 2035 | 2040
BM | 0 | 0 | 0 | 0 | 0 | 0
CC | 141.97 | 1150.56 | 1908.84 | 3142.17 | 4273.95 | 5054.25
CSP | 0 | 0 | 0 | 0 | 0 | 0
CT | 0 | 0 | 0 | 0 | 0 | 0
Coal | 1805.74 | 1840.88 | 1928.71 | 2187.11 | 2349.59 | 2513.64
Geo | 0 | 0 | 0 | 0 | 0 | 0
H | 0 | 0 | 0 | 0 | 0 | 0
LFG | 0 | 0 | 0.1 | 0.1 | 0.1 | 0.1
Nuc | 0 | 0 | 0 | 0 | 0 | 0
PS | 0 | 0 | 0 | 0 | 0 | 0
PV | 0 | 0 | 0 | 0 | 0 | 0
PeakG | 0 | 1.47 | 5.73 | 6.33 | 7.08 | 12.23
PeakO | 0 | 0 | 0 | 0 | 0 | 0
ST | 0 | 0 | 0 | 0 | 0 | 0
STOG | 1.49 | 3.1 | 6.45 | 3.81 | 4.26 | 9.26
STWD | 0 | 0 | 0 | 0 | 0 | 0
WT | 0 | 0 | 0 | 0 | 0 | 0
IGCC | 90.63 | 91.46 | 92.54 | 100.27 | 104.01 | 111.43
DemandResponse | 0 | 0 | 0 | 0 | 0 | 0
IGCC-CCS | 0 | 0 | 0 | 0 | 0 | 0
WT_off | 0 | 0 | 0 | 0 | 0 | 0
PseudoUnit | 0 | 0 | 0 | 0 | 0 | 0
FixedInterchange | 0 | 0 | 0 | 0 | 0 | 0
Fuel Cost by Reporting Type: MISO_MI
ReportingType | 2015 | 2020 | 2025 | 2030 | 2035 | 2040
BM | 0 | 0 | 0 | 0 | 0 | 0
CC | 356.38 | 515.41 | 385.47 | 414.88 | 889.57 | 1470.72
CSP | 0 | 0 | 0 | 0 | 0 | 0
CT | 0 | 0 | 0 | 0 | 0 | 0
Coal | 1545.46 | 1132.27 | 1168.14 | 1290.24 | 1323.52 | 1435.77
Geo | 0 | 0 | 0 | 0 | 0 | 0
H | 0 | 0 | 0 | 0 | 0 | 0
LFG | 0 | 0.2 | 0.2 | 0.2 | 0.2 | 0.2
Nuc | 151.91 | 155.01 | 272.15 | 277.47 | 208.31 | 208.31
PS | 0 | 0 | 0 | 0 | 0 | 0
PV | 0 | 0 | 0 | 0 | 0 | 0
PeakG | 0.69 | 3.86 | 6.82 | 7.57 | 8.5 | 9.18
PeakO | 0 | 0 | 0 | 0 | 0 | 0
ST | 0 | 0 | 0 | 0 | 0 | 0
STOG | 9.04 | 30.86 | 34.47 | 41.36 | 28.54 | 46.11
STWD | 11.06 | 40.04 | 73.26 | 55.26 | 55.26 | 55.26
WT | 0 | 0 | 0 | 0 | 0 | 0
IGCC | 0 | 0 | 0 | 0 | 0 | 0
DemandResponse | 0 | 0 | 0 | 0 | 0 | 0
IGCC-CCS | 0 | 0 | 0 | 0 | 0 | 0
WT_off | 0 | 0 | 0 | 0 | 0 | 0
PseudoUnit | 0 | 0 | 0 | 0 | 0 | 0
FixedInterchange | 0 | 0 | 0 | 0 | 0 | 0
Fuel Cost by Reporting Type: MISO_MO-IL
ReportingType | 2015 | 2020 | 2025 | 2030 | 2035 | 2040
BM | 0 | 0 | 0 | 0 | 0 | 0
CC | 90.81 | 172.53 | 105.73 | 121.28 | 112.55 | 79.58
CSP | 0 | 0 | 0 | 0 | 0 | 0
CT | 0 | 0 | 0 | 0 | 0 | 0
Coal | 2147.83 | 1679.16 | 1829.81 | 2142.23 | 2326.94 | 2456.74
Geo | 0 | 0 | 0 | 0 | 0 | 0
H | 0 | 0 | 0 | 0 | 0 | 0
LFG | 0 | 0 | 0.29 | 0.29 | 0.29 | 0.29
Nuc | 155.94 | 159.12 | 169.06 | 172.37 | 172.37 | 172.37
PS | 0 | 0 | 0 | 0 | 0 | 0
PV | 0 | 0 | 0 | 0 | 0 | 0
PeakG | 8.74 | 13.86 | 16.97 | 31.45 | 68.08 | 101.3
PeakO | 0 | 0 | 0 | 0 | 0 | 0
ST | 0 | 0 | 0 | 0 | 0 | 0
STOG | 3.08 | 6.48 | 3.84 | 5.28 | 4.79 | 5.3
STWD | 0 | 0 | 0 | 0 | 0 | 0
WT | 0 | 0 | 0 | 0 | 0 | 0
IGCC | 0 | 0 | 0 | 0 | 0 | 0
DemandResponse | 0 | 0 | 0 | 0 | 0 | 0
IGCC-CCS | 0 | 0 | 0 | 0 | 0 | 0
WT_off | 0 | 0 | 0 | 0 | 0 | 0
PseudoUnit | 0 | 0 | 0 | 0 | 0 | 0
FixedInterchange | 0 | 0 | 0 | 0 | 0 | 0
Fuel Cost by Reporting Type: MISO_W
ReportingType | 2015 | 2020 | 2025 | 2030 | 2035 | 2040
BM | 0 | 0 | 0 | 0 | 0 | 0
CC | 307.58 | 390.28 | 353.92 | 486.49 | 325.08 | 164.05
CSP | 0 | 0 | 0 | 0 | 0 | 0
CT | 0 | 0 | 0 | 0 | 0 | 0
Coal | 1734.97 | 1405.49 | 1458.78 | 1513.56 | 2413.85 | 3503.81
Geo | 0 | 0 | 0 | 0 | 0 | 0
H | 0 | 0 | 0 | 0 | 0 | 0
LFG | 0 | 0 | 0.09 | 0.09 | 0.09 | 0.09
Nuc | 159.18 | 162.42 | 172.57 | 175.94 | 0.01 | 0.01
PS | 0 | 0 | 0 | 0 | 0 | 0
PV | 0 | 0 | 0 | 0 | 0 | 0
PeakG | 10.84 | 24.44 | 54.4 | 86.55 | 93.21 | 34.47
PeakO | 0 | 0 | 0 | 0 | 0 | 0
ST | 0 | 0 | 0 | 0 | 0 | 0
STOG | 0.79 | 0.99 | 0.79 | 2.4 | 1.42 | 0.44
STWD | 0 | 15.66 | 9.4 | 15.72 | 15.72 | 15.71
WT | 0 | 0 | 0 | 0 | 0 | 0
IGCC | 0 | 0 | 0 | 0 | 0 | 0
DemandResponse | 0 | 0 | 0 | 0 | 0 | 0
IGCC-CCS | 0 | 0 | 0 | 0 | 0 | 0
WT_off | 0 | 0 | 0 | 0 | 0 | 0
PseudoUnit | 0 | 0 | 0 | 0 | 0 | 0
FixedInterchange | 0 | 0 | 0 | 0 | 0 | 0
Fuel Cost by Reporting Type: MISO_WUMS
ReportingType | 2015 | 2020 | 2025 | 2030 | 2035 | 2040
BM | 0 | 0 | 0 | 0 | 0 | 0
CC | 457.85 | 1400.76 | 1576.89 | 1938.36 | 2895.78 | 3038.76
CSP | 0 | 0 | 0 | 0 | 0 | 0
CT | 0 | 14.87 | 21.63 | 28.64 | 43.91 | 97.03
Coal | 767.78 | 557.58 | 648.81 | 825.24 | 898.73 | 928.51
Geo | 0 | 0 | 0 | 0 | 0 | 0
H | 0 | 0 | 0 | 0 | 0 | 0
LFG | 0 | 0 | 0.29 | 0.29 | 0.29 | 0.29
Nuc | 120.89 | 123.35 | 131.06 | 133.62 | 0.01 | 0.01
PS | 0 | 0 | 0 | 0 | 0 | 0
PV | 0 | 0 | 0 | 0 | 0 | 0
PeakG | 1.37 | 0 | 0 | 0 | 0 | 0
PeakO | 0 | 0 | 0 | 0 | 0 | 0
ST | 0 | 0 | 0 | 0 | 0 | 0
STOG | 0.13 | 0 | 0 | 0 | 0 | 0
STWD | 0 | 3.67 | 3.67 | 3.67 | 3.67 | 3.67
WT | 0 | 0 | 0 | 0 | 0 | 0
IGCC | 0 | 0 | 0 | 0 | 0 | 0
DemandResponse | 0 | 0 | 0 | 0 | 0 | 0
IGCC-CCS | 0 | 0 | 0 | 0 | 0 | 0
WT_off | 0 | 0 | 0 | 0 | 0 | 0
PseudoUnit | 0 | 0 | 0 | 0 | 0 | 0
FixedInterchange | 0 | 0 | 0 | 0 | 0 | 0
Fuel Cost by Reporting Type: Nebraska
ReportingType | 2015 | 2020 | 2025 | 2030 | 2035 | 2040
BM | 0 | 0 | 0 | 0 | 0 | 0
CC | 18.54 | 17.93 | 120.04 | 130.16 | 91.11 | 72.33
CSP | 0 | 0 | 0 | 0 | 0 | 0
CT | 0 | 0 | 0 | 0 | 0 | 0
Coal | 457.85 | 414.52 | 414.52 | 438.41 | 1032.14 | 1191.66
Geo | 0 | 0 | 0 | 0 | 0 | 0
H | 0 | 0 | 0 | 0 | 0 | 0
LFG | 0 | 0 | 0.09 | 0.09 | 0.09 | 0.09
Nuc | 90.94 | 92.8 | 98.6 | 100.52 | 0.01 | 0.01
PS | 0 | 0 | 0 | 0 | 0 | 0
PV | 0 | 0 | 0 | 0 | 0 | 0
PeakG | 2.61 | 4.42 | 9.91 | 9.73 | 10.48 | 1.06
PeakO | 0 | 0 | 0 | 0 | 0 | 0
ST | 0 | 0 | 0 | 0 | 0 | 0
STOG | 2.84 | 5.06 | 7.01 | 7.79 | 4.49 | 0.72
STWD | 0 | 0 | 0 | 0 | 0 | 0
WT | 0 | 0 | 0 | 0 | 0 | 0
IGCC | 0 | 0 | 0 | 0 | 0 | 0
DemandResponse | 0 | 0 | 0 | 0 | 0 | 0
IGCC-CCS | 0 | 0 | 0 | 0 | 0 | 0
WT_off | 0 | 0 | 0 | 0 | 0 | 0
PseudoUnit | 0 | 0 | 0 | 0 | 0 | 0
FixedInterchange | 0 | 0 | 0 | 0 | 0 | 0
Fuel Cost by Reporting Type: NEISO
ReportingType | 2015 | 2020 | 2025 | 2030 | 2035 | 2040
BM | 128.98 | 128.98 | 37.75 | 40.94 | 48.49 | 45.72
CC | 1530.7 | 1600.44 | 1946.67 | 2411.07 | 3369.63 | 4121.35
CSP | 0 | 0 | 0 | 0 | 0 | 0
CT | 0 | 0.15 | 0.57 | 4.18 | 17.16 | 19.89
Coal | 0.37 | 0 | 0 | 0 | 0 | 0
Geo | 0 | 0 | 0 | 0 | 0 | 0
H | 0 | 0 | 0 | 0 | 0 | 0
LFG | 0.06 | 0.06 | 0.15 | 0.15 | 0.15 | 0.15
Nuc | 318.76 | 325.26 | 345.59 | 352.34 | 254.56 | 188.04
PS | 0 | 0 | 0 | 0 | 0 | 0
PV | 0 | 0 | 0 | 0 | 0 | 0
PeakG | 0.27 | 1.48 | 1.94 | 5.49 | 7.5 | 8.91
PeakO | 0 | 0 | 0 | 0 | 0 | 0
ST | 0 | 0 | 0 | 0 | 0 | 0
STOG | 0 | 0 | 0 | 0 | 0 | 0
STWD | 338.09 | 96.61 | 36.21 | 39.24 | 48.74 | 48.74
WT | 0 | 0 | 0 | 0 | 0 | 0
IGCC | 0 | 0 | 0 | 0 | 0 | 0
DemandResponse | 0 | 0 | 0 | 0 | 0 | 0
IGCC-CCS | 0 | 0 | 0 | 0 | 0 | 0
WT_off | 0 | 0 | 0 | 0 | 0 | 0
PseudoUnit | 0 | 0 | 0 | 0 | 0 | 0
FixedInterchange | 0 | 0 | 0 | 0 | 0 | 0
Fuel Cost by Reporting Type: NonRTO_Midwest
ReportingType | 2015 | 2020 | 2025 | 2030 | 2035 | 2040
BM | 0 | 0 | 0 | 0 | 0 | 0
CC | 0 | 56.98 | 172.4 | 429.32 | 751.5 | 1160.59
CSP | 0 | 0 | 0 | 0 | 0 | 0
CT | 0 | 6.04 | 7.69 | 13.38 | 17.6 | 48.34
Coal | 1437.28 | 1506.59 | 1593.68 | 1806.46 | 1918.15 | 2067.78
Geo | 0 | 0 | 0 | 0 | 0 | 0
H | 0 | 0 | 0 | 0 | 0 | 0
LFG | 0 | 0 | 0 | 0.2 | 0.2 | 0.2
Nuc | 0 | 0 | 0 | 0 | 0 | 0
PS | 0 | 0 | 0 | 0 | 0 | 0
PV | 0 | 0 | 0 | 0 | 0 | 0
PeakG | 8.27 | 11.42 | 14.24 | 21.75 | 12.33 | 9.29
PeakO | 0 | 0 | 0 | 0 | 0 | 0
ST | 0 | 0 | 0 | 0 | 0 | 0
STOG | 0 | 0 | 0 | 0 | 0 | 0
STWD | 0 | 0 | 0 | 0 | 0 | 0
WT | 0 | 0 | 0 | 0 | 0 | 0
IGCC | 0 | 0 | 0 | 0 | 0 | 0
DemandResponse | 0 | 0 | 0 | 0 | 0 | 0
IGCC-CCS | 0 | 0 | 0 | 0 | 0 | 0
WT_off | 0 | 0 | 0 | 0 | 0 | 0
PseudoUnit | 0 | 0 | 0 | 0 | 0 | 0
FixedInterchange | 0 | 0 | 0 | 0 | 0 | 0
Fuel Cost by Reporting Type: NYISO_A-F
ReportingType | 2015 | 2020 | 2025 | 2030 | 2035 | 2040
BM | 0 | 0 | 0 | 0 | 0 | 0
CC | 262.18 | 539.64 | 702.19 | 610.66 | 610.98 | 1104.47
CSP | 0 | 0 | 0 | 0 | 0 | 0
CT | 0 | 0 | 0 | 0 | 0 | 0
Coal | 0 | 0 | 0 | 0 | 0 | 0
Geo | 0 | 0 | 0 | 0 | 0 | 0
H | 0 | 0 | 0 | 0 | 0 | 0
LFG | 0.01 | 0.01 | 0.09 | 0.09 | 0.09 | 0.09
Nuc | 224.13 | 228.7 | 242.99 | 199.6 | 154.61 | 88.58
PS | 0 | 0 | 0 | 0 | 0 | 0
PV | 0 | 0 | 0 | 0 | 0 | 0
PeakG | 0 | 0.04 | 0.36 | 0.4 | 0.73 | 0.44
PeakO | 0 | 0 | 0 | 0 | 0 | 0
ST | 0 | 0 | 0 | 0 | 0 | 0
STOG | 0 | 0 | 0 | 0 | 0 | 0
STWD | 0 | 0 | 0.06 | 0.22 | 0.06 | 0.06
WT | 0 | 0 | 0 | 0 | 0 | 0
IGCC | 0 | 0 | 0 | 0 | 0 | 0
DemandResponse | 0 | 0 | 0 | 0 | 0 | 0
IGCC-CCS | 0 | 0 | 0 | 0 | 0 | 0
WT_off | 0 | 0 | 0 | 0 | 0 | 0
PseudoUnit | 0 | 0 | 0 | 0 | 0 | 0
FixedInterchange | 0 | 0 | 0 | 0 | 0 | 0
Fuel Cost by Reporting Type: NYISO_G-I
ReportingType | 2015 | 2020 | 2025 | 2030 | 2035 | 2040
BM | 0 | 0 | 0 | 0 | 0 | 0
CC | 253.87 | 373.62 | 888.5 | 1577.53 | 2665.25 | 3424.98
CSP | 0 | 0 | 0 | 0 | 0 | 0
CT | 0 | 0 | 0 | 0 | 0 | 0
Coal | 0 | 0 | 0 | 0 | 0 | 0
Geo | 0 | 0 | 0 | 0 | 0 | 0
H | 0 | 0 | 0 | 0 | 0 | 0
LFG | 0 | 0 | 0.09 | 0.09 | 0.09 | 0.09
Nuc | 142 | 144.9 | 153.95 | 156.96 | 78.7 | 0.03
PS | 0 | 0 | 0 | 0 | 0 | 0
PV | 0 | 0 | 0 | 0 | 0 | 0
PeakG | 0 | 0 | 0 | 0.06 | 0 | 0
PeakO | 0 | 0 | 0 | 0 | 0 | 0
ST | 0 | 0 | 0 | 0 | 0 | 0
STOG | 0.91 | 5.26 | 5.88 | 6.52 | 11.57 | 12.26
STWD | 0 | 0 | 0 | 0 | 0 | 0
WT | 0 | 0 | 0 | 0 | 0 | 0
IGCC | 0 | 0 | 0 | 0 | 0 | 0
DemandResponse | 0 | 0 | 0 | 0 | 0 | 0
IGCC-CCS | 0 | 0 | 0 | 0 | 0 | 0
WT_off | 0 | 0 | 0 | 0 | 0 | 0
PseudoUnit | 0 | 0 | 0 | 0 | 0 | 0
FixedInterchange | 0 | 0 | 0 | 0 | 0 | 0
Fuel Cost by Reporting Type: NYISO_J-K
ReportingType | 2015 | 2020 | 2025 | 2030 | 2035 | 2040
BM | 0 | 0 | 0 | 0 | 0 | 0
CC | 883.88 | 1177.88 | 1253.24 | 1597.85 | 1996.01 | 2644.21
CSP | 0 | 0 | 0 | 0 | 0 | 0
CT | 0 | 1.19 | 3.08 | 5.81 | 24.78 | 21.23
Coal | 0 | 0 | 0 | 0 | 0 | 0
Geo | 0 | 0 | 0 | 0 | 0 | 0
H | 0 | 0 | 0 | 0 | 0 | 0
LFG | 0 | 0 | 0.09 | 0.09 | 0.09 | 0.09
Nuc | 0 | 0 | 0 | 0 | 0 | 0
PS | 0 | 0 | 0 | 0 | 0 | 0
PV | 0 | 0 | 0 | 0 | 0 | 0
PeakG | 0.67 | 5.36 | 9.01 | 17.65 | 18.63 | 25.34
PeakO | 0 | 0 | 0 | 0 | 0 | 0
ST | 0 | 0 | 0 | 0 | 0 | 0
STOG | 68.59 | 150.24 | 215.9 | 332.04 | 385.83 | 390.48
STWD | 0 | 0 | 0 | 0 | 0 | 0
WT | 0 | 0 | 0 | 0 | 0 | 0
IGCC | 0 | 0 | 0 | 0 | 0 | 0
DemandResponse | 0 | 0 | 0 | 0 | 0 | 0
IGCC-CCS | 0 | 0 | 0 | 0 | 0 | 0
WT_off | 0 | 0 | 0 | 0 | 0 | 0
PseudoUnit | 0 | 0 | 0 | 0 | 0 | 0
FixedInterchange | 0 | 0 | 0 | 0 | 0 | 0
Fuel Cost by Reporting Type: PJM_E
ReportingType | 2015 | 2020 | 2025 | 2030 | 2035 | 2040
BM | 15.34 | 15.34 | 15.34 | 15.34 | 15.34 | 15.34
CC | 874.09 | 1197.2 | 1287.73 | 1381.27 | 2383.17 | 3192.81
CSP | 0 | 0 | 0 | 0 | 0 | 0
CT | 0 | 0.05 | 0.05 | 5.4 | 80.23 | 72.02
Coal | 14.84 | 15.95 | 25.34 | 47.07 | 78.83 | 93.98
Geo | 0 | 0 | 0 | 0 | 0 | 0
H | 0 | 0 | 0 | 0 | 0 | 0
LFG | 0.01 | 0.18 | 0.18 | 0.18 | 0.18 | 0.18
Nuc | 610.1 | 577.39 | 613.48 | 625.46 | 448.43 | 354.98
PS | 0 | 0 | 0 | 0 | 0 | 0
PV | 0 | 0 | 0 | 0 | 0 | 0
PeakG | 0.16 | 5.83 | 27.96 | 31.59 | 61.85 | 45.9
PeakO | 0 | 0 | 0 | 0 | 0 | 0
ST | 0 | 0 | 0 | 0 | 0 | 0
STOG | 14.4 | 28.1 | 30.76 | 56.28 | 73.38 | 83.74
STWD | 0 | 0 | 0 | 0 | 0 | 0
WT | 0 | 0 | 0 | 0 | 0 | 0
IGCC | 0 | 0 | 0 | 0 | 0 | 0
DemandResponse | 0 | 0 | 0 | 0 | 0 | 0
IGCC-CCS | 0 | 0 | 0 | 0 | 0 | 0
WT_off | 0 | 0 | 0 | 0 | 0 | 0
PseudoUnit | 0 | 0 | 0 | 0 | 0 | 0
FixedInterchange | 0 | 0 | 0 | 0 | 0 | 0
Fuel Cost by Reporting Type: PJM_ROM
ReportingType | 2015 | 2020 | 2025 | 2030 | 2035 | 2040
BM | 9.21 | 9.21 | 9.21 | 9.21 | 9.21 | 9.21
CC | 595.92 | 792.78 | 781.45 | 923.4 | 3137.94 | 9719.96
CSP | 0 | 0 | 0 | 0 | 0 | 0
CT | 0 | 0.03 | 0.18 | 0.2 | 0.21 | 0.22
Coal | 1237.91 | 1387.15 | 1455.4 | 1664.24 | 1697.8 | 1781.45
Geo | 0 | 0 | 0 | 0 | 0 | 0
H | 0 | 0 | 0 | 0 | 0 | 0
LFG | 0.02 | 0.36 | 0.36 | 0.36 | 0.36 | 0.36
Nuc | 366.97 | 587.37 | 624.08 | 636.27 | 496.77 | 424.35
PS | 0 | 0 | 0 | 0 | 0 | 0
PV | 0 | 0 | 0 | 0 | 0 | 0
PeakG | 0 | 1.92 | 3.23 | 3.6 | 18.09 | 3.87
PeakO | 0 | 0 | 0 | 0 | 0 | 0
ST | 0 | 0 | 0 | 0 | 0 | 0
STOG | 31.53 | 70.36 | 78.13 | 88.95 | 97.83 | 98.98
STWD | 35.1 | 35.1 | 35.1 | 35.1 | 35.1 | 35.1
WT | 0 | 0 | 0 | 0 | 0 | 0
IGCC | 0 | 0 | 0 | 0 | 0 | 0
DemandResponse | 0 | 0 | 0 | 0 | 0 | 0
IGCC-CCS | 0 | 0 | 0 | 0 | 0 | 0
WT_off | 0 | 0 | 0 | 0 | 0 | 0
PseudoUnit | 0 | 0 | 0 | 0 | 0 | 0
FixedInterchange | 0 | 0 | 0 | 0 | 0 | 0
Fuel Cost by Reporting Type: PJM_ROR
ReportingType | 2015 | 2020 | 2025 | 2030 | 2035 | 2040
BM | 5.11 | 11.05 | 151.37 | 196.9 | 146.76 | 98.71
CC | 2162.48 | 3644.8 | 5622.39 | 8439.35 | 12953.56 | 12366.94
CSP | 0 | 0 | 0 | 0 | 0 | 0
CT | 0.14 | 0.29 | 0.33 | 9.74 | 19.44 | 77.4
Coal | 7831.17 | 6735.24 | 7124.31 | 8187.69 | 8769.44 | 9362.71
Geo | 0 | 0 | 0 | 0 | 0 | 0
H | 0 | 0 | 0 | 0 | 0 | 0
LFG | 0.07 | 0.07 | 0.73 | 0.73 | 0.73 | 0.73
Nuc | 1431.73 | 1560.73 | 1658.28 | 1622.06 | 1283.79 | 897.4
PS | 0 | 0 | 0 | 0 | 0 | 0
PV | 0 | 0 | 0 | 0 | 0 | 0
PeakG | 45.96 | 62.45 | 74.47 | 77.56 | 56.38 | 91.94
PeakO | 0 | 0 | 0 | 0 | 0 | 0
ST | 0 | 0 | 0 | 0 | 0 | 0
STOG | 36.45 | 42.14 | 49.11 | 52.37 | 58.62 | 68.04
STWD | 18.48 | 46.51 | 87.03 | 103.87 | 103.87 | 103.87
WT | 0 | 0 | 0 | 0 | 0 | 0
IGCC | 0 | 0 | 0 | 0 | 0 | 0
DemandResponse | 0 | 0 | 0 | 0 | 0 | 0
IGCC-CCS | 0 | 0 | 0 | 0 | 0 | 0
WT_off | 0 | 0 | 0 | 0 | 0 | 0
PseudoUnit | 0 | 0 | 0 | 0 | 0 | 0
FixedInterchange | 0 | 0 | 0 | 0 | 0 | 0
Fuel Cost by Reporting Type: SOCO
ReportingType | 2015 | 2020 | 2025 | 2030 | 2035 | 2040
BM | 0 | 0.03 | 1.58 | 1.58 | 2.62 | 2.62
CC | 4353.06 | 5214.79 | 6090.73 | 8123.01 | 10484.32 | 10351.81
CSP | 0 | 0 | 0 | 0 | 0 | 0
CT | 0 | 0 | 0 | 0 | 0 | 0
Coal | 2840.99 | 3005.19 | 3560.81 | 3824.6 | 4092.32 | 6502.19
Geo | 0 | 0 | 0 | 0 | 0 | 0
H | 0 | 0 | 0 | 0 | 0 | 0
LFG | 0 | 0 | 0.01 | 0.14 | 0.14 | 0.14
Nuc | 425.98 | 581.05 | 617.37 | 629.43 | 629.43 | 413.62
PS | 0 | 0 | 0 | 0 | 0 | 0
PV | 0 | 0 | 0 | 0 | 0 | 0
PeakG | 36.58 | 78.22 | 158.36 | 163.94 | 153.74 | 137.05
PeakO | 0 | 0 | 0 | 0 | 0 | 0
ST | 0 | 0 | 0 | 0 | 0 | 0
STOG | 0 | 0 | 0 | 0 | 0 | 0
STWD | 0 | 0 | 0.5 | 1.76 | 22.77 | 22.77
WT | 0 | 0 | 0 | 0 | 0 | 0
IGCC | 0 | 0 | 0 | 0 | 0 | 0
DemandResponse | 0 | 0 | 0 | 0 | 0 | 0
IGCC-CCS | 0 | 0 | 0 | 0 | 0 | 0
WT_off | 0 | 0 | 0 | 0 | 0 | 0
PseudoUnit | 0 | 0 | 0 | 0 | 0 | 0
FixedInterchange | 0 | 0 | 0 | 0 | 0 | 0
Fuel Cost by Reporting Type: SPP_N
ReportingType | 2015 | 2020 | 2025 | 2030 | 2035 | 2040
BM | 0 | 0 | 0 | 0 | 0 | 0
CC | 283.5 | 792.42 | 999.01 | 1667.73 | 1240.59 | 968.28
CSP | 0 | 0 | 0 | 0 | 0 | 0
CT | 0 | 0 | 0 | 45.95 | 89.94 | 49.34
Coal | 1115.13 | 1012.02 | 1019.51 | 1084.93 | 1288.13 | 2178.37
Geo | 0 | 0 | 0 | 0 | 0 | 0
H | 0 | 0 | 0 | 0 | 0 | 0
LFG | 0 | 0 | 0.12 | 0.12 | 0.12 | 0.12
Nuc | 81.27 | 82.92 | 88.11 | 89.83 | 89.83 | 89.83
PS | 0 | 0 | 0 | 0 | 0 | 0
PV | 0 | 0 | 0 | 0 | 0 | 0
PeakG | 4.7 | 7.3 | 24.27 | 14.55 | 13.54 | 2.48
PeakO | 0 | 0 | 0 | 0 | 0 | 0
ST | 0 | 0 | 0 | 0 | 0 | 0
STOG | 17.13 | 38.3 | 44.43 | 49.13 | 89.6 | 59.7
STWD | 0 | 0 | 0 | 0 | 0 | 0
WT | 0 | 0 | 0 | 0 | 0 | 0
IGCC | 0 | 0 | 0 | 0 | 0 | 0
DemandResponse | 0 | 0 | 0 | 0 | 0 | 0
IGCC-CCS | 0 | 0 | 0 | 0 | 0 | 0
WT_off | 0 | 0 | 0 | 0 | 0 | 0
PseudoUnit | 0 | 0 | 0 | 0 | 0 | 0
FixedInterchange | 0 | 0 | 0 | 0 | 0 | 0
Fuel Cost by Reporting Type: SPP_S
ReportingType | 2015 | 2020 | 2025 | 2030 | 2035 | 2040
BM | 0 | 0 | 0 | 0 | 0 | 0
CC | 1732.22 | 2452.66 | 3018.67 | 3782.08 | 2328.6 | 2468.1
CSP | 0 | 0 | 0 | 0 | 0 | 0
CT | 0.08 | 0 | 0 | 4.93 | 0 | 0.9
Coal | 1855.52 | 1631.61 | 1833.23 | 2029.33 | 2234.55 | 2331.43
Geo | 0 | 0 | 0 | 0 | 0 | 0
H | 0 | 0 | 0 | 0 | 0 | 0
LFG | 0 | 0 | 0.12 | 0.12 | 0.12 | 0.12
Nuc | 0 | 0 | 0 | 0 | 0 | 0
PS | 0 | 0 | 0 | 0 | 0 | 0
PV | 0 | 0 | 0 | 0 | 0 | 0
PeakG | 0 | 0 | 0 | 1.01 | 0 | 0
PeakO | 0 | 0 | 0 | 0 | 0 | 0
ST | 0 | 0 | 0 | 0 | 0 | 0
STOG | 142.97 | 183.68 | 211.44 | 289.53 | 123.09 | 209.06
STWD | 0 | 0 | 0 | 0 | 0 | 0.85
WT | 0 | 0 | 0 | 0 | 0 | 0
IGCC | 0 | 0 | 0 | 0 | 0 | 0
DemandResponse | 0 | 0 | 0 | 0 | 0 | 0
IGCC-CCS | 0 | 0 | 0 | 0 | 0 | 0
WT_off | 0 | 0 | 0 | 0 | 0 | 0
PseudoUnit | 0 | 0 | 0 | 0 | 0 | 0
FixedInterchange | 0 | 0 | 0 | 0 | 0 | 0
Fuel Cost by Reporting Type: TVA
ReportingType | 2015 | 2020 | 2025 | 2030 | 2035 | 2040
BM | 0 | 0 | 0 | 0 | 0 | 0
CC | 638.17 | 1029.31 | 1639.69 | 2670.35 | 3199.53 | 2784.74
CSP | 0 | 0 | 0 | 0 | 0 | 0
CT | 1.4 | 25.88 | 37.4 | 43.33 | 71.81 | 91.3
Coal | 2179.37 | 1865.64 | 1926.48 | 2100.45 | 2856.54 | 4274.09
Geo | 0 | 0 | 0 | 0 | 0 | 0
H | 0 | 0 | 0 | 0 | 0 | 0
LFG | 0 | 0 | 0 | 0.14 | 0.14 | 0.14
Nuc | 548.59 | 708.42 | 752.7 | 767.4 | 572.47 | 473.26
PS | 0 | 0 | 0 | 0 | 0 | 0
PV | 0 | 0 | 0 | 0 | 0 | 0
PeakG | 0 | 0 | 3.26 | 3.19 | 3.59 | 2.87
PeakO | 0 | 0 | 0 | 0 | 0 | 0
ST | 0 | 0 | 0 | 0 | 0 | 0
STOG | 0 | 0 | 0 | 0 | 0 | 0
STWD | 0 | 0 | 0 | 0.02 | 0.15 | 0.16
WT | 0 | 0 | 0 | 0 | 0 | 0
IGCC | 0 | 0 | 0 | 0 | 0 | 0
DemandResponse | 0 | 0 | 0 | 0 | 0 | 0
IGCC-CCS | 0 | 0 | 0 | 0 | 0 | 0
WT_off | 0 | 0 | 0 | 0 | 0 | 0
PseudoUnit | 0 | 0 | 0 | 0 | 0 | 0
FixedInterchange | 0 | 0 | 0 | 0 | 0 | 0
Fuel Cost by Reporting Type: TVA_Transmission
ReportingType | 2015 | 2020 | 2025 | 2030 | 2035 | 2040
BM | 0 | 0 | 0 | 0 | 0 | 0
CC | 0 | 0 | 0 | 0 | 0 | 0
CSP | 0 | 0 | 0 | 0 | 0 | 0
CT | 0 | 0 | 0 | 0 | 0 | 0
Coal | 0 | 0 | 0 | 0 | 0 | 0
Geo | 0 | 0 | 0 | 0 | 0 | 0
H | 0 | 0 | 0 | 0 | 0 | 0
LFG | 0 | 0 | 0 | 0 | 0 | 0
Nuc | 0 | 0 | 0 | 0 | 0 | 0
PS | 0 | 0 | 0 | 0 | 0 | 0
PV | 0 | 0 | 0 | 0 | 0 | 0
PeakG | 0 | 0 | 0 | 0 | 0 | 0
PeakO | 0 | 0 | 0 | 0 | 0 | 0
ST | 0 | 0 | 0 | 0 | 0 | 0
STOG | 0 | 0 | 0 | 0 | 0 | 0
STWD | 0 | 0 | 0 | 0 | 0 | 0
WT | 0 | 0 | 0 | 0 | 0 | 0
IGCC | 0 | 0 | 0 | 0 | 0 | 0
DemandResponse | 0 | 0 | 0 | 0 | 0 | 0
IGCC-CCS | 0 | 0 | 0 | 0 | 0 | 0
WT_off | 0 | 0 | 0 | 0 | 0 | 0
PseudoUnit | 0 | 0 | 0 | 0 | 0 | 0
FixedInterchange | 0 | 0 | 0 | 0 | 0 | 0
Fuel Cost by Reporting Type: VACAR
ReportingType | 2015 | 2020 | 2025 | 2030 | 2035 | 2040
BM | 0.47 | 193.7 | 674.13 | 787.81 | 975.31 | 1156.74
CC | 2130.46 | 2524.67 | 2576.74 | 3136.76 | 6369.76 | 10259.4
CSP | 0 | 0 | 0 | 0 | 0 | 0
CT | 4.3 | 13.49 | 19.9 | 51.02 | 94.14 | 80.06
Coal | 2378.89 | 2135.11 | 2903.49 | 3446.55 | 3987 | 4167.43
Geo | 0 | 0 | 0 | 0 | 0 | 0
H | 0 | 0 | 0 | 0 | 0 | 0
LFG | 0 | 0.14 | 0.14 | 0.14 | 0.14 | 0.14
Nuc | 794.24 | 1114.11 | 1341.67 | 1367.88 | 1118.41 | 975.7
PS | 0 | 0 | 0 | 0 | 0 | 0
PV | 0 | 0 | 0 | 0 | 0 | 0
PeakG | 6.26 | 11.65 | 22.56 | 24.35 | 24.04 | 22.33
PeakO | 0 | 0 | 0 | 0 | 0 | 0
ST | 0 | 0 | 0 | 0 | 0 | 0
STOG | 0 | 0 | 0.07 | 0.08 | 0.09 | 0.09
STWD | 159.73 | 159.73 | 100.95 | 117.43 | 159.73 | 159.73
WT | 0 | 0 | 0 | 0 | 0 | 0
IGCC | 0 | 0 | 0 | 0 | 0 | 0
DemandResponse | 0 | 0 | 0 | 0 | 0 | 0
IGCC-CCS | 0 | 0 | 0 | 0 | 0 | 0
WT_off | 0 | 0 | 0 | 0 | 0 | 0
PseudoUnit | 0 | 0 | 0 | 0 | 0 | 0
FixedInterchange | 0 | 0 | 0 | 0 | 0 | 0
Fuel Cost by Reporting Type: IESO
ReportingType | 2015 | 2020 | 2025 | 2030 | 2035 | 2040
BM | 0 | 0 | 0 | 0.26 | 0.26 | 0.26
CC | 35.56 | 86.52 | 245.53 | 629.3 | 1926.37 | 3388.49
CSP | 0 | 0 | 0 | 0 | 0 | 0
CT | 0 | 0 | 0.21 | 0.79 | 2.34 | 4.22
Coal | 0 | 0 | 0 | 0 | 0 | 0
Geo | 0 | 0 | 0 | 0 | 0 | 0
H | 0 | 0 | 0 | 0 | 0 | 0
LFG | 0.02 | 0.02 | 0.02 | 0.02 | 0.02 | 0.02
Nuc | 919.76 | 938.52 | 997.17 | 1016.65 | 935.44 | 814.03
PS | 0 | 0 | 0 | 0 | 0 | 0
PV | 0 | 0 | 0 | 0 | 0 | 0
PeakG | 0 | 0 | 0.28 | 1.05 | 0.42 | 1.19
PeakO | 0 | 0 | 0 | 0 | 0 | 0
ST | 0 | 0 | 0 | 0 | 0 | 0
STOG | 0 | 0 | 0 | 0 | 0 | 0
STWD | 0 | 0 | 0.09 | 0.3 | 0.95 | 0.95
WT | 0 | 0 | 0 | 0 | 0 | 0
IGCC | 0 | 0 | 0 | 0 | 0 | 0
DemandResponse | 0 | 0 | 0 | 0 | 0 | 0
IGCC-CCS | 0 | 0 | 0 | 0 | 0 | 0
WT_off | 0 | 0 | 0 | 0 | 0 | 0
PseudoUnit | 0 | 0 | 0 | 0 | 0 | 0
FixedInterchange | 0 | 0 | 0 | 0 | 0 | 0
Fuel Cost by Reporting Type: MAPP_CA
ReportingType | 2015 | 2020 | 2025 | 2030 | 2035 | 2040
BM | 0 | 0 | 0 | 0 | 0 | 0
CC | 257.88 | 569.48 | 650.81 | 719.43 | 739.9 | 584.03
CSP | 0 | 0 | 0 | 0 | 0 | 0
CT | 0 | 0 | 0.07 | 0.08 | 0.09 | 0
Coal | 7.79 | 22.18 | 55.3 | 198.03 | 298.39 | 412
Geo | 0 | 0 | 0 | 0 | 0 | 0
H | 0 | 0 | 0 | 0 | 0 | 0
LFG | 0 | 0 | 0 | 0 | 0 | 0
Nuc | 0 | 0 | 0 | 0 | 0 | 0
PS | 0 | 0 | 0 | 0 | 0 | 0
PV | 0 | 0 | 0 | 0 | 0 | 0
PeakG | 0 | 0 | 0.06 | 0.11 | 0.14 | 0
PeakO | 0 | 0 | 0 | 0 | 0 | 0
ST | 0 | 0 | 0 | 0 | 0 | 0
STOG | 0 | 0 | 0 | 0 | 0 | 0
STWD | 0 | 0 | 0 | 0 | 0 | 0
WT | 0 | 0 | 0 | 0 | 0 | 0
IGCC | 0 | 0 | 0 | 0 | 0 | 0
DemandResponse | 0 | 0 | 0 | 0 | 0 | 0
IGCC-CCS | 0 | 0 | 0 | 0 | 0 | 0
WT_off | 0 | 0 | 0 | 0 | 0 | 0
PseudoUnit | 0 | 0 | 0 | 0 | 0 | 0
FixedInterchange | 0 | 0 | 0 | 0 | 0 | 0
Fuel Cost by Reporting Type: AZ_NM_SNV_Coal
ReportingType | 2015 | 2020 | 2025 | 2030 | 2035 | 2040
BM | 0 | 0 | 0 | 0 | 0 | 0
CC | 0 | 0 | 0 | 0 | 0 | 0
CSP | 0 | 0 | 0 | 0 | 0 | 0
CT | 0 | 0 | 0 | 0 | 0 | 0
Coal | 1383.45 | 1320.25 | 1320.25 | 1370.37 | 1451.71 | 1512.93
Geo | 0 | 0 | 0 | 0 | 0 | 0
H | 0 | 0 | 0 | 0 | 0 | 0
LFG | 0 | 0 | 0 | 0 | 0 | 0
Nuc | 0 | 0 | 0 | 0 | 0 | 0
PS | 0 | 0 | 0 | 0 | 0 | 0
PV | 0 | 0 | 0 | 0 | 0 | 0
PeakG | 0 | 0 | 0 | 0 | 0 | 0
PeakO | 0 | 0 | 0 | 0 | 0 | 0
ST | 0 | 0 | 0 | 0 | 0 | 0
STOG | 0 | 0 | 0 | 0 | 0 | 0
STWD | 0 | 0 | 0 | 0 | 0 | 0
WT | 0 | 0 | 0 | 0 | 0 | 0
IGCC | 0 | 0 | 0 | 0 | 0 | 0
DemandResponse | 0 | 0 | 0 | 0 | 0 | 0
IGCC-CCS | 0 | 0 | 0 | 0 | 0 | 0
WT_off | 0 | 0 | 0 | 0 | 0 | 0
PseudoUnit | 0 | 0 | 0 | 0 | 0 | 0
FixedInterchange | 0 | 0 | 0 | 0 | 0 | 0
Fuel Cost by Reporting Type: AZ_NM_SNV_Gas
ReportingType | 2015 | 2020 | 2025 | 2030 | 2035 | 2040
BM | 0 | 0 | 0 | 0 | 0 | 0
CC | 3684.12 | 5072.37 | 6207.41 | 8786.78 | 12529.74 | 12765.66
CSP | 0 | 0 | 0 | 0 | 0 | 0
CT | 0 | 0.4 | 18.07 | 34.52 | 22.05 | 34.66
Coal | 0 | 0 | 0 | 0 | 0 | 0
Geo | 0 | 0 | 0 | 0 | 0 | 0
H | 0 | 0 | 0 | 0 | 0 | 0
LFG | 0 | 0 | 0 | 0 | 0 | 0
Nuc | 0 | 0 | 0 | 0 | 0 | 0
PS | 0 | 0 | 0 | 0 | 0 | 0
PV | 0 | 0 | 0 | 0 | 0 | 0
PeakG | 0 | 0.01 | 68.13 | 116.76 | 97.37 | 107.13
PeakO | 0 | 0 | 0 | 0 | 0 | 0
ST | 0 | 0 | 0 | 0 | 0 | 0
STOG | 0 | 0 | 0 | 0 | 0 | 0
STWD | 0 | 0 | 0 | 0 | 0 | 0
WT | 0 | 0 | 0 | 0 | 0 | 0
IGCC | 0 | 0 | 0 | 0 | 0 | 0
DemandResponse | 0 | 0 | 0 | 0 | 0 | 0
IGCC-CCS | 0 | 0 | 0 | 0 | 0 | 0
WT_off | 0 | 0 | 0 | 0 | 0 | 0
PseudoUnit | 0 | 0 | 0 | 0 | 0 | 0
FixedInterchange | 0 | 0 | 0 | 0 | 0 | 0
Fuel Cost by Reporting Type: AZ_NM_SNV_NucRenew
ReportingType | 2015 | 2020 | 2025 | 2030 | 2035 | 2040
BM | 0 | 0 | 0 | 0 | 0 | 0
CC | 0 | 0 | 0 | 0 | 0 | 0
CSP | 0 | 0 | 0 | 0 | 0 | 0
CT | 0 | 0 | 0 | 0 | 0 | 0
Coal | 0 | 0 | 0 | 0 | 0 | 0
Geo | 0 | 0 | 0 | 0 | 0 | 0
H | 0 | 0 | 0 | 0 | 0 | 0
LFG | 0 | 0.08 | 0.08 | 0.08 | 0.08 | 0.08
Nuc | 254.91 | 260.1 | 276.36 | 281.76 | 281.76 | 281.76
PS | 0 | 0 | 0 | 0 | 0 | 0
PV | 0 | 0 | 0 | 0 | 0 | 0
PeakG | 0 | 0 | 0 | 0 | 0 | 0
PeakO | 0 | 0 | 0 | 0 | 0 | 0
ST | 0 | 0 | 0 | 0 | 0 | 0
STOG | 0 | 0 | 0 | 0 | 0 | 0
STWD | 11.54 | 11.54 | 7.1 | 11.54 | 11.54 | 11.54
WT | 0 | 0 | 0 | 0 | 0 | 0
IGCC | 0 | 0 | 0 | 0 | 0 | 0
DemandResponse | 0 | 0 | 0 | 0 | 0 | 0
IGCC-CCS | 0 | 0 | 0 | 0 | 0 | 0
WT_off | 0 | 0 | 0 | 0 | 0 | 0
PseudoUnit | 0 | 0 | 0 | 0 | 0 | 0
FixedInterchange | 0 | 0 | 0 | 0 | 0 | 0
Fuel Cost by Reporting Type: ERCOT
ReportingType | 2015 | 2020 | 2025 | 2030 | 2035 | 2040
BM | 0 | 0 | 0.32 | 0.32 | 6.89 | 6.73
CC | 5651.24 | 7347.15 | 8711.76 | 10976.91 | 14205.61 | 18237.86
CSP | 0 | 0 | 0 | 0 | 0 | 0
CT | 0 | 0.13 | 0.51 | 0.55 | 0.62 | 0.69
Coal | 2854.69 | 3233.65 | 3623.37 | 3633.14 | 4320.49 | 4513.15
Geo | 0 | 0 | 0 | 0 | 0 | 0
H | 0 | 0 | 0 | 0 | 0 | 0
LFG | 0 | 0 | 0 | 0.45 | 0.45 | 0.45
Nuc | 339.13 | 346.04 | 367.67 | 374.85 | 374.85 | 374.85
PS | 0 | 0 | 0 | 0 | 0 | 0
PV | 0 | 0 | 0 | 0 | 0 | 0
PeakG | 0 | 0.17 | 6.58 | 7.31 | 5.79 | 6.19
PeakO | 0 | 0 | 0 | 0 | 0 | 0
ST | 0 | 0 | 0 | 0 | 0 | 0
STOG | 283.18 | 355.12 | 517.87 | 484.23 | 471.12 | 455.92
STWD | 0 | 0 | 0 | 0 | 0 | 0
WT | 0 | 0 | 0 | 0 | 0 | 0
IGCC | 0 | 0 | 0 | 0 | 0 | 0
DemandResponse | 0 | 0 | 0 | 0 | 0 | 0
IGCC-CCS | 0 | 0 | 0 | 0 | 0 | 0
WT_off | 0 | 0 | 0 | 0 | 0 | 0
PseudoUnit | 0 | 0 | 0 | 0 | 0 | 0
FixedInterchange | 0 | 0 | 0 | 0 | 0 | 0
Fuel Cost by Reporting Type: NP15
ReportingType | 2015 | 2020 | 2025 | 2030 | 2035 | 2040
BM | 0 | 0 | 0 | 0 | 0 | 0
CC | 1463.84 | 1635.39 | 2062.06 | 1126.67 | 479.9 | 257.97
CSP | 0 | 0 | 0 | 0 | 0 | 0
CT | 0 | 0 | 0 | 3.96 | 0 | 0.51
Coal | 1.66 | 1.16 | 1.16 | 1.66 | 0.05 | 0
Geo | 0 | 0 | 0 | 0 | 0 | 0
H | 0 | 0 | 0 | 0 | 0 | 0
LFG | 0 | 0.72 | 0.72 | 0.72 | 0.72 | 0.72
Nuc | 150.62 | 153.69 | 163.3 | 166.49 | 819.52 | 1058.52
PS | 0 | 0 | 0 | 0 | 0 | 0
PV | 0 | 0 | 0 | 0 | 0 | 0
PeakG | 0 | 0 | 1.58 | 7.19 | 1.16 | 4.57
PeakO | 0 | 0 | 0 | 0 | 0 | 0
ST | 0 | 0 | 0 | 0 | 0 | 0
STOG | 10.86 | 14.39 | 57.43 | 96.55 | 7.73 | 15.31
STWD | 244.45 | 244.45 | 3.45 | 244.45 | 123.04 | 122.08
WT | 0 | 0 | 0 | 0 | 0 | 0
IGCC | 0 | 0 | 0 | 0 | 0 | 0
DemandResponse | 0 | 0 | 0 | 0 | 0 | 0
IGCC-CCS | 0 | 0 | 0 | 0 | 0 | 0
WT_off | 0 | 0 | 0 | 0 | 0 | 0
PseudoUnit | 0 | 0 | 0 | 0 | 0 | 0
FixedInterchange | 0 | 0 | 0 | 0 | 0 | 0
Fuel Cost by Reporting Type: NWPP_Coal
ReportingType | 2015 | 2020 | 2025 | 2030 | 2035 | 2040
BM | 0 | 0 | 0 | 0 | 0 | 0
CC | 0 | 0 | 0 | 0 | 0 | 0
CSP | 0 | 0 | 0 | 0 | 0 | 0
CT | 0 | 0 | 0 | 0 | 0 | 0
Coal | 1542.8 | 1420.03 | 1455.48 | 1511.4 | 1588.8 | 1961.73
Geo | 0 | 0 | 0 | 0 | 0 | 0
H | 0 | 0 | 0 | 0 | 0 | 0
LFG | 0 | 0 | 0 | 0 | 0 | 0
Nuc | 0 | 0 | 0 | 0 | 0 | 0
PS | 0 | 0 | 0 | 0 | 0 | 0
PV | 0 | 0 | 0 | 0 | 0 | 0
PeakG | 0 | 0 | 0 | 0 | 0 | 0
PeakO | 0 | 0 | 0 | 0 | 0 | 0
ST | 0 | 0 | 0 | 0 | 0 | 0
STOG | 0 | 0 | 0 | 0 | 0 | 0
STWD | 0 | 0 | 0 | 0 | 0 | 0
WT | 0 | 0 | 0 | 0 | 0 | 0
IGCC | 0 | 0 | 0 | 0 | 0 | 0
DemandResponse | 0 | 0 | 0 | 0 | 0 | 0
IGCC-CCS | 0 | 0 | 0 | 0 | 0 | 0
WT_off | 0 | 0 | 0 | 0 | 0 | 0
PseudoUnit | 0 | 0 | 0 | 0 | 0 | 0
FixedInterchange | 0 | 0 | 0 | 0 | 0 | 0
Fuel Cost by Reporting Type: NWPP_Gas
ReportingType | 2015 | 2020 | 2025 | 2030 | 2035 | 2040
BM | 0 | 0 | 0 | 0 | 0 | 0
CC | 1791.67 | 2155.49 | 3775.97 | 7048.21 | 8107.18 | 11090.99
CSP | 0 | 0 | 0 | 0 | 0 | 0
CT | 0 | 0 | 0 | 0 | 0.11 | 0.12
Coal | 0 | 0 | 0 | 0 | 0 | 397.32
Geo | 0 | 0 | 0 | 0 | 0 | 0
H | 0 | 0 | 0 | 0 | 0 | 0
LFG | 0 | 0 | 0 | 0 | 0 | 0
Nuc | 0 | 0 | 0 | 0 | 0 | 0
PS | 0 | 0 | 0 | 0 | 0 | 0
PV | 0 | 0 | 0 | 0 | 0 | 0
PeakG | 0 | 0 | 0 | 0 | 0 | 0
PeakO | 0 | 0 | 0 | 0 | 0 | 0
ST | 0 | 0 | 0 | 0 | 0 | 0
STOG | 0 | 0 | 0 | 0 | 0 | 0
STWD | 0 | 0 | 0 | 0 | 0 | 0
WT | 0 | 0 | 0 | 0 | 0 | 0
IGCC | 0 | 0 | 0 | 0 | 0 | 0
DemandResponse | 0 | 0 | 0 | 0 | 0 | 0
IGCC-CCS | 0 | 0 | 0 | 0 | 0 | 0
WT_off | 0 | 0 | 0 | 0 | 0 | 0
PseudoUnit | 0 | 0 | 0 | 0 | 0 | 0
FixedInterchange | 0 | 0 | 0 | 0 | 0 | 0
Fuel Cost by Reporting Type: NWPP_NucRenew
ReportingType | 2015 | 2020 | 2025 | 2030 | 2035 | 2040
BM | 0 | 16.65 | 16.65 | 16.65 | 16.65 | 16.65
CC | 0 | 0 | 0 | 0 | 0 | 0
CSP | 0 | 0 | 0 | 0 | 0 | 0
CT | 0 | 0 | 0 | 0 | 0 | 0
Coal | 0 | 0 | 0 | 0 | 0 | 0
Geo | 0 | 0 | 0 | 0 | 0 | 0
H | 0 | 0 | 0 | 0 | 0 | 0
LFG | 0.03 | 0.13 | 0.34 | 0.34 | 0.34 | 0.34
Nuc | 71.13 | 72.58 | 77.12 | 78.63 | 78.63 | 78.63
PS | 0 | 0 | 0 | 0 | 0 | 0
PV | 0 | 0 | 0 | 0 | 0 | 0
PeakG | 0 | 0 | 0 | 0 | 0 | 0
PeakO | 0 | 0 | 0 | 0 | 0 | 0
ST | 0 | 0 | 0 | 0 | 0 | 0
STOG | 0 | 0 | 0 | 0 | 0 | 0
STWD | 0 | 87.19 | 161.74 | 301.46 | 301.46 | 301.46
WT | 0 | 0 | 0 | 0 | 0 | 0
IGCC | 0 | 0 | 0 | 0 | 0 | 0
DemandResponse | 0 | 0 | 0 | 0 | 0 | 0
IGCC-CCS | 0 | 0 | 0 | 0 | 0 | 0
WT_off | 0 | 0 | 0 | 0 | 0 | 0
PseudoUnit | 0 | 0 | 0 | 0 | 0 | 0
FixedInterchange | 0 | 0 | 0 | 0 | 0 | 0
Fuel Cost by Reporting Type: RMPA
ReportingType | 2015 | 2020 | 2025 | 2030 | 2035 | 2040
BM | 0 | 0 | 0 | 0 | 0 | 0
CC | 325.61 | 267.35 | 155.64 | 123.19 | 112.33 | 93.21
CSP | 0 | 0 | 0 | 0 | 0 | 0
CT | 0 | 0 | 0 | 0 | 0.43 | 0.39
Coal | 724.68 | 704.84 | 675.6 | 921.02 | 1295.88 | 1582.49
Geo | 0 | 0 | 0 | 0 | 0 | 0
H | 0 | 0 | 0 | 0 | 0 | 0
LFG | 0 | 0.04 | 0.04 | 0.04 | 0.04 | 0.04
Nuc | 0 | 0 | 0 | 0 | 0 | 0
PS | 0 | 0 | 0 | 0 | 0 | 0
PV | 0 | 0 | 0 | 0 | 0 | 0
PeakG | 0.89 | 0.35 | 1.09 | 4.19 | 7.37 | 8.2
PeakO | 0 | 0 | 0 | 0 | 0 | 0
ST | 0 | 0 | 0 | 0 | 0 | 0
STOG | 0 | 0 | 0 | 0 | 0 | 0
STWD | 0 | 0 | 0 | 0 | 0 | 0
WT | 0 | 0 | 0 | 0 | 0 | 0
IGCC | 0 | 0 | 0 | 0 | 0 | 0
DemandResponse | 0 | 0 | 0 | 0 | 0 | 0
IGCC-CCS | 0 | 0 | 0 | 0 | 0 | 0
WT_off | 0 | 0 | 0 | 0 | 0 | 0
PseudoUnit | 0 | 0 | 0 | 0 | 0 | 0
FixedInterchange | 0 | 0 | 0 | 0 | 0 | 0
Fuel Cost by Reporting Type: SP15
ReportingType | 2015 | 2020 | 2025 | 2030 | 2035 | 2040
BM | 3.07 | 3.07 | 0.27 | 2.72 | 2.24 | 3.07
CC | 1835.14 | 1219.23 | 1796.89 | 1102.13 | 780.27 | 720.42
CSP | 0 | 0 | 0 | 0 | 0 | 0
CT | 0 | 0 | 0 | 0 | 1.62 | 1.79
Coal | 5.6 | 3.9 | 3.9 | 3.44 | 1.26 | 0
Geo | 0 | 0 | 0 | 0 | 0 | 0
H | 0 | 0 | 0 | 0 | 0 | 0
LFG | 0.01 | 0.72 | 0.72 | 0.72 | 0.72 | 0.72
Nuc | 139.02 | 141.86 | 150.73 | 153.67 | 153.67 | 845.05
PS | 0 | 0 | 0 | 0 | 0 | 0
PV | 0 | 0 | 0 | 0 | 0 | 0
PeakG | 0 | 0 | 0.99 | 3.99 | 5.17 | 9.98
PeakO | 0 | 0 | 0 | 0 | 0.03 | 0.2
ST | 0 | 0 | 0 | 0 | 0 | 0
STOG | 28.54 | 57.3 | 69.87 | 105.22 | 108.27 | 147.5
STWD | 62.63 | 62.63 | 5.71 | 48.65 | 38.5 | 38.5
WT | 0 | 0 | 0 | 0 | 0 | 0
IGCC | 0 | 0 | 0 | 0 | 0 | 0
DemandResponse | 0 | 0 | 0 | 0 | 0 | 0.03
IGCC-CCS | 0 | 0 | 0 | 0 | 0 | 0
WT_off | 0 | 0 | 0 | 0 | 0 | 0
PseudoUnit | 0 | 0 | 0 | 0 | 0 | 0
FixedInterchange | 0 | 0 | 0 | 0 | 0 | 0
Fuel Cost by Reporting Type: ALB
ReportingType | 2015 | 2020 | 2025 | 2030 | 2035 | 2040
BM | 0 | 0 | 0 | 0 | 0 | 0
CC | 725.68 | 1190.74 | 1711.84 | 2463.53 | 3466.28 | 3646.22
CSP | 0 | 0 | 0 | 0 | 0 | 0
CT | 0 | 0 | 0 | 0 | 0 | 0
Coal | 283.56 | 217.7 | 217.7 | 312.91 | 322.94 | 352.59
Geo | 0 | 0 | 0 | 0 | 0 | 0
H | 0 | 0 | 0 | 0 | 0 | 0
LFG | 0 | 0 | 0 | 0 | 0 | 0
Nuc | 0 | 0 | 0 | 0 | 0 | 171.39
PS | 0 | 0 | 0 | 0 | 0 | 0
PV | 0 | 0 | 0 | 0 | 0 | 0
PeakG | 0 | 0 | 0.14 | 0 | 0 | 0
PeakO | 0 | 0 | 0 | 0 | 0 | 0
ST | 0 | 0 | 0 | 0 | 0 | 0
STOG | 0 | 0 | 0 | 0 | 0 | 0
STWD | 0 | 0 | 0 | 0 | 0 | 0
WT | 0 | 0 | 0 | 0 | 0 | 0
IGCC | 0 | 0 | 0 | 0 | 0 | 0
DemandResponse | 0 | 0 | 0 | 0 | 0 | 0
IGCC-CCS | 0 | 0 | 0 | 0 | 0 | 0
WT_off | 0 | 0 | 0 | 0 | 0 | 0
PseudoUnit | 0 | 0 | 0 | 0 | 0 | 0
FixedInterchange | 0 | 0 | 0 | 0 | 0 | 0
Fuel Cost by Reporting Type: BC
ReportingType | 2015 | 2020 | 2025 | 2030 | 2035 | 2040
BM | 0 | 0 | 0 | 0 | 0 | 0
CC | 418.78 | 845.3 | 1361.86 | 2073.26 | 2641.81 | 2980.6
CSP | 0 | 0 | 0 | 0 | 0 | 0
CT | 0 | 0 | 0 | 0 | 0 | 0
Coal | 0 | 0 | 0 | 0 | 0 | 0
Geo | 0 | 0 | 0 | 0 | 0 | 0
H | 0 | 0 | 0 | 0 | 0 | 0
LFG | 0 | 0 | 0 | 0 | 0 | 0
Nuc | 0 | 0 | 0 | 0 | 0 | 43.9
PS | 0 | 0 | 0 | 0 | 0 | 0
PV | 0 | 0 | 0 | 0 | 0 | 0
PeakG | 0 | 0 | 0 | 0 | 0 | 0
PeakO | 0 | 0 | 0 | 0 | 0 | 0
ST | 0 | 0 | 0 | 0 | 0 | 0
STOG | 0 | 0 | 0 | 0 | 0 | 0
STWD | 0 | 0 | 0 | 0 | 0 | 75.3
WT | 0 | 0 | 0 | 0 | 0 | 0
IGCC | 0 | 0 | 0 | 0 | 0 | 0
DemandResponse | 0 | 0 | 0 | 0 | 0 | 0
IGCC-CCS | 0 | 0 | 0 | 0 | 0 | 0
WT_off | 0 | 0 | 0 | 0 | 0 | 0
PseudoUnit | 0 | 0 | 0 | 0 | 0 | 0
FixedInterchange | 0 | 0 | 0 | 0 | 0 | 0
Fuel Cost by Reporting Type: HQ_IESO
ReportingType | 2015 | 2020 | 2025 | 2030 | 2035 | 2040
BM | 0 | 0 | 0 | 0 | 0 | 0
CC | 0 | 0 | 0 | 0 | 0 | 0
CSP | 0 | 0 | 0 | 0 | 0 | 0
CT | 0 | 0 | 0 | 0 | 0 | 0
Coal | 0 | 0 | 0 | 0 | 0 | 0
Geo | 0 | 0 | 0 | 0 | 0 | 0
H | 0 | 0 | 0 | 0 | 0 | 0
LFG | 0 | 0 | 0 | 0 | 0 | 0
Nuc | 0 | 0 | 0 | 0 | 0 | 0
PS | 0 | 0 | 0 | 0 | 0 | 0
PV | 0 | 0 | 0 | 0 | 0 | 0
PeakG | 0 | 0 | 0 | 0 | 0 | 0
PeakO | 0 | 0 | 0 | 0 | 0 | 0
ST | 0 | 0 | 0 | 0 | 0 | 0
STOG | 0 | 0 | 0 | 0 | 0 | 0
STWD | 0 | 0 | 0 | 0 | 0 | 0
WT | 0 | 0 | 0 | 0 | 0 | 0
IGCC | 0 | 0 | 0 | 0 | 0 | 0
DemandResponse | 0 | 0 | 0 | 0 | 0 | 0
IGCC-CCS | 0 | 0 | 0 | 0 | 0 | 0
WT_off | 0 | 0 | 0 | 0 | 0 | 0
PseudoUnit | 0 | 0 | 0 | 0 | 0 | 0
FixedInterchange | 0 | 0 | 0 | 0 | 0 | 0
Fuel Cost by Reporting Type: HQ_NEISO
ReportingType | 2015 | 2020 | 2025 | 2030 | 2035 | 2040
BM | 0 | 0 | 0 | 0 | 0 | 0
CC | 0 | 0 | 0 | 0 | 0 | 0
CSP | 0 | 0 | 0 | 0 | 0 | 0
CT | 0 | 0 | 0 | 0 | 0 | 0
Coal | 0 | 0 | 0 | 0 | 0 | 0
Geo | 0 | 0 | 0 | 0 | 0 | 0
H | 0 | 0 | 0 | 0 | 0 | 0
LFG | 0 | 0 | 0 | 0 | 0 | 0
Nuc | 0 | 0 | 0 | 0 | 0 | 0
PS | 0 | 0 | 0 | 0 | 0 | 0
PV | 0 | 0 | 0 | 0 | 0 | 0
PeakG | 0 | 0 | 0 | 0 | 0 | 0
PeakO | 0 | 0 | 0 | 0 | 0 | 0
ST | 0 | 0 | 0 | 0 | 0 | 0
STOG | 0 | 0 | 0 | 0 | 0 | 0
STWD | 0 | 0 | 0 | 0 | 0 | 0
WT | 0 | 0 | 0 | 0 | 0 | 0
IGCC | 0 | 0 | 0 | 0 | 0 | 0
DemandResponse | 0 | 0 | 0 | 0 | 0 | 0
IGCC-CCS | 0 | 0 | 0 | 0 | 0 | 0
WT_off | 0 | 0 | 0 | 0 | 0 | 0
PseudoUnit | 0 | 0 | 0 | 0 | 0 | 0
FixedInterchange | 0 | 0 | 0 | 0 | 0 | 0
Fuel Cost by Reporting Type: HQ_NY
ReportingType | 2015 | 2020 | 2025 | 2030 | 2035 | 2040
BM | 0 | 0 | 0 | 0 | 0 | 0
CC | 0 | 0 | 0 | 0 | 0 | 0
CSP | 0 | 0 | 0 | 0 | 0 | 0
CT | 0 | 0 | 0 | 0 | 0 | 0
Coal | 0 | 0 | 0 | 0 | 0 | 0
Geo | 0 | 0 | 0 | 0 | 0 | 0
H | 0 | 0 | 0 | 0 | 0 | 0
LFG | 0 | 0 | 0 | 0 | 0 | 0
Nuc | 0 | 0 | 0 | 0 | 0 | 0
PS | 0 | 0 | 0 | 0 | 0 | 0
PV | 0 | 0 | 0 | 0 | 0 | 0
PeakG | 0 | 0 | 0 | 0 | 0 | 0
PeakO | 0 | 0 | 0 | 0 | 0 | 0
ST | 0 | 0 | 0 | 0 | 0 | 0
STOG | 0 | 0 | 0 | 0 | 0 | 0
STWD | 0 | 0 | 0 | 0 | 0 | 0
WT | 0 | 0 | 0 | 0 | 0 | 0
IGCC | 0 | 0 | 0 | 0 | 0 | 0
DemandResponse | 0 | 0 | 0 | 0 | 0 | 0
IGCC-CCS | 0 | 0 | 0 | 0 | 0 | 0
WT_off | 0 | 0 | 0 | 0 | 0 | 0
PseudoUnit | 0 | 0 | 0 | 0 | 0 | 0
FixedInterchange | 0 | 0 | 0 | 0 | 0 | 0
Fuel Cost by Reporting Type: MARITIMES
ReportingType | 2015 | 2020 | 2025 | 2030 | 2035 | 2040
BM | 0 | 0 | 0 | 0 | 0 | 0
CC | 0 | 0 | 0 | 0 | 0 | 0
CSP | 0 | 0 | 0 | 0 | 0 | 0
CT | 0 | 0 | 0 | 0 | 0 | 0
Coal | 0 | 0 | 0 | 0 | 0 | 0
Geo | 0 | 0 | 0 | 0 | 0 | 0
H | 0 | 0 | 0 | 0 | 0 | 0
LFG | 0 | 0 | 0 | 0 | 0 | 0
Nuc | 0 | 0 | 0 | 0 | 0 | 0
PS | 0 | 0 | 0 | 0 | 0 | 0
PV | 0 | 0 | 0 | 0 | 0 | 0
PeakG | 0 | 0 | 0 | 0 | 0 | 0
PeakO | 0 | 0 | 0 | 0 | 0 | 0
ST | 0 | 0 | 0 | 0 | 0 | 0
STOG | 0 | 0 | 0 | 0 | 0 | 0
STWD | 0 | 0 | 0 | 0 | 0 | 0
WT | 0 | 0 | 0 | 0 | 0 | 0
IGCC | 0 | 0 | 0 | 0 | 0 | 0
DemandResponse | 0 | 0 | 0 | 0 | 0 | 0
IGCC-CCS | 0 | 0 | 0 | 0 | 0 | 0
WT_off | 0 | 0 | 0 | 0 | 0 | 0
PseudoUnit | 0 | 0 | 0 | 0 | 0 | 0
FixedInterchange | 0 | 0 | 0 | 0 | 0 | 0
Fuel Cost by Reporting Type: All
ReportingType | 2015 | 2020 | 2025 | 2030 | 2035 | 2040
BM | 162.17 | 378.03 | 906.62 | 1071.71 | 1223.75 | 1355.04
CC | 42236.42 | 56611.29 | 71445.74 | 94779.49 | 127648.1 | 153561.75
CSP | 0 | 0 | 0 | 0 | 0 | 0
CT | 37.21 | 115.7 | 172.09 | 303.99 | 523.7 | 630.51
Coal | 39677.3 | 36328.87 | 39767.58 | 44234.36 | 50546.45 | 59759.71
Geo | 0 | 0 | 0 | 0 | 0 | 0
H | 0 | 0 | 0 | 0 | 0 | 0
LFG | 0.25 | 2.74 | 5.56 | 6.49 | 6.49 | 6.49
Nuc | 8179.93 | 9435.97 | 10370.05 | 10455.86 | 9025.95 | 9127.3
PS | 0 | 0 | 0 | 0 | 0 | 0
PV | 0 | 0 | 0 | 0 | 0 | 0
PeakG | 152.89 | 258.64 | 553.81 | 679.73 | 706.36 | 669.61
PeakO | 0 | 0 | 0 | 0 | 0.03 | 0.2
ST | 0 | 0 | 0 | 0 | 0 | 0
STOG | 1115.2 | 1403.13 | 1787.82 | 2076.7 | 1905.52 | 2005.44
STWD | 881.08 | 808.98 | 530.14 | 988.58 | 930.45 | 1009.2
WT | 0 | 0 | 0 | 0 | 0.01 | 0.01
IGCC | 90.63 | 91.46 | 92.54 | 100.27 | 104.01 | 111.43
DemandResponse | 0 | 0 | 0 | 0 | 0 | 0.03
IGCC-CCS | 0 | 0 | 0 | 0 | 0 | 0
WT_off | 0 | 0 | 0 | 0 | 0 | 0
PseudoUnit | 0 | 0 | 0 | 0 | 0 | 0
FixedInterchange | 0 | 0 | 0 | 0 | 0 | 0
Fuel Cost by Reporting Type: EI_US
ReportingType | 2015 | 2020 | 2025 | 2030 | 2035 | 2040
BM | 159.11 | 358.31 | 889.39 | 1051.77 | 1197.72 | 1328.34
CC | 26046.91 | 36222.28 | 44765.97 | 59730.07 | 82658.72 | 99796.3
CSP | 0 | 0 | 0 | 0 | 0 | 0
CT | 37.21 | 115.17 | 153.23 | 264.08 | 496.44 | 588.13
Coal | 32873.07 | 29405.17 | 32414.84 | 36282.4 | 41266.92 | 49027.5
Geo | 0 | 0 | 0 | 0 | 0 | 0
H | 0 | 0 | 0 | 0 | 0 | 0
LFG | 0.18 | 1.03 | 3.64 | 4.11 | 4.11 | 4.11
Nuc | 6305.35 | 7523.17 | 8337.7 | 8383.82 | 6382.08 | 5459.16
PS | 0 | 0 | 0 | 0 | 0 | 0
PV | 0 | 0 | 0 | 0 | 0 | 0
PeakG | 152 | 258.11 | 474.94 | 539.14 | 588.95 | 532.34
PeakO | 0 | 0 | 0 | 0 | 0 | 0
ST | 0 | 0 | 0 | 0 | 0 | 0
STOG | 792.62 | 976.32 | 1142.65 | 1390.7 | 1318.4 | 1386.71
STWD | 562.46 | 403.17 | 352.06 | 382.18 | 454.96 | 459.38
WT | 0 | 0 | 0 | 0 | 0 | 0
IGCC | 90.63 | 91.46 | 92.54 | 100.27 | 104.01 | 111.43
DemandResponse | 0 | 0 | 0 | 0 | 0 | 0
IGCC-CCS | 0 | 0 | 0 | 0 | 0 | 0
WT_off | 0 | 0 | 0 | 0 | 0 | 0
PseudoUnit | 0 | 0 | 0 | 0 | 0 | 0
FixedInterchange | 0 | 0 | 0 | 0 | 0 | 0
Fuel Cost by Reporting Type: EI_Canada
ReportingType | 2015 | 2020 | 2025 | 2030 | 2035 | 2040
BM | 0 | 0 | 0 | 0.26 | 0.26 | 0.26
CC | 293.43 | 656 | 896.33 | 1348.74 | 2666.28 | 3972.52
CSP | 0 | 0 | 0 | 0 | 0 | 0
CT | 0 | 0 | 0.28 | 0.87 | 2.43 | 4.22
Coal | 7.79 | 22.18 | 55.3 | 198.03 | 298.39 | 412
Geo | 0 | 0 | 0 | 0 | 0 | 0
H | 0 | 0 | 0 | 0 | 0 | 0
LFG | 0.02 | 0.02 | 0.02 | 0.02 | 0.02 | 0.02
Nuc | 919.76 | 938.52 | 997.17 | 1016.65 | 935.44 | 814.03
PS | 0 | 0 | 0 | 0 | 0 | 0
PV | 0 | 0 | 0 | 0 | 0 | 0
PeakG | 0 | 0 | 0.34 | 1.16 | 0.56 | 1.19
PeakO | 0 | 0 | 0 | 0 | 0 | 0
ST | 0 | 0 | 0 | 0 | 0 | 0
STOG | 0 | 0 | 0 | 0 | 0 | 0
STWD | 0 | 0 | 0.09 | 0.3 | 0.95 | 0.95
WT | 0 | 0 | 0 | 0 | 0 | 0
IGCC | 0 | 0 | 0 | 0 | 0 | 0
DemandResponse | 0 | 0 | 0 | 0 | 0 | 0
IGCC-CCS | 0 | 0 | 0 | 0 | 0 | 0
WT_off | 0 | 0 | 0 | 0 | 0 | 0
PseudoUnit | 0 | 0 | 0 | 0 | 0 | 0
FixedInterchange | 0 | 0 | 0 | 0 | 0 | 0
Fuel Cost by Reporting Type: EI
ReportingType | 2015 | 2020 | 2025 | 2030 | 2035 | 2040
BM | 159.11 | 358.31 | 889.39 | 1052.03 | 1197.98 | 1328.59
CC | 26340.34 | 36878.27 | 45662.31 | 61078.81 | 85324.99 | 103768.82
CSP | 0 | 0 | 0 | 0 | 0 | 0
CT | 37.21 | 115.17 | 153.51 | 264.96 | 498.87 | 592.35
Coal | 32880.86 | 29427.35 | 32470.14 | 36480.43 | 41565.32 | 49439.5
Geo | 0 | 0 | 0 | 0 | 0 | 0
H | 0 | 0 | 0 | 0 | 0 | 0
LFG | 0.2 | 1.05 | 3.66 | 4.13 | 4.13 | 4.13
Nuc | 7225.12 | 8461.68 | 9334.87 | 9400.47 | 7317.53 | 6273.19
PS | 0 | 0 | 0 | 0 | 0 | 0
PV | 0 | 0 | 0 | 0 | 0 | 0
PeakG | 152 | 258.11 | 475.28 | 540.3 | 589.5 | 533.53
PeakO | 0 | 0 | 0 | 0 | 0 | 0
ST | 0 | 0 | 0 | 0 | 0 | 0
STOG | 792.62 | 976.32 | 1142.65 | 1390.7 | 1318.4 | 1386.71
STWD | 562.46 | 403.17 | 352.15 | 382.48 | 455.91 | 460.33
WT | 0 | 0 | 0 | 0 | 0 | 0
IGCC | 90.63 | 91.46 | 92.54 | 100.27 | 104.01 | 111.43
DemandResponse | 0 | 0 | 0 | 0 | 0 | 0
IGCC-CCS | 0 | 0 | 0 | 0 | 0 | 0
WT_off | 0 | 0 | 0 | 0 | 0 | 0
PseudoUnit | 0 | 0 | 0 | 0 | 0 | 0
FixedInterchange | 0 | 0 | 0 | 0 | 0 | 0
Fuel Cost by Reporting Type: Outside_EI
ReportingType | 2015 | 2020 | 2025 | 2030 | 2035 | 2040
BM | 3.07 | 19.72 | 17.24 | 19.68 | 25.77 | 26.45
CC | 15896.08 | 19733.02 | 25783.44 | 33700.68 | 42323.1 | 49792.93
CSP | 0 | 0 | 0 | 0 | 0 | 0
CT | 0 | 0.53 | 18.58 | 39.03 | 24.83 | 38.16
Coal | 6796.45 | 6901.52 | 7297.45 | 7753.93 | 8981.14 | 10320.21
Geo | 0 | 0 | 0 | 0 | 0 | 0
H | 0 | 0 | 0 | 0 | 0 | 0
LFG | 0.05 | 1.69 | 1.9 | 2.36 | 2.36 | 2.36
Nuc | 954.81 | 974.28 | 1035.18 | 1055.4 | 1708.42 | 2854.11
PS | 0 | 0 | 0 | 0 | 0 | 0
PV | 0 | 0 | 0 | 0 | 0 | 0
PeakG | 0.89 | 0.53 | 78.52 | 139.43 | 116.86 | 136.08
PeakO | 0 | 0 | 0 | 0 | 0.03 | 0.2
ST | 0 | 0 | 0 | 0 | 0 | 0
STOG | 322.57 | 426.82 | 645.17 | 686 | 587.12 | 618.73
STWD | 318.62 | 405.81 | 178 | 606.1 | 474.54 | 548.88
WT | 0 | 0 | 0 | 0 | 0 | 0
IGCC | 0 | 0 | 0 | 0 | 0 | 0
DemandResponse | 0 | 0 | 0 | 0 | 0 | 0.03
IGCC-CCS | 0 | 0 | 0 | 0 | 0 | 0
WT_off | 0 | 0 | 0 | 0 | 0 | 0
PseudoUnit | 0 | 0 | 0 | 0 | 0 | 0
FixedInterchange | 0 | 0 | 0 | 0 | 0 | 0
#7 | 0.05: Emission Cost ($million)
==== Emission Program: TitleIV_CAIRSO2 : (SO2) ====
Emission Cost by Reporting Type: Entergy
ReportingType | 2015 | 2020 | 2025 | 2030 | 2035 | 2040
BM | 0 | 0 | 0 | 0 | 0 | 0
CC | 0 | 0 | 0 | 0 | 0 | 0
CSP | 0 | 0 | 0 | 0 | 0 | 0
CT | 0 | 0 | 0 | 0 | 0 | 0
Coal | 26.19 | 0 | 0 | 0 | 0 | 0
Geo | 0 | 0 | 0 | 0 | 0 | 0
H | 0 | 0 | 0 | 0 | 0 | 0
LFG | 0 | 0 | 0 | 0 | 0 | 0
Nuc | 0 | 0 | 0 | 0 | 0 | 0
PS | 0 | 0 | 0 | 0 | 0 | 0
PV | 0 | 0 | 0 | 0 | 0 | 0
PeakG | 0 | 0 | 0 | 0 | 0 | 0
PeakO | 0 | 0 | 0 | 0 | 0 | 0
ST | 0 | 0 | 0 | 0 | 0 | 0
STOG | 0 | 0 | 0 | 0 | 0 | 0
STWD | 0 | 0 | 0 | 0 | 0 | 0
WT | 0 | 0 | 0 | 0 | 0 | 0
IGCC | 0 | 0 | 0 | 0 | 0 | 0
DemandResponse | 0 | 0 | 0 | 0 | 0 | 0
IGCC-CCS | 0 | 0 | 0 | 0 | 0 | 0
WT_off | 0 | 0 | 0 | 0 | 0 | 0
PseudoUnit | 0 | 0 | 0 | 0 | 0 | 0
FixedInterchange | 0 | 0 | 0 | 0 | 0 | 0
Emission Cost by Reporting Type: FRCC
ReportingType | 2015 | 2020 | 2025 | 2030 | 2035 | 2040
BM | 0 | 0 | 0 | 0 | 0 | 0
CC | 0 | 0 | 0 | 0 | 0 | 0
CSP | 0 | 0 | 0 | 0 | 0 | 0
CT | 0 | 0 | 0 | 0 | 0 | 0
Coal | 10.58 | 0 | 0 | 0 | 0 | 0
Geo | 0 | 0 | 0 | 0 | 0 | 0
H | 0 | 0 | 0 | 0 | 0 | 0
LFG | 0 | 0 | 0 | 0 | 0 | 0
Nuc | 0 | 0 | 0 | 0 | 0 | 0
PS | 0 | 0 | 0 | 0 | 0 | 0
PV | 0 | 0 | 0 | 0 | 0 | 0
PeakG | 0 | 0 | 0 | 0 | 0 | 0
PeakO | 0 | 0 | 0 | 0 | 0 | 0
ST | 0 | 0 | 0 | 0 | 0 | 0
STOG | 0 | 0 | 0 | 0 | 0 | 0
STWD | 0 | 0 | 0 | 0 | 0 | 0
WT | 0 | 0 | 0 | 0 | 0 | 0
IGCC | 0 | 0 | 0 | 0 | 0 | 0
DemandResponse | 0 | 0 | 0 | 0 | 0 | 0
IGCC-CCS | 0 | 0 | 0 | 0 | 0 | 0
WT_off | 0 | 0 | 0 | 0 | 0 | 0
PseudoUnit | 0 | 0 | 0 | 0 | 0 | 0
FixedInterchange | 0 | 0 | 0 | 0 | 0 | 0
Emission Cost by Reporting Type: MAPP_US
ReportingType | 2015 | 2020 | 2025 | 2030 | 2035 | 2040
BM | 0 | 0 | 0 | 0 | 0 | 0
CC | 0 | 0 | 0 | 0 | 0 | 0
CSP | 0 | 0 | 0 | 0 | 0 | 0
CT | 0 | 0 | 0 | 0 | 0 | 0
Coal | 1.95 | 0 | 0 | 0 | 0 | 0
Geo | 0 | 0 | 0 | 0 | 0 | 0
H | 0 | 0 | 0 | 0 | 0 | 0
LFG | 0 | 0 | 0 | 0 | 0 | 0
Nuc | 0 | 0 | 0 | 0 | 0 | 0
PS | 0 | 0 | 0 | 0 | 0 | 0
PV | 0 | 0 | 0 | 0 | 0 | 0
PeakG | 0 | 0 | 0 | 0 | 0 | 0
PeakO | 0 | 0 | 0 | 0 | 0 | 0
ST | 0 | 0 | 0 | 0 | 0 | 0
STOG | 0 | 0 | 0 | 0 | 0 | 0
STWD | 0 | 0 | 0 | 0 | 0 | 0
WT | 0 | 0 | 0 | 0 | 0 | 0
IGCC | 0 | 0 | 0 | 0 | 0 | 0
DemandResponse | 0 | 0 | 0 | 0 | 0 | 0
IGCC-CCS | 0 | 0 | 0 | 0 | 0 | 0
WT_off | 0 | 0 | 0 | 0 | 0 | 0
PseudoUnit | 0 | 0 | 0 | 0 | 0 | 0
FixedInterchange | 0 | 0 | 0 | 0 | 0 | 0
Emission Cost by Reporting Type: MISO_IN
ReportingType | 2015 | 2020 | 2025 | 2030 | 2035 | 2040
BM | 0 | 0 | 0 | 0 | 0 | 0
CC | 0 | 0 | 0 | 0 | 0 | 0
CSP | 0 | 0 | 0 | 0 | 0 | 0
CT | 0 | 0 | 0 | 0 | 0 | 0
Coal | 40.01 | 0 | 0 | 0 | 0 | 0
Geo | 0 | 0 | 0 | 0 | 0 | 0
H | 0 | 0 | 0 | 0 | 0 | 0
LFG | 0 | 0 | 0 | 0 | 0 | 0
Nuc | 0 | 0 | 0 | 0 | 0 | 0
PS | 0 | 0 | 0 | 0 | 0 | 0
PV | 0 | 0 | 0 | 0 | 0 | 0
PeakG | 0 | 0 | 0 | 0 | 0 | 0
PeakO | 0 | 0 | 0 | 0 | 0 | 0
ST | 0 | 0 | 0 | 0 | 0 | 0
STOG | 0 | 0 | 0 | 0 | 0 | 0
STWD | 0 | 0 | 0 | 0 | 0 | 0
WT | 0 | 0 | 0 | 0 | 0 | 0
IGCC | 0.31 | 0 | 0 | 0 | 0 | 0
DemandResponse | 0 | 0 | 0 | 0 | 0 | 0
IGCC-CCS | 0 | 0 | 0 | 0 | 0 | 0
WT_off | 0 | 0 | 0 | 0 | 0 | 0
PseudoUnit | 0 | 0 | 0 | 0 | 0 | 0
FixedInterchange | 0 | 0 | 0 | 0 | 0 | 0
Emission Cost by Reporting Type: MISO_MI
ReportingType | 2015 | 2020 | 2025 | 2030 | 2035 | 2040
BM | 0 | 0 | 0 | 0 | 0 | 0
CC | 0 | 0 | 0 | 0 | 0 | 0
CSP | 0 | 0 | 0 | 0 | 0 | 0
CT | 0 | 0 | 0 | 0 | 0 | 0
Coal | 42.22 | 0 | 0 | 0 | 0 | 0
Geo | 0 | 0 | 0 | 0 | 0 | 0
H | 0 | 0 | 0 | 0 | 0 | 0
LFG | 0 | 0 | 0 | 0 | 0 | 0
Nuc | 0 | 0 | 0 | 0 | 0 | 0
PS | 0 | 0 | 0 | 0 | 0 | 0
PV | 0 | 0 | 0 | 0 | 0 | 0
PeakG | 0 | 0 | 0 | 0 | 0 | 0
PeakO | 0 | 0 | 0 | 0 | 0 | 0
ST | 0 | 0 | 0 | 0 | 0 | 0
STOG | 0 | 0 | 0 | 0 | 0 | 0
STWD | 0 | 0 | 0 | 0 | 0 | 0
WT | 0 | 0 | 0 | 0 | 0 | 0
IGCC | 0 | 0 | 0 | 0 | 0 | 0
DemandResponse | 0 | 0 | 0 | 0 | 0 | 0
IGCC-CCS | 0 | 0 | 0 | 0 | 0 | 0
WT_off | 0 | 0 | 0 | 0 | 0 | 0
PseudoUnit | 0 | 0 | 0 | 0 | 0 | 0
FixedInterchange | 0 | 0 | 0 | 0 | 0 | 0
Emission Cost by Reporting Type: MISO_MO-IL
ReportingType | 2015 | 2020 | 2025 | 2030 | 2035 | 2040
BM | 0 | 0 | 0 | 0 | 0 | 0
CC | 0 | 0 | 0 | 0 | 0 | 0
CSP | 0 | 0 | 0 | 0 | 0 | 0
CT | 0 | 0 | 0 | 0 | 0 | 0
Coal | 71.6 | 0 | 0 | 0 | 0 | 0
Geo | 0 | 0 | 0 | 0 | 0 | 0
H | 0 | 0 | 0 | 0 | 0 | 0
LFG | 0 | 0 | 0 | 0 | 0 | 0
Nuc | 0 | 0 | 0 | 0 | 0 | 0
PS | 0 | 0 | 0 | 0 | 0 | 0
PV | 0 | 0 | 0 | 0 | 0 | 0
PeakG | 0 | 0 | 0 | 0 | 0 | 0
PeakO | 0 | 0 | 0 | 0 | 0 | 0
ST | 0 | 0 | 0 | 0 | 0 | 0
STOG | 0 | 0 | 0 | 0 | 0 | 0
STWD | 0 | 0 | 0 | 0 | 0 | 0
WT | 0 | 0 | 0 | 0 | 0 | 0
IGCC | 0 | 0 | 0 | 0 | 0 | 0
DemandResponse | 0 | 0 | 0 | 0 | 0 | 0
IGCC-CCS | 0 | 0 | 0 | 0 | 0 | 0
WT_off | 0 | 0 | 0 | 0 | 0 | 0
PseudoUnit | 0 | 0 | 0 | 0 | 0 | 0
FixedInterchange | 0 | 0 | 0 | 0 | 0 | 0
Emission Cost by Reporting Type: MISO_W
ReportingType | 2015 | 2020 | 2025 | 2030 | 2035 | 2040
BM | 0 | 0 | 0 | 0 | 0 | 0
CC | 0 | 0 | 0 | 0 | 0 | 0
CSP | 0 | 0 | 0 | 0 | 0 | 0
CT | 0 | 0 | 0 | 0 | 0 | 0
Coal | 39.07 | 0 | 0 | 0 | 0 | 0
Geo | 0 | 0 | 0 | 0 | 0 | 0
H | 0 | 0 | 0 | 0 | 0 | 0
LFG | 0 | 0 | 0 | 0 | 0 | 0
Nuc | 0 | 0 | 0 | 0 | 0 | 0
PS | 0 | 0 | 0 | 0 | 0 | 0
PV | 0 | 0 | 0 | 0 | 0 | 0
PeakG | 0 | 0 | 0 | 0 | 0 | 0
PeakO | 0 | 0 | 0 | 0 | 0 | 0
ST | 0 | 0 | 0 | 0 | 0 | 0
STOG | 0 | 0 | 0 | 0 | 0 | 0
STWD | 0 | 0 | 0 | 0 | 0 | 0
WT | 0 | 0 | 0 | 0 | 0 | 0
IGCC | 0 | 0 | 0 | 0 | 0 | 0
DemandResponse | 0 | 0 | 0 | 0 | 0 | 0
IGCC-CCS | 0 | 0 | 0 | 0 | 0 | 0
WT_off | 0 | 0 | 0 | 0 | 0 | 0
PseudoUnit | 0 | 0 | 0 | 0 | 0 | 0
FixedInterchange | 0 | 0 | 0 | 0 | 0 | 0
Emission Cost by Reporting Type: MISO_WUMS
ReportingType | 2015 | 2020 | 2025 | 2030 | 2035 | 2040
BM | 0 | 0 | 0 | 0 | 0 | 0
CC | 0 | 0 | 0 | 0 | 0 | 0
CSP | 0 | 0 | 0 | 0 | 0 | 0
CT | 0 | 0 | 0 | 0 | 0 | 0
Coal | 10.55 | 0 | 0 | 0 | 0 | 0
Geo | 0 | 0 | 0 | 0 | 0 | 0
H | 0 | 0 | 0 | 0 | 0 | 0
LFG | 0 | 0 | 0 | 0 | 0 | 0
Nuc | 0 | 0 | 0 | 0 | 0 | 0
PS | 0 | 0 | 0 | 0 | 0 | 0
PV | 0 | 0 | 0 | 0 | 0 | 0
PeakG | 0 | 0 | 0 | 0 | 0 | 0
PeakO | 0 | 0 | 0 | 0 | 0 | 0
ST | 0 | 0 | 0 | 0 | 0 | 0
STOG | 0 | 0 | 0 | 0 | 0 | 0
STWD | 0 | 0 | 0 | 0 | 0 | 0
WT | 0 | 0 | 0 | 0 | 0 | 0
IGCC | 0 | 0 | 0 | 0 | 0 | 0
DemandResponse | 0 | 0 | 0 | 0 | 0 | 0
IGCC-CCS | 0 | 0 | 0 | 0 | 0 | 0
WT_off | 0 | 0 | 0 | 0 | 0 | 0
PseudoUnit | 0 | 0 | 0 | 0 | 0 | 0
FixedInterchange | 0 | 0 | 0 | 0 | 0 | 0
Emission Cost by Reporting Type: Nebraska
ReportingType | 2015 | 2020 | 2025 | 2030 | 2035 | 2040
BM | 0 | 0 | 0 | 0 | 0 | 0
CC | 0 | 0 | 0 | 0 | 0 | 0
CSP | 0 | 0 | 0 | 0 | 0 | 0
CT | 0 | 0 | 0 | 0 | 0 | 0
Coal | 5.59 | 0 | 0 | 0 | 0 | 0
Geo | 0 | 0 | 0 | 0 | 0 | 0
H | 0 | 0 | 0 | 0 | 0 | 0
LFG | 0 | 0 | 0 | 0 | 0 | 0
Nuc | 0 | 0 | 0 | 0 | 0 | 0
PS | 0 | 0 | 0 | 0 | 0 | 0
PV | 0 | 0 | 0 | 0 | 0 | 0
PeakG | 0 | 0 | 0 | 0 | 0 | 0
PeakO | 0 | 0 | 0 | 0 | 0 | 0
ST | 0 | 0 | 0 | 0 | 0 | 0
STOG | 0 | 0 | 0 | 0 | 0 | 0
STWD | 0 | 0 | 0 | 0 | 0 | 0
WT | 0 | 0 | 0 | 0 | 0 | 0
IGCC | 0 | 0 | 0 | 0 | 0 | 0
DemandResponse | 0 | 0 | 0 | 0 | 0 | 0
IGCC-CCS | 0 | 0 | 0 | 0 | 0 | 0
WT_off | 0 | 0 | 0 | 0 | 0 | 0
PseudoUnit | 0 | 0 | 0 | 0 | 0 | 0
FixedInterchange | 0 | 0 | 0 | 0 | 0 | 0
Emission Cost by Reporting Type: NEISO
ReportingType | 2015 | 2020 | 2025 | 2030 | 2035 | 2040
BM | 0 | 0 | 0 | 0 | 0 | 0
CC | 0 | 0 | 0 | 0 | 0 | 0
CSP | 0 | 0 | 0 | 0 | 0 | 0
CT | 0 | 0 | 0 | 0 | 0 | 0
Coal | 0 | 0 | 0 | 0 | 0 | 0
Geo | 0 | 0 | 0 | 0 | 0 | 0
H | 0 | 0 | 0 | 0 | 0 | 0
LFG | 0 | 0 | 0 | 0 | 0 | 0
Nuc | 0 | 0 | 0 | 0 | 0 | 0
PS | 0 | 0 | 0 | 0 | 0 | 0
PV | 0 | 0 | 0 | 0 | 0 | 0
PeakG | 0 | 0 | 0 | 0 | 0 | 0
PeakO | 0 | 0 | 0 | 0 | 0 | 0
ST | 0 | 0 | 0 | 0 | 0 | 0
STOG | 0 | 0 | 0 | 0 | 0 | 0
STWD | 0 | 0 | 0 | 0 | 0 | 0
WT | 0 | 0 | 0 | 0 | 0 | 0
IGCC | 0 | 0 | 0 | 0 | 0 | 0
DemandResponse | 0 | 0 | 0 | 0 | 0 | 0
IGCC-CCS | 0 | 0 | 0 | 0 | 0 | 0
WT_off | 0 | 0 | 0 | 0 | 0 | 0
PseudoUnit | 0 | 0 | 0 | 0 | 0 | 0
FixedInterchange | 0 | 0 | 0 | 0 | 0 | 0
Emission Cost by Reporting Type: NonRTO_Midwest
ReportingType | 2015 | 2020 | 2025 | 2030 | 2035 | 2040
BM | 0 | 0 | 0 | 0 | 0 | 0
CC | 0 | 0 | 0 | 0 | 0 | 0
CSP | 0 | 0 | 0 | 0 | 0 | 0
CT | 0 | 0 | 0 | 0 | 0 | 0
Coal | 21.98 | 0 | 0 | 0 | 0 | 0
Geo | 0 | 0 | 0 | 0 | 0 | 0
H | 0 | 0 | 0 | 0 | 0 | 0
LFG | 0 | 0 | 0 | 0 | 0 | 0
Nuc | 0 | 0 | 0 | 0 | 0 | 0
PS | 0 | 0 | 0 | 0 | 0 | 0
PV | 0 | 0 | 0 | 0 | 0 | 0
PeakG | 0 | 0 | 0 | 0 | 0 | 0
PeakO | 0 | 0 | 0 | 0 | 0 | 0
ST | 0 | 0 | 0 | 0 | 0 | 0
STOG | 0 | 0 | 0 | 0 | 0 | 0
STWD | 0 | 0 | 0 | 0 | 0 | 0
WT | 0 | 0 | 0 | 0 | 0 | 0
IGCC | 0 | 0 | 0 | 0 | 0 | 0
DemandResponse | 0 | 0 | 0 | 0 | 0 | 0
IGCC-CCS | 0 | 0 | 0 | 0 | 0 | 0
WT_off | 0 | 0 | 0 | 0 | 0 | 0
PseudoUnit | 0 | 0 | 0 | 0 | 0 | 0
FixedInterchange | 0 | 0 | 0 | 0 | 0 | 0
Emission Cost by Reporting Type: NYISO_A-F
ReportingType | 2015 | 2020 | 2025 | 2030 | 2035 | 2040
BM | 0 | 0 | 0 | 0 | 0 | 0
CC | 0 | 0 | 0 | 0 | 0 | 0
CSP | 0 | 0 | 0 | 0 | 0 | 0
CT | 0 | 0 | 0 | 0 | 0 | 0
Coal | 0 | 0 | 0 | 0 | 0 | 0
Geo | 0 | 0 | 0 | 0 | 0 | 0
H | 0 | 0 | 0 | 0 | 0 | 0
LFG | 0 | 0 | 0 | 0 | 0 | 0
Nuc | 0 | 0 | 0 | 0 | 0 | 0
PS | 0 | 0 | 0 | 0 | 0 | 0
PV | 0 | 0 | 0 | 0 | 0 | 0
PeakG | 0 | 0 | 0 | 0 | 0 | 0
PeakO | 0 | 0 | 0 | 0 | 0 | 0
ST | 0 | 0 | 0 | 0 | 0 | 0
STOG | 0 | 0 | 0 | 0 | 0 | 0
STWD | 0 | 0 | 0 | 0 | 0 | 0
WT | 0 | 0 | 0 | 0 | 0 | 0
IGCC | 0 | 0 | 0 | 0 | 0 | 0
DemandResponse | 0 | 0 | 0 | 0 | 0 | 0
IGCC-CCS | 0 | 0 | 0 | 0 | 0 | 0
WT_off | 0 | 0 | 0 | 0 | 0 | 0
PseudoUnit | 0 | 0 | 0 | 0 | 0 | 0
FixedInterchange | 0 | 0 | 0 | 0 | 0 | 0
Emission Cost by Reporting Type: NYISO_G-I
ReportingType | 2015 | 2020 | 2025 | 2030 | 2035 | 2040
BM | 0 | 0 | 0 | 0 | 0 | 0
CC | 0 | 0 | 0 | 0 | 0 | 0
CSP | 0 | 0 | 0 | 0 | 0 | 0
CT | 0 | 0 | 0 | 0 | 0 | 0
Coal | 0 | 0 | 0 | 0 | 0 | 0
Geo | 0 | 0 | 0 | 0 | 0 | 0
H | 0 | 0 | 0 | 0 | 0 | 0
LFG | 0 | 0 | 0 | 0 | 0 | 0
Nuc | 0 | 0 | 0 | 0 | 0 | 0
PS | 0 | 0 | 0 | 0 | 0 | 0
PV | 0 | 0 | 0 | 0 | 0 | 0
PeakG | 0 | 0 | 0 | 0 | 0 | 0
PeakO | 0 | 0 | 0 | 0 | 0 | 0
ST | 0 | 0 | 0 | 0 | 0 | 0
STOG | 0 | 0 | 0 | 0 | 0 | 0
STWD | 0 | 0 | 0 | 0 | 0 | 0
WT | 0 | 0 | 0 | 0 | 0 | 0
IGCC | 0 | 0 | 0 | 0 | 0 | 0
DemandResponse | 0 | 0 | 0 | 0 | 0 | 0
IGCC-CCS | 0 | 0 | 0 | 0 | 0 | 0
WT_off | 0 | 0 | 0 | 0 | 0 | 0
PseudoUnit | 0 | 0 | 0 | 0 | 0 | 0
FixedInterchange | 0 | 0 | 0 | 0 | 0 | 0
Emission Cost by Reporting Type: NYISO_J-K
ReportingType | 2015 | 2020 | 2025 | 2030 | 2035 | 2040
BM | 0 | 0 | 0 | 0 | 0 | 0
CC | 0 | 0 | 0 | 0 | 0 | 0
CSP | 0 | 0 | 0 | 0 | 0 | 0
CT | 0 | 0 | 0 | 0 | 0 | 0
Coal | 0 | 0 | 0 | 0 | 0 | 0
Geo | 0 | 0 | 0 | 0 | 0 | 0
H | 0 | 0 | 0 | 0 | 0 | 0
LFG | 0 | 0 | 0 | 0 | 0 | 0
Nuc | 0 | 0 | 0 | 0 | 0 | 0
PS | 0 | 0 | 0 | 0 | 0 | 0
PV | 0 | 0 | 0 | 0 | 0 | 0
PeakG | 0 | 0 | 0 | 0 | 0 | 0
PeakO | 0 | 0 | 0 | 0 | 0 | 0
ST | 0 | 0 | 0 | 0 | 0 | 0
STOG | 0 | 0 | 0 | 0 | 0 | 0
STWD | 0 | 0 | 0 | 0 | 0 | 0
WT | 0 | 0 | 0 | 0 | 0 | 0
IGCC | 0 | 0 | 0 | 0 | 0 | 0
DemandResponse | 0 | 0 | 0 | 0 | 0 | 0
IGCC-CCS | 0 | 0 | 0 | 0 | 0 | 0
WT_off | 0 | 0 | 0 | 0 | 0 | 0
PseudoUnit | 0 | 0 | 0 | 0 | 0 | 0
FixedInterchange | 0 | 0 | 0 | 0 | 0 | 0
Emission Cost by Reporting Type: PJM_E
ReportingType | 2015 | 2020 | 2025 | 2030 | 2035 | 2040
BM | 0 | 0 | 0 | 0 | 0 | 0
CC | 0 | 0 | 0 | 0 | 0 | 0
CSP | 0 | 0 | 0 | 0 | 0 | 0
CT | 0 | 0 | 0 | 0 | 0 | 0
Coal | 0.06 | 0 | 0 | 0 | 0 | 0
Geo | 0 | 0 | 0 | 0 | 0 | 0
H | 0 | 0 | 0 | 0 | 0 | 0
LFG | 0 | 0 | 0 | 0 | 0 | 0
Nuc | 0 | 0 | 0 | 0 | 0 | 0
PS | 0 | 0 | 0 | 0 | 0 | 0
PV | 0 | 0 | 0 | 0 | 0 | 0
PeakG | 0 | 0 | 0 | 0 | 0 | 0
PeakO | 0 | 0 | 0 | 0 | 0 | 0
ST | 0 | 0 | 0 | 0 | 0 | 0
STOG | 0 | 0 | 0 | 0 | 0 | 0
STWD | 0 | 0 | 0 | 0 | 0 | 0
WT | 0 | 0 | 0 | 0 | 0 | 0
IGCC | 0 | 0 | 0 | 0 | 0 | 0
DemandResponse | 0 | 0 | 0 | 0 | 0 | 0
IGCC-CCS | 0 | 0 | 0 | 0 | 0 | 0
WT_off | 0 | 0 | 0 | 0 | 0 | 0
PseudoUnit | 0 | 0 | 0 | 0 | 0 | 0
FixedInterchange | 0 | 0 | 0 | 0 | 0 | 0
Emission Cost by Reporting Type: PJM_ROM
ReportingType | 2015 | 2020 | 2025 | 2030 | 2035 | 2040
BM | 0 | 0 | 0 | 0 | 0 | 0
CC | 0 | 0 | 0 | 0 | 0 | 0
CSP | 0 | 0 | 0 | 0 | 0 | 0
CT | 0 | 0 | 0 | 0 | 0 | 0
Coal | 21 | 0 | 0 | 0 | 0 | 0
Geo | 0 | 0 | 0 | 0 | 0 | 0
H | 0 | 0 | 0 | 0 | 0 | 0
LFG | 0 | 0 | 0 | 0 | 0 | 0
Nuc | 0 | 0 | 0 | 0 | 0 | 0
PS | 0 | 0 | 0 | 0 | 0 | 0
PV | 0 | 0 | 0 | 0 | 0 | 0
PeakG | 0 | 0 | 0 | 0 | 0 | 0
PeakO | 0 | 0 | 0 | 0 | 0 | 0
ST | 0 | 0 | 0 | 0 | 0 | 0
STOG | 0 | 0 | 0 | 0 | 0 | 0
STWD | 0 | 0 | 0 | 0 | 0 | 0
WT | 0 | 0 | 0 | 0 | 0 | 0
IGCC | 0 | 0 | 0 | 0 | 0 | 0
DemandResponse | 0 | 0 | 0 | 0 | 0 | 0
IGCC-CCS | 0 | 0 | 0 | 0 | 0 | 0
WT_off | 0 | 0 | 0 | 0 | 0 | 0
PseudoUnit | 0 | 0 | 0 | 0 | 0 | 0
FixedInterchange | 0 | 0 | 0 | 0 | 0 | 0
Emission Cost by Reporting Type: PJM_ROR
ReportingType | 2015 | 2020 | 2025 | 2030 | 2035 | 2040
BM | 0 | 0 | 0 | 0 | 0 | 0
CC | 0 | 0 | 0 | 0 | 0 | 0
CSP | 0 | 0 | 0 | 0 | 0 | 0
CT | 0 | 0 | 0 | 0 | 0 | 0
Coal | 228.17 | 0 | 0 | 0 | 0 | 0
Geo | 0 | 0 | 0 | 0 | 0 | 0
H | 0 | 0 | 0 | 0 | 0 | 0
LFG | 0 | 0 | 0 | 0 | 0 | 0
Nuc | 0 | 0 | 0 | 0 | 0 | 0
PS | 0 | 0 | 0 | 0 | 0 | 0
PV | 0 | 0 | 0 | 0 | 0 | 0
PeakG | 0 | 0 | 0 | 0 | 0 | 0
PeakO | 0 | 0 | 0 | 0 | 0 | 0
ST | 0 | 0 | 0 | 0 | 0 | 0
STOG | 0 | 0 | 0 | 0 | 0 | 0
STWD | 0 | 0 | 0 | 0 | 0 | 0
WT | 0 | 0 | 0 | 0 | 0 | 0
IGCC | 0 | 0 | 0 | 0 | 0 | 0
DemandResponse | 0 | 0 | 0 | 0 | 0 | 0
IGCC-CCS | 0 | 0 | 0 | 0 | 0 | 0
WT_off | 0 | 0 | 0 | 0 | 0 | 0
PseudoUnit | 0 | 0 | 0 | 0 | 0 | 0
FixedInterchange | 0 | 0 | 0 | 0 | 0 | 0
Emission Cost by Reporting Type: SOCO
ReportingType | 2015 | 2020 | 2025 | 2030 | 2035 | 2040
BM | 0 | 0 | 0 | 0 | 0 | 0
CC | 0 | 0 | 0 | 0 | 0 | 0
CSP | 0 | 0 | 0 | 0 | 0 | 0
CT | 0 | 0 | 0 | 0 | 0 | 0
Coal | 50.62 | 0 | 0 | 0 | 0 | 0
Geo | 0 | 0 | 0 | 0 | 0 | 0
H | 0 | 0 | 0 | 0 | 0 | 0
LFG | 0 | 0 | 0 | 0 | 0 | 0
Nuc | 0 | 0 | 0 | 0 | 0 | 0
PS | 0 | 0 | 0 | 0 | 0 | 0
PV | 0 | 0 | 0 | 0 | 0 | 0
PeakG | 0 | 0 | 0 | 0 | 0 | 0
PeakO | 0 | 0 | 0 | 0 | 0 | 0
ST | 0 | 0 | 0 | 0 | 0 | 0
STOG | 0 | 0 | 0 | 0 | 0 | 0
STWD | 0 | 0 | 0 | 0 | 0 | 0
WT | 0 | 0 | 0 | 0 | 0 | 0
IGCC | 0 | 0 | 0 | 0 | 0 | 0
DemandResponse | 0 | 0 | 0 | 0 | 0 | 0
IGCC-CCS | 0 | 0 | 0 | 0 | 0 | 0
WT_off | 0 | 0 | 0 | 0 | 0 | 0
PseudoUnit | 0 | 0 | 0 | 0 | 0 | 0
FixedInterchange | 0 | 0 | 0 | 0 | 0 | 0
Emission Cost by Reporting Type: SPP_N
ReportingType | 2015 | 2020 | 2025 | 2030 | 2035 | 2040
BM | 0 | 0 | 0 | 0 | 0 | 0
CC | 0 | 0 | 0 | 0 | 0 | 0
CSP | 0 | 0 | 0 | 0 | 0 | 0
CT | 0 | 0 | 0 | 0 | 0 | 0
Coal | 7.99 | 0 | 0 | 0 | 0 | 0
Geo | 0 | 0 | 0 | 0 | 0 | 0
H | 0 | 0 | 0 | 0 | 0 | 0
LFG | 0 | 0 | 0 | 0 | 0 | 0
Nuc | 0 | 0 | 0 | 0 | 0 | 0
PS | 0 | 0 | 0 | 0 | 0 | 0
PV | 0 | 0 | 0 | 0 | 0 | 0
PeakG | 0 | 0 | 0 | 0 | 0 | 0
PeakO | 0 | 0 | 0 | 0 | 0 | 0
ST | 0 | 0 | 0 | 0 | 0 | 0
STOG | 0 | 0 | 0 | 0 | 0 | 0
STWD | 0 | 0 | 0 | 0 | 0 | 0
WT | 0 | 0 | 0 | 0 | 0 | 0
IGCC | 0 | 0 | 0 | 0 | 0 | 0
DemandResponse | 0 | 0 | 0 | 0 | 0 | 0
IGCC-CCS | 0 | 0 | 0 | 0 | 0 | 0
WT_off | 0 | 0 | 0 | 0 | 0 | 0
PseudoUnit | 0 | 0 | 0 | 0 | 0 | 0
FixedInterchange | 0 | 0 | 0 | 0 | 0 | 0
Emission Cost by Reporting Type: SPP_S
ReportingType | 2015 | 2020 | 2025 | 2030 | 2035 | 2040
BM | 0 | 0 | 0 | 0 | 0 | 0
CC | 0 | 0 | 0 | 0 | 0 | 0
CSP | 0 | 0 | 0 | 0 | 0 | 0
CT | 0 | 0 | 0 | 0 | 0 | 0
Coal | 22.01 | 0 | 0 | 0 | 0 | 0
Geo | 0 | 0 | 0 | 0 | 0 | 0
H | 0 | 0 | 0 | 0 | 0 | 0
LFG | 0 | 0 | 0 | 0 | 0 | 0
Nuc | 0 | 0 | 0 | 0 | 0 | 0
PS | 0 | 0 | 0 | 0 | 0 | 0
PV | 0 | 0 | 0 | 0 | 0 | 0
PeakG | 0 | 0 | 0 | 0 | 0 | 0
PeakO | 0 | 0 | 0 | 0 | 0 | 0
ST | 0 | 0 | 0 | 0 | 0 | 0
STOG | 0 | 0 | 0 | 0 | 0 | 0
STWD | 0 | 0 | 0 | 0 | 0 | 0
WT | 0 | 0 | 0 | 0 | 0 | 0
IGCC | 0 | 0 | 0 | 0 | 0 | 0
DemandResponse | 0 | 0 | 0 | 0 | 0 | 0
IGCC-CCS | 0 | 0 | 0 | 0 | 0 | 0
WT_off | 0 | 0 | 0 | 0 | 0 | 0
PseudoUnit | 0 | 0 | 0 | 0 | 0 | 0
FixedInterchange | 0 | 0 | 0 | 0 | 0 | 0
Emission Cost by Reporting Type: TVA
ReportingType | 2015 | 2020 | 2025 | 2030 | 2035 | 2040
BM | 0 | 0 | 0 | 0 | 0 | 0
CC | 0 | 0 | 0 | 0 | 0 | 0
CSP | 0 | 0 | 0 | 0 | 0 | 0
CT | 0 | 0 | 0 | 0 | 0 | 0
Coal | 50.49 | 0 | 0 | 0 | 0 | 0
Geo | 0 | 0 | 0 | 0 | 0 | 0
H | 0 | 0 | 0 | 0 | 0 | 0
LFG | 0 | 0 | 0 | 0 | 0 | 0
Nuc | 0 | 0 | 0 | 0 | 0 | 0
PS | 0 | 0 | 0 | 0 | 0 | 0
PV | 0 | 0 | 0 | 0 | 0 | 0
PeakG | 0 | 0 | 0 | 0 | 0 | 0
PeakO | 0 | 0 | 0 | 0 | 0 | 0
ST | 0 | 0 | 0 | 0 | 0 | 0
STOG | 0 | 0 | 0 | 0 | 0 | 0
STWD | 0 | 0 | 0 | 0 | 0 | 0
WT | 0 | 0 | 0 | 0 | 0 | 0
IGCC | 0 | 0 | 0 | 0 | 0 | 0
DemandResponse | 0 | 0 | 0 | 0 | 0 | 0
IGCC-CCS | 0 | 0 | 0 | 0 | 0 | 0
WT_off | 0 | 0 | 0 | 0 | 0 | 0
PseudoUnit | 0 | 0 | 0 | 0 | 0 | 0
FixedInterchange | 0 | 0 | 0 | 0 | 0 | 0
Emission Cost by Reporting Type: TVA_Transmission
ReportingType | 2015 | 2020 | 2025 | 2030 | 2035 | 2040
BM | 0 | 0 | 0 | 0 | 0 | 0
CC | 0 | 0 | 0 | 0 | 0 | 0
CSP | 0 | 0 | 0 | 0 | 0 | 0
CT | 0 | 0 | 0 | 0 | 0 | 0
Coal | 0 | 0 | 0 | 0 | 0 | 0
Geo | 0 | 0 | 0 | 0 | 0 | 0
H | 0 | 0 | 0 | 0 | 0 | 0
LFG | 0 | 0 | 0 | 0 | 0 | 0
Nuc | 0 | 0 | 0 | 0 | 0 | 0
PS | 0 | 0 | 0 | 0 | 0 | 0
PV | 0 | 0 | 0 | 0 | 0 | 0
PeakG | 0 | 0 | 0 | 0 | 0 | 0
PeakO | 0 | 0 | 0 | 0 | 0 | 0
ST | 0 | 0 | 0 | 0 | 0 | 0
STOG | 0 | 0 | 0 | 0 | 0 | 0
STWD | 0 | 0 | 0 | 0 | 0 | 0
WT | 0 | 0 | 0 | 0 | 0 | 0
IGCC | 0 | 0 | 0 | 0 | 0 | 0
DemandResponse | 0 | 0 | 0 | 0 | 0 | 0
IGCC-CCS | 0 | 0 | 0 | 0 | 0 | 0
WT_off | 0 | 0 | 0 | 0 | 0 | 0
PseudoUnit | 0 | 0 | 0 | 0 | 0 | 0
FixedInterchange | 0 | 0 | 0 | 0 | 0 | 0
Emission Cost by Reporting Type: VACAR
ReportingType | 2015 | 2020 | 2025 | 2030 | 2035 | 2040
BM | 0 | 0 | 0 | 0 | 0 | 0
CC | 0 | 0 | 0 | 0 | 0 | 0
CSP | 0 | 0 | 0 | 0 | 0 | 0
CT | 0 | 0 | 0 | 0 | 0 | 0
Coal | 20.69 | 0 | 0 | 0 | 0 | 0
Geo | 0 | 0 | 0 | 0 | 0 | 0
H | 0 | 0 | 0 | 0 | 0 | 0
LFG | 0 | 0 | 0 | 0 | 0 | 0
Nuc | 0 | 0 | 0 | 0 | 0 | 0
PS | 0 | 0 | 0 | 0 | 0 | 0
PV | 0 | 0 | 0 | 0 | 0 | 0
PeakG | 0 | 0 | 0 | 0 | 0 | 0
PeakO | 0 | 0 | 0 | 0 | 0 | 0
ST | 0 | 0 | 0 | 0 | 0 | 0
STOG | 0 | 0 | 0 | 0 | 0 | 0
STWD | 0 | 0 | 0 | 0 | 0 | 0
WT | 0 | 0 | 0 | 0 | 0 | 0
IGCC | 0 | 0 | 0 | 0 | 0 | 0
DemandResponse | 0 | 0 | 0 | 0 | 0 | 0
IGCC-CCS | 0 | 0 | 0 | 0 | 0 | 0
WT_off | 0 | 0 | 0 | 0 | 0 | 0
PseudoUnit | 0 | 0 | 0 | 0 | 0 | 0
FixedInterchange | 0 | 0 | 0 | 0 | 0 | 0
Emission Cost by Reporting Type: IESO
ReportingType | 2015 | 2020 | 2025 | 2030 | 2035 | 2040
BM | 0 | 0 | 0 | 0 | 0 | 0
CC | 0 | 0 | 0 | 0 | 0 | 0
CSP | 0 | 0 | 0 | 0 | 0 | 0
CT | 0 | 0 | 0 | 0 | 0 | 0
Coal | 0 | 0 | 0 | 0 | 0 | 0
Geo | 0 | 0 | 0 | 0 | 0 | 0
H | 0 | 0 | 0 | 0 | 0 | 0
LFG | 0 | 0 | 0 | 0 | 0 | 0
Nuc | 0 | 0 | 0 | 0 | 0 | 0
PS | 0 | 0 | 0 | 0 | 0 | 0
PV | 0 | 0 | 0 | 0 | 0 | 0
PeakG | 0 | 0 | 0 | 0 | 0 | 0
PeakO | 0 | 0 | 0 | 0 | 0 | 0
ST | 0 | 0 | 0 | 0 | 0 | 0
STOG | 0 | 0 | 0 | 0 | 0 | 0
STWD | 0 | 0 | 0 | 0 | 0 | 0
WT | 0 | 0 | 0 | 0 | 0 | 0
IGCC | 0 | 0 | 0 | 0 | 0 | 0
DemandResponse | 0 | 0 | 0 | 0 | 0 | 0
IGCC-CCS | 0 | 0 | 0 | 0 | 0 | 0
WT_off | 0 | 0 | 0 | 0 | 0 | 0
PseudoUnit | 0 | 0 | 0 | 0 | 0 | 0
FixedInterchange | 0 | 0 | 0 | 0 | 0 | 0
Emission Cost by Reporting Type: MAPP_CA
ReportingType | 2015 | 2020 | 2025 | 2030 | 2035 | 2040
BM | 0 | 0 | 0 | 0 | 0 | 0
CC | 0 | 0 | 0 | 0 | 0 | 0
CSP | 0 | 0 | 0 | 0 | 0 | 0
CT | 0 | 0 | 0 | 0 | 0 | 0
Coal | 0 | 0 | 0 | 0 | 0 | 0
Geo | 0 | 0 | 0 | 0 | 0 | 0
H | 0 | 0 | 0 | 0 | 0 | 0
LFG | 0 | 0 | 0 | 0 | 0 | 0
Nuc | 0 | 0 | 0 | 0 | 0 | 0
PS | 0 | 0 | 0 | 0 | 0 | 0
PV | 0 | 0 | 0 | 0 | 0 | 0
PeakG | 0 | 0 | 0 | 0 | 0 | 0
PeakO | 0 | 0 | 0 | 0 | 0 | 0
ST | 0 | 0 | 0 | 0 | 0 | 0
STOG | 0 | 0 | 0 | 0 | 0 | 0
STWD | 0 | 0 | 0 | 0 | 0 | 0
WT | 0 | 0 | 0 | 0 | 0 | 0
IGCC | 0 | 0 | 0 | 0 | 0 | 0
DemandResponse | 0 | 0 | 0 | 0 | 0 | 0
IGCC-CCS | 0 | 0 | 0 | 0 | 0 | 0
WT_off | 0 | 0 | 0 | 0 | 0 | 0
PseudoUnit | 0 | 0 | 0 | 0 | 0 | 0
FixedInterchange | 0 | 0 | 0 | 0 | 0 | 0
Emission Cost by Reporting Type: AZ_NM_SNV_Coal
ReportingType | 2015 | 2020 | 2025 | 2030 | 2035 | 2040
BM | 0 | 0 | 0 | 0 | 0 | 0
CC | 0 | 0 | 0 | 0 | 0 | 0
CSP | 0 | 0 | 0 | 0 | 0 | 0
CT | 0 | 0 | 0 | 0 | 0 | 0
Coal | 1.51 | 0 | 0 | 0 | 0 | 0
Geo | 0 | 0 | 0 | 0 | 0 | 0
H | 0 | 0 | 0 | 0 | 0 | 0
LFG | 0 | 0 | 0 | 0 | 0 | 0
Nuc | 0 | 0 | 0 | 0 | 0 | 0
PS | 0 | 0 | 0 | 0 | 0 | 0
PV | 0 | 0 | 0 | 0 | 0 | 0
PeakG | 0 | 0 | 0 | 0 | 0 | 0
PeakO | 0 | 0 | 0 | 0 | 0 | 0
ST | 0 | 0 | 0 | 0 | 0 | 0
STOG | 0 | 0 | 0 | 0 | 0 | 0
STWD | 0 | 0 | 0 | 0 | 0 | 0
WT | 0 | 0 | 0 | 0 | 0 | 0
IGCC | 0 | 0 | 0 | 0 | 0 | 0
DemandResponse | 0 | 0 | 0 | 0 | 0 | 0
IGCC-CCS | 0 | 0 | 0 | 0 | 0 | 0
WT_off | 0 | 0 | 0 | 0 | 0 | 0
PseudoUnit | 0 | 0 | 0 | 0 | 0 | 0
FixedInterchange | 0 | 0 | 0 | 0 | 0 | 0
Emission Cost by Reporting Type: AZ_NM_SNV_Gas
ReportingType | 2015 | 2020 | 2025 | 2030 | 2035 | 2040
BM | 0 | 0 | 0 | 0 | 0 | 0
CC | 0 | 0 | 0 | 0 | 0 | 0
CSP | 0 | 0 | 0 | 0 | 0 | 0
CT | 0 | 0 | 0 | 0 | 0 | 0
Coal | 0 | 0 | 0 | 0 | 0 | 0
Geo | 0 | 0 | 0 | 0 | 0 | 0
H | 0 | 0 | 0 | 0 | 0 | 0
LFG | 0 | 0 | 0 | 0 | 0 | 0
Nuc | 0 | 0 | 0 | 0 | 0 | 0
PS | 0 | 0 | 0 | 0 | 0 | 0
PV | 0 | 0 | 0 | 0 | 0 | 0
PeakG | 0 | 0 | 0 | 0 | 0 | 0
PeakO | 0 | 0 | 0 | 0 | 0 | 0
ST | 0 | 0 | 0 | 0 | 0 | 0
STOG | 0 | 0 | 0 | 0 | 0 | 0
STWD | 0 | 0 | 0 | 0 | 0 | 0
WT | 0 | 0 | 0 | 0 | 0 | 0
IGCC | 0 | 0 | 0 | 0 | 0 | 0
DemandResponse | 0 | 0 | 0 | 0 | 0 | 0
IGCC-CCS | 0 | 0 | 0 | 0 | 0 | 0
WT_off | 0 | 0 | 0 | 0 | 0 | 0
PseudoUnit | 0 | 0 | 0 | 0 | 0 | 0
FixedInterchange | 0 | 0 | 0 | 0 | 0 | 0
Emission Cost by Reporting Type: AZ_NM_SNV_NucRenew
ReportingType | 2015 | 2020 | 2025 | 2030 | 2035 | 2040
BM | 0 | 0 | 0 | 0 | 0 | 0
CC | 0 | 0 | 0 | 0 | 0 | 0
CSP | 0 | 0 | 0 | 0 | 0 | 0
CT | 0 | 0 | 0 | 0 | 0 | 0
Coal | 0 | 0 | 0 | 0 | 0 | 0
Geo | 0 | 0 | 0 | 0 | 0 | 0
H | 0 | 0 | 0 | 0 | 0 | 0
LFG | 0 | 0 | 0 | 0 | 0 | 0
Nuc | 0 | 0 | 0 | 0 | 0 | 0
PS | 0 | 0 | 0 | 0 | 0 | 0
PV | 0 | 0 | 0 | 0 | 0 | 0
PeakG | 0 | 0 | 0 | 0 | 0 | 0
PeakO | 0 | 0 | 0 | 0 | 0 | 0
ST | 0 | 0 | 0 | 0 | 0 | 0
STOG | 0 | 0 | 0 | 0 | 0 | 0
STWD | 0 | 0 | 0 | 0 | 0 | 0
WT | 0 | 0 | 0 | 0 | 0 | 0
IGCC | 0 | 0 | 0 | 0 | 0 | 0
DemandResponse | 0 | 0 | 0 | 0 | 0 | 0
IGCC-CCS | 0 | 0 | 0 | 0 | 0 | 0
WT_off | 0 | 0 | 0 | 0 | 0 | 0
PseudoUnit | 0 | 0 | 0 | 0 | 0 | 0
FixedInterchange | 0 | 0 | 0 | 0 | 0 | 0
Emission Cost by Reporting Type: ERCOT
ReportingType | 2015 | 2020 | 2025 | 2030 | 2035 | 2040
BM | 0 | 0 | 0 | 0 | 0 | 0
CC | 0 | 0 | 0 | 0 | 0 | 0
CSP | 0 | 0 | 0 | 0 | 0 | 0
CT | 0 | 0 | 0 | 0 | 0 | 0
Coal | 31.29 | 0 | 0 | 0 | 0 | 0
Geo | 0 | 0 | 0 | 0 | 0 | 0
H | 0 | 0 | 0 | 0 | 0 | 0
LFG | 0 | 0 | 0 | 0 | 0 | 0
Nuc | 0 | 0 | 0 | 0 | 0 | 0
PS | 0 | 0 | 0 | 0 | 0 | 0
PV | 0 | 0 | 0 | 0 | 0 | 0
PeakG | 0 | 0 | 0 | 0 | 0 | 0
PeakO | 0 | 0 | 0 | 0 | 0 | 0
ST | 0 | 0 | 0 | 0 | 0 | 0
STOG | 0 | 0 | 0 | 0 | 0 | 0
STWD | 0 | 0 | 0 | 0 | 0 | 0
WT | 0 | 0 | 0 | 0 | 0 | 0
IGCC | 0 | 0 | 0 | 0 | 0 | 0
DemandResponse | 0 | 0 | 0 | 0 | 0 | 0
IGCC-CCS | 0 | 0 | 0 | 0 | 0 | 0
WT_off | 0 | 0 | 0 | 0 | 0 | 0
PseudoUnit | 0 | 0 | 0 | 0 | 0 | 0
FixedInterchange | 0 | 0 | 0 | 0 | 0 | 0
Emission Cost by Reporting Type: NP15
ReportingType | 2015 | 2020 | 2025 | 2030 | 2035 | 2040
BM | 0 | 0 | 0 | 0 | 0 | 0
CC | 0 | 0 | 0 | 0 | 0 | 0
CSP | 0 | 0 | 0 | 0 | 0 | 0
CT | 0 | 0 | 0 | 0 | 0 | 0
Coal | 0 | 0 | 0 | 0 | 0 | 0
Geo | 0 | 0 | 0 | 0 | 0 | 0
H | 0 | 0 | 0 | 0 | 0 | 0
LFG | 0 | 0 | 0 | 0 | 0 | 0
Nuc | 0 | 0 | 0 | 0 | 0 | 0
PS | 0 | 0 | 0 | 0 | 0 | 0
PV | 0 | 0 | 0 | 0 | 0 | 0
PeakG | 0 | 0 | 0 | 0 | 0 | 0
PeakO | 0 | 0 | 0 | 0 | 0 | 0
ST | 0 | 0 | 0 | 0 | 0 | 0
STOG | 0 | 0 | 0 | 0 | 0 | 0
STWD | 0 | 0 | 0 | 0 | 0 | 0
WT | 0 | 0 | 0 | 0 | 0 | 0
IGCC | 0 | 0 | 0 | 0 | 0 | 0
DemandResponse | 0 | 0 | 0 | 0 | 0 | 0
IGCC-CCS | 0 | 0 | 0 | 0 | 0 | 0
WT_off | 0 | 0 | 0 | 0 | 0 | 0
PseudoUnit | 0 | 0 | 0 | 0 | 0 | 0
FixedInterchange | 0 | 0 | 0 | 0 | 0 | 0
Emission Cost by Reporting Type: NWPP_Coal
ReportingType | 2015 | 2020 | 2025 | 2030 | 2035 | 2040
BM | 0 | 0 | 0 | 0 | 0 | 0
CC | 0 | 0 | 0 | 0 | 0 | 0
CSP | 0 | 0 | 0 | 0 | 0 | 0
CT | 0 | 0 | 0 | 0 | 0 | 0
Coal | 5.13 | 0 | 0 | 0 | 0 | 0
Geo | 0 | 0 | 0 | 0 | 0 | 0
H | 0 | 0 | 0 | 0 | 0 | 0
LFG | 0 | 0 | 0 | 0 | 0 | 0
Nuc | 0 | 0 | 0 | 0 | 0 | 0
PS | 0 | 0 | 0 | 0 | 0 | 0
PV | 0 | 0 | 0 | 0 | 0 | 0
PeakG | 0 | 0 | 0 | 0 | 0 | 0
PeakO | 0 | 0 | 0 | 0 | 0 | 0
ST | 0 | 0 | 0 | 0 | 0 | 0
STOG | 0 | 0 | 0 | 0 | 0 | 0
STWD | 0 | 0 | 0 | 0 | 0 | 0
WT | 0 | 0 | 0 | 0 | 0 | 0
IGCC | 0 | 0 | 0 | 0 | 0 | 0
DemandResponse | 0 | 0 | 0 | 0 | 0 | 0
IGCC-CCS | 0 | 0 | 0 | 0 | 0 | 0
WT_off | 0 | 0 | 0 | 0 | 0 | 0
PseudoUnit | 0 | 0 | 0 | 0 | 0 | 0
FixedInterchange | 0 | 0 | 0 | 0 | 0 | 0
Emission Cost by Reporting Type: NWPP_Gas
ReportingType | 2015 | 2020 | 2025 | 2030 | 2035 | 2040
BM | 0 | 0 | 0 | 0 | 0 | 0
CC | 0 | 0 | 0 | 0 | 0 | 0
CSP | 0 | 0 | 0 | 0 | 0 | 0
CT | 0 | 0 | 0 | 0 | 0 | 0
Coal | 0 | 0 | 0 | 0 | 0 | 0
Geo | 0 | 0 | 0 | 0 | 0 | 0
H | 0 | 0 | 0 | 0 | 0 | 0
LFG | 0 | 0 | 0 | 0 | 0 | 0
Nuc | 0 | 0 | 0 | 0 | 0 | 0
PS | 0 | 0 | 0 | 0 | 0 | 0
PV | 0 | 0 | 0 | 0 | 0 | 0
PeakG | 0 | 0 | 0 | 0 | 0 | 0
PeakO | 0 | 0 | 0 | 0 | 0 | 0
ST | 0 | 0 | 0 | 0 | 0 | 0
STOG | 0 | 0 | 0 | 0 | 0 | 0
STWD | 0 | 0 | 0 | 0 | 0 | 0
WT | 0 | 0 | 0 | 0 | 0 | 0
IGCC | 0 | 0 | 0 | 0 | 0 | 0
DemandResponse | 0 | 0 | 0 | 0 | 0 | 0
IGCC-CCS | 0 | 0 | 0 | 0 | 0 | 0
WT_off | 0 | 0 | 0 | 0 | 0 | 0
PseudoUnit | 0 | 0 | 0 | 0 | 0 | 0
FixedInterchange | 0 | 0 | 0 | 0 | 0 | 0
Emission Cost by Reporting Type: NWPP_NucRenew
ReportingType | 2015 | 2020 | 2025 | 2030 | 2035 | 2040
BM | 0 | 0 | 0 | 0 | 0 | 0
CC | 0 | 0 | 0 | 0 | 0 | 0
CSP | 0 | 0 | 0 | 0 | 0 | 0
CT | 0 | 0 | 0 | 0 | 0 | 0
Coal | 0 | 0 | 0 | 0 | 0 | 0
Geo | 0 | 0 | 0 | 0 | 0 | 0
H | 0 | 0 | 0 | 0 | 0 | 0
LFG | 0 | 0 | 0 | 0 | 0 | 0
Nuc | 0 | 0 | 0 | 0 | 0 | 0
PS | 0 | 0 | 0 | 0 | 0 | 0
PV | 0 | 0 | 0 | 0 | 0 | 0
PeakG | 0 | 0 | 0 | 0 | 0 | 0
PeakO | 0 | 0 | 0 | 0 | 0 | 0
ST | 0 | 0 | 0 | 0 | 0 | 0
STOG | 0 | 0 | 0 | 0 | 0 | 0
STWD | 0 | 0 | 0 | 0 | 0 | 0
WT | 0 | 0 | 0 | 0 | 0 | 0
IGCC | 0 | 0 | 0 | 0 | 0 | 0
DemandResponse | 0 | 0 | 0 | 0 | 0 | 0
IGCC-CCS | 0 | 0 | 0 | 0 | 0 | 0
WT_off | 0 | 0 | 0 | 0 | 0 | 0
PseudoUnit | 0 | 0 | 0 | 0 | 0 | 0
FixedInterchange | 0 | 0 | 0 | 0 | 0 | 0
Emission Cost by Reporting Type: RMPA
ReportingType | 2015 | 2020 | 2025 | 2030 | 2035 | 2040
BM | 0 | 0 | 0 | 0 | 0 | 0
CC | 0 | 0 | 0 | 0 | 0 | 0
CSP | 0 | 0 | 0 | 0 | 0 | 0
CT | 0 | 0 | 0 | 0 | 0 | 0
Coal | 3.08 | 0 | 0 | 0 | 0 | 0
Geo | 0 | 0 | 0 | 0 | 0 | 0
H | 0 | 0 | 0 | 0 | 0 | 0
LFG | 0 | 0 | 0 | 0 | 0 | 0
Nuc | 0 | 0 | 0 | 0 | 0 | 0
PS | 0 | 0 | 0 | 0 | 0 | 0
PV | 0 | 0 | 0 | 0 | 0 | 0
PeakG | 0 | 0 | 0 | 0 | 0 | 0
PeakO | 0 | 0 | 0 | 0 | 0 | 0
ST | 0 | 0 | 0 | 0 | 0 | 0
STOG | 0 | 0 | 0 | 0 | 0 | 0
STWD | 0 | 0 | 0 | 0 | 0 | 0
WT | 0 | 0 | 0 | 0 | 0 | 0
IGCC | 0 | 0 | 0 | 0 | 0 | 0
DemandResponse | 0 | 0 | 0 | 0 | 0 | 0
IGCC-CCS | 0 | 0 | 0 | 0 | 0 | 0
WT_off | 0 | 0 | 0 | 0 | 0 | 0
PseudoUnit | 0 | 0 | 0 | 0 | 0 | 0
FixedInterchange | 0 | 0 | 0 | 0 | 0 | 0
Emission Cost by Reporting Type: SP15
ReportingType | 2015 | 2020 | 2025 | 2030 | 2035 | 2040
BM | 0 | 0 | 0 | 0 | 0 | 0
CC | 0 | 0 | 0 | 0 | 0 | 0
CSP | 0 | 0 | 0 | 0 | 0 | 0
CT | 0 | 0 | 0 | 0 | 0 | 0
Coal | 0.01 | 0 | 0 | 0 | 0 | 0
Geo | 0 | 0 | 0 | 0 | 0 | 0
H | 0 | 0 | 0 | 0 | 0 | 0
LFG | 0 | 0 | 0 | 0 | 0 | 0
Nuc | 0 | 0 | 0 | 0 | 0 | 0
PS | 0 | 0 | 0 | 0 | 0 | 0
PV | 0 | 0 | 0 | 0 | 0 | 0
PeakG | 0 | 0 | 0 | 0 | 0 | 0
PeakO | 0 | 0 | 0 | 0 | 0 | 0
ST | 0 | 0 | 0 | 0 | 0 | 0
STOG | 0 | 0 | 0 | 0 | 0 | 0
STWD | 0 | 0 | 0 | 0 | 0 | 0
WT | 0 | 0 | 0 | 0 | 0 | 0
IGCC | 0 | 0 | 0 | 0 | 0 | 0
DemandResponse | 0 | 0 | 0 | 0 | 0 | 0
IGCC-CCS | 0 | 0 | 0 | 0 | 0 | 0
WT_off | 0 | 0 | 0 | 0 | 0 | 0
PseudoUnit | 0 | 0 | 0 | 0 | 0 | 0
FixedInterchange | 0 | 0 | 0 | 0 | 0 | 0
Emission Cost by Reporting Type: ALB
ReportingType | 2015 | 2020 | 2025 | 2030 | 2035 | 2040
BM | 0 | 0 | 0 | 0 | 0 | 0
CC | 0 | 0 | 0 | 0 | 0 | 0
CSP | 0 | 0 | 0 | 0 | 0 | 0
CT | 0 | 0 | 0 | 0 | 0 | 0
Coal | 0 | 0 | 0 | 0 | 0 | 0
Geo | 0 | 0 | 0 | 0 | 0 | 0
H | 0 | 0 | 0 | 0 | 0 | 0
LFG | 0 | 0 | 0 | 0 | 0 | 0
Nuc | 0 | 0 | 0 | 0 | 0 | 0
PS | 0 | 0 | 0 | 0 | 0 | 0
PV | 0 | 0 | 0 | 0 | 0 | 0
PeakG | 0 | 0 | 0 | 0 | 0 | 0
PeakO | 0 | 0 | 0 | 0 | 0 | 0
ST | 0 | 0 | 0 | 0 | 0 | 0
STOG | 0 | 0 | 0 | 0 | 0 | 0
STWD | 0 | 0 | 0 | 0 | 0 | 0
WT | 0 | 0 | 0 | 0 | 0 | 0
IGCC | 0 | 0 | 0 | 0 | 0 | 0
DemandResponse | 0 | 0 | 0 | 0 | 0 | 0
IGCC-CCS | 0 | 0 | 0 | 0 | 0 | 0
WT_off | 0 | 0 | 0 | 0 | 0 | 0
PseudoUnit | 0 | 0 | 0 | 0 | 0 | 0
FixedInterchange | 0 | 0 | 0 | 0 | 0 | 0
Emission Cost by Reporting Type: BC
ReportingType | 2015 | 2020 | 2025 | 2030 | 2035 | 2040
BM | 0 | 0 | 0 | 0 | 0 | 0
CC | 0 | 0 | 0 | 0 | 0 | 0
CSP | 0 | 0 | 0 | 0 | 0 | 0
CT | 0 | 0 | 0 | 0 | 0 | 0
Coal | 0 | 0 | 0 | 0 | 0 | 0
Geo | 0 | 0 | 0 | 0 | 0 | 0
H | 0 | 0 | 0 | 0 | 0 | 0
LFG | 0 | 0 | 0 | 0 | 0 | 0
Nuc | 0 | 0 | 0 | 0 | 0 | 0
PS | 0 | 0 | 0 | 0 | 0 | 0
PV | 0 | 0 | 0 | 0 | 0 | 0
PeakG | 0 | 0 | 0 | 0 | 0 | 0
PeakO | 0 | 0 | 0 | 0 | 0 | 0
ST | 0 | 0 | 0 | 0 | 0 | 0
STOG | 0 | 0 | 0 | 0 | 0 | 0
STWD | 0 | 0 | 0 | 0 | 0 | 0
WT | 0 | 0 | 0 | 0 | 0 | 0
IGCC | 0 | 0 | 0 | 0 | 0 | 0
DemandResponse | 0 | 0 | 0 | 0 | 0 | 0
IGCC-CCS | 0 | 0 | 0 | 0 | 0 | 0
WT_off | 0 | 0 | 0 | 0 | 0 | 0
PseudoUnit | 0 | 0 | 0 | 0 | 0 | 0
FixedInterchange | 0 | 0 | 0 | 0 | 0 | 0
Emission Cost by Reporting Type: HQ_IESO
ReportingType | 2015 | 2020 | 2025 | 2030 | 2035 | 2040
BM | 0 | 0 | 0 | 0 | 0 | 0
CC | 0 | 0 | 0 | 0 | 0 | 0
CSP | 0 | 0 | 0 | 0 | 0 | 0
CT | 0 | 0 | 0 | 0 | 0 | 0
Coal | 0 | 0 | 0 | 0 | 0 | 0
Geo | 0 | 0 | 0 | 0 | 0 | 0
H | 0 | 0 | 0 | 0 | 0 | 0
LFG | 0 | 0 | 0 | 0 | 0 | 0
Nuc | 0 | 0 | 0 | 0 | 0 | 0
PS | 0 | 0 | 0 | 0 | 0 | 0
PV | 0 | 0 | 0 | 0 | 0 | 0
PeakG | 0 | 0 | 0 | 0 | 0 | 0
PeakO | 0 | 0 | 0 | 0 | 0 | 0
ST | 0 | 0 | 0 | 0 | 0 | 0
STOG | 0 | 0 | 0 | 0 | 0 | 0
STWD | 0 | 0 | 0 | 0 | 0 | 0
WT | 0 | 0 | 0 | 0 | 0 | 0
IGCC | 0 | 0 | 0 | 0 | 0 | 0
DemandResponse | 0 | 0 | 0 | 0 | 0 | 0
IGCC-CCS | 0 | 0 | 0 | 0 | 0 | 0
WT_off | 0 | 0 | 0 | 0 | 0 | 0
PseudoUnit | 0 | 0 | 0 | 0 | 0 | 0
FixedInterchange | 0 | 0 | 0 | 0 | 0 | 0
Emission Cost by Reporting Type: HQ_NEISO
ReportingType | 2015 | 2020 | 2025 | 2030 | 2035 | 2040
BM | 0 | 0 | 0 | 0 | 0 | 0
CC | 0 | 0 | 0 | 0 | 0 | 0
CSP | 0 | 0 | 0 | 0 | 0 | 0
CT | 0 | 0 | 0 | 0 | 0 | 0
Coal | 0 | 0 | 0 | 0 | 0 | 0
Geo | 0 | 0 | 0 | 0 | 0 | 0
H | 0 | 0 | 0 | 0 | 0 | 0
LFG | 0 | 0 | 0 | 0 | 0 | 0
Nuc | 0 | 0 | 0 | 0 | 0 | 0
PS | 0 | 0 | 0 | 0 | 0 | 0
PV | 0 | 0 | 0 | 0 | 0 | 0
PeakG | 0 | 0 | 0 | 0 | 0 | 0
PeakO | 0 | 0 | 0 | 0 | 0 | 0
ST | 0 | 0 | 0 | 0 | 0 | 0
STOG | 0 | 0 | 0 | 0 | 0 | 0
STWD | 0 | 0 | 0 | 0 | 0 | 0
WT | 0 | 0 | 0 | 0 | 0 | 0
IGCC | 0 | 0 | 0 | 0 | 0 | 0
DemandResponse | 0 | 0 | 0 | 0 | 0 | 0
IGCC-CCS | 0 | 0 | 0 | 0 | 0 | 0
WT_off | 0 | 0 | 0 | 0 | 0 | 0
PseudoUnit | 0 | 0 | 0 | 0 | 0 | 0
FixedInterchange | 0 | 0 | 0 | 0 | 0 | 0
Emission Cost by Reporting Type: HQ_NY
ReportingType | 2015 | 2020 | 2025 | 2030 | 2035 | 2040
BM | 0 | 0 | 0 | 0 | 0 | 0
CC | 0 | 0 | 0 | 0 | 0 | 0
CSP | 0 | 0 | 0 | 0 | 0 | 0
CT | 0 | 0 | 0 | 0 | 0 | 0
Coal | 0 | 0 | 0 | 0 | 0 | 0
Geo | 0 | 0 | 0 | 0 | 0 | 0
H | 0 | 0 | 0 | 0 | 0 | 0
LFG | 0 | 0 | 0 | 0 | 0 | 0
Nuc | 0 | 0 | 0 | 0 | 0 | 0
PS | 0 | 0 | 0 | 0 | 0 | 0
PV | 0 | 0 | 0 | 0 | 0 | 0
PeakG | 0 | 0 | 0 | 0 | 0 | 0
PeakO | 0 | 0 | 0 | 0 | 0 | 0
ST | 0 | 0 | 0 | 0 | 0 | 0
STOG | 0 | 0 | 0 | 0 | 0 | 0
STWD | 0 | 0 | 0 | 0 | 0 | 0
WT | 0 | 0 | 0 | 0 | 0 | 0
IGCC | 0 | 0 | 0 | 0 | 0 | 0
DemandResponse | 0 | 0 | 0 | 0 | 0 | 0
IGCC-CCS | 0 | 0 | 0 | 0 | 0 | 0
WT_off | 0 | 0 | 0 | 0 | 0 | 0
PseudoUnit | 0 | 0 | 0 | 0 | 0 | 0
FixedInterchange | 0 | 0 | 0 | 0 | 0 | 0
Emission Cost by Reporting Type: MARITIMES
ReportingType | 2015 | 2020 | 2025 | 2030 | 2035 | 2040
BM | 0 | 0 | 0 | 0 | 0 | 0
CC | 0 | 0 | 0 | 0 | 0 | 0
CSP | 0 | 0 | 0 | 0 | 0 | 0
CT | 0 | 0 | 0 | 0 | 0 | 0
Coal | 0 | 0 | 0 | 0 | 0 | 0
Geo | 0 | 0 | 0 | 0 | 0 | 0
H | 0 | 0 | 0 | 0 | 0 | 0
LFG | 0 | 0 | 0 | 0 | 0 | 0
Nuc | 0 | 0 | 0 | 0 | 0 | 0
PS | 0 | 0 | 0 | 0 | 0 | 0
PV | 0 | 0 | 0 | 0 | 0 | 0
PeakG | 0 | 0 | 0 | 0 | 0 | 0
PeakO | 0 | 0 | 0 | 0 | 0 | 0
ST | 0 | 0 | 0 | 0 | 0 | 0
STOG | 0 | 0 | 0 | 0 | 0 | 0
STWD | 0 | 0 | 0 | 0 | 0 | 0
WT | 0 | 0 | 0 | 0 | 0 | 0
IGCC | 0 | 0 | 0 | 0 | 0 | 0
DemandResponse | 0 | 0 | 0 | 0 | 0 | 0
IGCC-CCS | 0 | 0 | 0 | 0 | 0 | 0
WT_off | 0 | 0 | 0 | 0 | 0 | 0
PseudoUnit | 0 | 0 | 0 | 0 | 0 | 0
FixedInterchange | 0 | 0 | 0 | 0 | 0 | 0
Emission Cost by Reporting Type: All
ReportingType | 2015 | 2020 | 2025 | 2030 | 2035 | 2040
BM | 0 | 0 | 0 | 0 | 0 | 0
CC | 0 | 0 | 0 | 0 | 0 | 0
CSP | 0 | 0 | 0 | 0 | 0 | 0
CT | 0 | 0 | 0 | 0 | 0 | 0
Coal | 711.79 | 0 | 0 | 0 | 0 | 0
Geo | 0 | 0 | 0 | 0 | 0 | 0
H | 0 | 0 | 0 | 0 | 0 | 0
LFG | 0 | 0 | 0 | 0 | 0 | 0
Nuc | 0 | 0 | 0 | 0 | 0 | 0
PS | 0 | 0 | 0 | 0 | 0 | 0
PV | 0 | 0 | 0 | 0 | 0 | 0
PeakG | 0 | 0 | 0 | 0 | 0 | 0
PeakO | 0 | 0 | 0 | 0 | 0 | 0
ST | 0 | 0 | 0 | 0 | 0 | 0
STOG | 0 | 0 | 0 | 0 | 0 | 0
STWD | 0 | 0 | 0 | 0 | 0 | 0
WT | 0 | 0 | 0 | 0 | 0 | 0
IGCC | 0.31 | 0 | 0 | 0 | 0 | 0
DemandResponse | 0 | 0 | 0 | 0 | 0 | 0
IGCC-CCS | 0 | 0 | 0 | 0 | 0 | 0
WT_off | 0 | 0 | 0 | 0 | 0 | 0
PseudoUnit | 0 | 0 | 0 | 0 | 0 | 0
FixedInterchange | 0 | 0 | 0 | 0 | 0 | 0
Emission Cost by Reporting Type: EI_US
ReportingType | 2015 | 2020 | 2025 | 2030 | 2035 | 2040
BM | 0 | 0 | 0 | 0 | 0 | 0
CC | 0 | 0 | 0 | 0 | 0 | 0
CSP | 0 | 0 | 0 | 0 | 0 | 0
CT | 0 | 0 | 0 | 0 | 0 | 0
Coal | 670.77 | 0 | 0 | 0 | 0 | 0
Geo | 0 | 0 | 0 | 0 | 0 | 0
H | 0 | 0 | 0 | 0 | 0 | 0
LFG | 0 | 0 | 0 | 0 | 0 | 0
Nuc | 0 | 0 | 0 | 0 | 0 | 0
PS | 0 | 0 | 0 | 0 | 0 | 0
PV | 0 | 0 | 0 | 0 | 0 | 0
PeakG | 0 | 0 | 0 | 0 | 0 | 0
PeakO | 0 | 0 | 0 | 0 | 0 | 0
ST | 0 | 0 | 0 | 0 | 0 | 0
STOG | 0 | 0 | 0 | 0 | 0 | 0
STWD | 0 | 0 | 0 | 0 | 0 | 0
WT | 0 | 0 | 0 | 0 | 0 | 0
IGCC | 0.31 | 0 | 0 | 0 | 0 | 0
DemandResponse | 0 | 0 | 0 | 0 | 0 | 0
IGCC-CCS | 0 | 0 | 0 | 0 | 0 | 0
WT_off | 0 | 0 | 0 | 0 | 0 | 0
PseudoUnit | 0 | 0 | 0 | 0 | 0 | 0
FixedInterchange | 0 | 0 | 0 | 0 | 0 | 0
Emission Cost by Reporting Type: EI_Canada
ReportingType | 2015 | 2020 | 2025 | 2030 | 2035 | 2040
BM | 0 | 0 | 0 | 0 | 0 | 0
CC | 0 | 0 | 0 | 0 | 0 | 0
CSP | 0 | 0 | 0 | 0 | 0 | 0
CT | 0 | 0 | 0 | 0 | 0 | 0
Coal | 0 | 0 | 0 | 0 | 0 | 0
Geo | 0 | 0 | 0 | 0 | 0 | 0
H | 0 | 0 | 0 | 0 | 0 | 0
LFG | 0 | 0 | 0 | 0 | 0 | 0
Nuc | 0 | 0 | 0 | 0 | 0 | 0
PS | 0 | 0 | 0 | 0 | 0 | 0
PV | 0 | 0 | 0 | 0 | 0 | 0
PeakG | 0 | 0 | 0 | 0 | 0 | 0
PeakO | 0 | 0 | 0 | 0 | 0 | 0
ST | 0 | 0 | 0 | 0 | 0 | 0
STOG | 0 | 0 | 0 | 0 | 0 | 0
STWD | 0 | 0 | 0 | 0 | 0 | 0
WT | 0 | 0 | 0 | 0 | 0 | 0
IGCC | 0 | 0 | 0 | 0 | 0 | 0
DemandResponse | 0 | 0 | 0 | 0 | 0 | 0
IGCC-CCS | 0 | 0 | 0 | 0 | 0 | 0
WT_off | 0 | 0 | 0 | 0 | 0 | 0
PseudoUnit | 0 | 0 | 0 | 0 | 0 | 0
FixedInterchange | 0 | 0 | 0 | 0 | 0 | 0
Emission Cost by Reporting Type: EI
ReportingType | 2015 | 2020 | 2025 | 2030 | 2035 | 2040
BM | 0 | 0 | 0 | 0 | 0 | 0
CC | 0 | 0 | 0 | 0 | 0 | 0
CSP | 0 | 0 | 0 | 0 | 0 | 0
CT | 0 | 0 | 0 | 0 | 0 | 0
Coal | 670.77 | 0 | 0 | 0 | 0 | 0
Geo | 0 | 0 | 0 | 0 | 0 | 0
H | 0 | 0 | 0 | 0 | 0 | 0
LFG | 0 | 0 | 0 | 0 | 0 | 0
Nuc | 0 | 0 | 0 | 0 | 0 | 0
PS | 0 | 0 | 0 | 0 | 0 | 0
PV | 0 | 0 | 0 | 0 | 0 | 0
PeakG | 0 | 0 | 0 | 0 | 0 | 0
PeakO | 0 | 0 | 0 | 0 | 0 | 0
ST | 0 | 0 | 0 | 0 | 0 | 0
STOG | 0 | 0 | 0 | 0 | 0 | 0
STWD | 0 | 0 | 0 | 0 | 0 | 0
WT | 0 | 0 | 0 | 0 | 0 | 0
IGCC | 0.31 | 0 | 0 | 0 | 0 | 0
DemandResponse | 0 | 0 | 0 | 0 | 0 | 0
IGCC-CCS | 0 | 0 | 0 | 0 | 0 | 0
WT_off | 0 | 0 | 0 | 0 | 0 | 0
PseudoUnit | 0 | 0 | 0 | 0 | 0 | 0
FixedInterchange | 0 | 0 | 0 | 0 | 0 | 0
Emission Cost by Reporting Type: Outside_EI
ReportingType | 2015 | 2020 | 2025 | 2030 | 2035 | 2040
BM | 0 | 0 | 0 | 0 | 0 | 0
CC | 0 | 0 | 0 | 0 | 0 | 0
CSP | 0 | 0 | 0 | 0 | 0 | 0
CT | 0 | 0 | 0 | 0 | 0 | 0
Coal | 41.02 | 0 | 0 | 0 | 0 | 0
Geo | 0 | 0 | 0 | 0 | 0 | 0
H | 0 | 0 | 0 | 0 | 0 | 0
LFG | 0 | 0 | 0 | 0 | 0 | 0
Nuc | 0 | 0 | 0 | 0 | 0 | 0
PS | 0 | 0 | 0 | 0 | 0 | 0
PV | 0 | 0 | 0 | 0 | 0 | 0
PeakG | 0 | 0 | 0 | 0 | 0 | 0
PeakO | 0 | 0 | 0 | 0 | 0 | 0
ST | 0 | 0 | 0 | 0 | 0 | 0
STOG | 0 | 0 | 0 | 0 | 0 | 0
STWD | 0 | 0 | 0 | 0 | 0 | 0
WT | 0 | 0 | 0 | 0 | 0 | 0
IGCC | 0 | 0 | 0 | 0 | 0 | 0
DemandResponse | 0 | 0 | 0 | 0 | 0 | 0
IGCC-CCS | 0 | 0 | 0 | 0 | 0 | 0
WT_off | 0 | 0 | 0 | 0 | 0 | 0
PseudoUnit | 0 | 0 | 0 | 0 | 0 | 0
FixedInterchange | 0 | 0 | 0 | 0 | 0 | 0
==== Emission Program: CAIRNoxSeasonal : (NOx) ====
Emission Cost by Reporting Type: Entergy
ReportingType | 2015 | 2020 | 2025 | 2030 | 2035 | 2040
BM | 0 | 0 | 0 | 0 | 0 | 0
CC | 0 | 0 | 0 | 0 | 0 | 0
CSP | 0 | 0 | 0 | 0 | 0 | 0
CT | 0 | 0 | 0 | 0 | 0 | 0
Coal | 0 | 0 | 0 | 0 | 0 | 0
Geo | 0 | 0 | 0 | 0 | 0 | 0
H | 0 | 0 | 0 | 0 | 0 | 0
LFG | 0 | 0 | 0 | 0 | 0 | 0
Nuc | 0 | 0 | 0 | 0 | 0 | 0
PS | 0 | 0 | 0 | 0 | 0 | 0
PV | 0 | 0 | 0 | 0 | 0 | 0
PeakG | 0 | 0 | 0 | 0 | 0 | 0
PeakO | 0 | 0 | 0 | 0 | 0 | 0
ST | 0 | 0 | 0 | 0 | 0 | 0
STOG | 0 | 0 | 0 | 0 | 0 | 0
STWD | 0 | 0 | 0 | 0 | 0 | 0
WT | 0 | 0 | 0 | 0 | 0 | 0
IGCC | 0 | 0 | 0 | 0 | 0 | 0
DemandResponse | 0 | 0 | 0 | 0 | 0 | 0
IGCC-CCS | 0 | 0 | 0 | 0 | 0 | 0
WT_off | 0 | 0 | 0 | 0 | 0 | 0
PseudoUnit | 0 | 0 | 0 | 0 | 0 | 0
FixedInterchange | 0 | 0 | 0 | 0 | 0 | 0
Emission Cost by Reporting Type: FRCC
ReportingType | 2015 | 2020 | 2025 | 2030 | 2035 | 2040
BM | 0 | 0 | 0 | 0 | 0 | 0
CC | 0 | 0 | 0 | 0 | 0 | 0
CSP | 0 | 0 | 0 | 0 | 0 | 0
CT | 0 | 0 | 0 | 0 | 0 | 0
Coal | 0 | 0 | 0 | 0 | 0 | 0
Geo | 0 | 0 | 0 | 0 | 0 | 0
H | 0 | 0 | 0 | 0 | 0 | 0
LFG | 0 | 0 | 0 | 0 | 0 | 0
Nuc | 0 | 0 | 0 | 0 | 0 | 0
PS | 0 | 0 | 0 | 0 | 0 | 0
PV | 0 | 0 | 0 | 0 | 0 | 0
PeakG | 0 | 0 | 0 | 0 | 0 | 0
PeakO | 0 | 0 | 0 | 0 | 0 | 0
ST | 0 | 0 | 0 | 0 | 0 | 0
STOG | 0 | 0 | 0 | 0 | 0 | 0
STWD | 0 | 0 | 0 | 0 | 0 | 0
WT | 0 | 0 | 0 | 0 | 0 | 0
IGCC | 0 | 0 | 0 | 0 | 0 | 0
DemandResponse | 0 | 0 | 0 | 0 | 0 | 0
IGCC-CCS | 0 | 0 | 0 | 0 | 0 | 0
WT_off | 0 | 0 | 0 | 0 | 0 | 0
PseudoUnit | 0 | 0 | 0 | 0 | 0 | 0
FixedInterchange | 0 | 0 | 0 | 0 | 0 | 0
Emission Cost by Reporting Type: MAPP_US
ReportingType | 2015 | 2020 | 2025 | 2030 | 2035 | 2040
BM | 0 | 0 | 0 | 0 | 0 | 0
CC | 0 | 0 | 0 | 0 | 0 | 0
CSP | 0 | 0 | 0 | 0 | 0 | 0
CT | 0 | 0 | 0 | 0 | 0 | 0
Coal | 0 | 0 | 0 | 0 | 0 | 0
Geo | 0 | 0 | 0 | 0 | 0 | 0
H | 0 | 0 | 0 | 0 | 0 | 0
LFG | 0 | 0 | 0 | 0 | 0 | 0
Nuc | 0 | 0 | 0 | 0 | 0 | 0
PS | 0 | 0 | 0 | 0 | 0 | 0
PV | 0 | 0 | 0 | 0 | 0 | 0
PeakG | 0 | 0 | 0 | 0 | 0 | 0
PeakO | 0 | 0 | 0 | 0 | 0 | 0
ST | 0 | 0 | 0 | 0 | 0 | 0
STOG | 0 | 0 | 0 | 0 | 0 | 0
STWD | 0 | 0 | 0 | 0 | 0 | 0
WT | 0 | 0 | 0 | 0 | 0 | 0
IGCC | 0 | 0 | 0 | 0 | 0 | 0
DemandResponse | 0 | 0 | 0 | 0 | 0 | 0
IGCC-CCS | 0 | 0 | 0 | 0 | 0 | 0
WT_off | 0 | 0 | 0 | 0 | 0 | 0
PseudoUnit | 0 | 0 | 0 | 0 | 0 | 0
FixedInterchange | 0 | 0 | 0 | 0 | 0 | 0
Emission Cost by Reporting Type: MISO_IN
ReportingType | 2015 | 2020 | 2025 | 2030 | 2035 | 2040
BM | 0 | 0 | 0 | 0 | 0 | 0
CC | 0 | 0 | 0 | 0 | 0 | 0
CSP | 0 | 0 | 0 | 0 | 0 | 0
CT | 0 | 0 | 0 | 0 | 0 | 0
Coal | 0 | 0 | 0 | 0 | 0 | 0
Geo | 0 | 0 | 0 | 0 | 0 | 0
H | 0 | 0 | 0 | 0 | 0 | 0
LFG | 0 | 0 | 0 | 0 | 0 | 0
Nuc | 0 | 0 | 0 | 0 | 0 | 0
PS | 0 | 0 | 0 | 0 | 0 | 0
PV | 0 | 0 | 0 | 0 | 0 | 0
PeakG | 0 | 0 | 0 | 0 | 0 | 0
PeakO | 0 | 0 | 0 | 0 | 0 | 0
ST | 0 | 0 | 0 | 0 | 0 | 0
STOG | 0 | 0 | 0 | 0 | 0 | 0
STWD | 0 | 0 | 0 | 0 | 0 | 0
WT | 0 | 0 | 0 | 0 | 0 | 0
IGCC | 0 | 0 | 0 | 0 | 0 | 0
DemandResponse | 0 | 0 | 0 | 0 | 0 | 0
IGCC-CCS | 0 | 0 | 0 | 0 | 0 | 0
WT_off | 0 | 0 | 0 | 0 | 0 | 0
PseudoUnit | 0 | 0 | 0 | 0 | 0 | 0
FixedInterchange | 0 | 0 | 0 | 0 | 0 | 0
Emission Cost by Reporting Type: MISO_MI
ReportingType | 2015 | 2020 | 2025 | 2030 | 2035 | 2040
BM | 0 | 0 | 0 | 0 | 0 | 0
CC | 0 | 0 | 0 | 0 | 0 | 0
CSP | 0 | 0 | 0 | 0 | 0 | 0
CT | 0 | 0 | 0 | 0 | 0 | 0
Coal | 0 | 0 | 0 | 0 | 0 | 0
Geo | 0 | 0 | 0 | 0 | 0 | 0
H | 0 | 0 | 0 | 0 | 0 | 0
LFG | 0 | 0 | 0 | 0 | 0 | 0
Nuc | 0 | 0 | 0 | 0 | 0 | 0
PS | 0 | 0 | 0 | 0 | 0 | 0
PV | 0 | 0 | 0 | 0 | 0 | 0
PeakG | 0 | 0 | 0 | 0 | 0 | 0
PeakO | 0 | 0 | 0 | 0 | 0 | 0
ST | 0 | 0 | 0 | 0 | 0 | 0
STOG | 0 | 0 | 0 | 0 | 0 | 0
STWD | 0 | 0 | 0 | 0 | 0 | 0
WT | 0 | 0 | 0 | 0 | 0 | 0
IGCC | 0 | 0 | 0 | 0 | 0 | 0
DemandResponse | 0 | 0 | 0 | 0 | 0 | 0
IGCC-CCS | 0 | 0 | 0 | 0 | 0 | 0
WT_off | 0 | 0 | 0 | 0 | 0 | 0
PseudoUnit | 0 | 0 | 0 | 0 | 0 | 0
FixedInterchange | 0 | 0 | 0 | 0 | 0 | 0
Emission Cost by Reporting Type: MISO_MO-IL
ReportingType | 2015 | 2020 | 2025 | 2030 | 2035 | 2040
BM | 0 | 0 | 0 | 0 | 0 | 0
CC | 0 | 0 | 0 | 0 | 0 | 0
CSP | 0 | 0 | 0 | 0 | 0 | 0
CT | 0 | 0 | 0 | 0 | 0 | 0
Coal | 0 | 0 | 0 | 0 | 0 | 0
Geo | 0 | 0 | 0 | 0 | 0 | 0
H | 0 | 0 | 0 | 0 | 0 | 0
LFG | 0 | 0 | 0 | 0 | 0 | 0
Nuc | 0 | 0 | 0 | 0 | 0 | 0
PS | 0 | 0 | 0 | 0 | 0 | 0
PV | 0 | 0 | 0 | 0 | 0 | 0
PeakG | 0 | 0 | 0 | 0 | 0 | 0
PeakO | 0 | 0 | 0 | 0 | 0 | 0
ST | 0 | 0 | 0 | 0 | 0 | 0
STOG | 0 | 0 | 0 | 0 | 0 | 0
STWD | 0 | 0 | 0 | 0 | 0 | 0
WT | 0 | 0 | 0 | 0 | 0 | 0
IGCC | 0 | 0 | 0 | 0 | 0 | 0
DemandResponse | 0 | 0 | 0 | 0 | 0 | 0
IGCC-CCS | 0 | 0 | 0 | 0 | 0 | 0
WT_off | 0 | 0 | 0 | 0 | 0 | 0
PseudoUnit | 0 | 0 | 0 | 0 | 0 | 0
FixedInterchange | 0 | 0 | 0 | 0 | 0 | 0
Emission Cost by Reporting Type: MISO_W
ReportingType | 2015 | 2020 | 2025 | 2030 | 2035 | 2040
BM | 0 | 0 | 0 | 0 | 0 | 0
CC | 0 | 0 | 0 | 0 | 0 | 0
CSP | 0 | 0 | 0 | 0 | 0 | 0
CT | 0 | 0 | 0 | 0 | 0 | 0
Coal | 0 | 0 | 0 | 0 | 0 | 0
Geo | 0 | 0 | 0 | 0 | 0 | 0
H | 0 | 0 | 0 | 0 | 0 | 0
LFG | 0 | 0 | 0 | 0 | 0 | 0
Nuc | 0 | 0 | 0 | 0 | 0 | 0
PS | 0 | 0 | 0 | 0 | 0 | 0
PV | 0 | 0 | 0 | 0 | 0 | 0
PeakG | 0 | 0 | 0 | 0 | 0 | 0
PeakO | 0 | 0 | 0 | 0 | 0 | 0
ST | 0 | 0 | 0 | 0 | 0 | 0
STOG | 0 | 0 | 0 | 0 | 0 | 0
STWD | 0 | 0 | 0 | 0 | 0 | 0
WT | 0 | 0 | 0 | 0 | 0 | 0
IGCC | 0 | 0 | 0 | 0 | 0 | 0
DemandResponse | 0 | 0 | 0 | 0 | 0 | 0
IGCC-CCS | 0 | 0 | 0 | 0 | 0 | 0
WT_off | 0 | 0 | 0 | 0 | 0 | 0
PseudoUnit | 0 | 0 | 0 | 0 | 0 | 0
FixedInterchange | 0 | 0 | 0 | 0 | 0 | 0
Emission Cost by Reporting Type: MISO_WUMS
ReportingType | 2015 | 2020 | 2025 | 2030 | 2035 | 2040
BM | 0 | 0 | 0 | 0 | 0 | 0
CC | 0 | 0 | 0 | 0 | 0 | 0
CSP | 0 | 0 | 0 | 0 | 0 | 0
CT | 0 | 0 | 0 | 0 | 0 | 0
Coal | 0 | 0 | 0 | 0 | 0 | 0
Geo | 0 | 0 | 0 | 0 | 0 | 0
H | 0 | 0 | 0 | 0 | 0 | 0
LFG | 0 | 0 | 0 | 0 | 0 | 0
Nuc | 0 | 0 | 0 | 0 | 0 | 0
PS | 0 | 0 | 0 | 0 | 0 | 0
PV | 0 | 0 | 0 | 0 | 0 | 0
PeakG | 0 | 0 | 0 | 0 | 0 | 0
PeakO | 0 | 0 | 0 | 0 | 0 | 0
ST | 0 | 0 | 0 | 0 | 0 | 0
STOG | 0 | 0 | 0 | 0 | 0 | 0
STWD | 0 | 0 | 0 | 0 | 0 | 0
WT | 0 | 0 | 0 | 0 | 0 | 0
IGCC | 0 | 0 | 0 | 0 | 0 | 0
DemandResponse | 0 | 0 | 0 | 0 | 0 | 0
IGCC-CCS | 0 | 0 | 0 | 0 | 0 | 0
WT_off | 0 | 0 | 0 | 0 | 0 | 0
PseudoUnit | 0 | 0 | 0 | 0 | 0 | 0
FixedInterchange | 0 | 0 | 0 | 0 | 0 | 0
Emission Cost by Reporting Type: Nebraska
ReportingType | 2015 | 2020 | 2025 | 2030 | 2035 | 2040
BM | 0 | 0 | 0 | 0 | 0 | 0
CC | 0 | 0 | 0 | 0 | 0 | 0
CSP | 0 | 0 | 0 | 0 | 0 | 0
CT | 0 | 0 | 0 | 0 | 0 | 0
Coal | 0 | 0 | 0 | 0 | 0 | 0
Geo | 0 | 0 | 0 | 0 | 0 | 0
H | 0 | 0 | 0 | 0 | 0 | 0
LFG | 0 | 0 | 0 | 0 | 0 | 0
Nuc | 0 | 0 | 0 | 0 | 0 | 0
PS | 0 | 0 | 0 | 0 | 0 | 0
PV | 0 | 0 | 0 | 0 | 0 | 0
PeakG | 0 | 0 | 0 | 0 | 0 | 0
PeakO | 0 | 0 | 0 | 0 | 0 | 0
ST | 0 | 0 | 0 | 0 | 0 | 0
STOG | 0 | 0 | 0 | 0 | 0 | 0
STWD | 0 | 0 | 0 | 0 | 0 | 0
WT | 0 | 0 | 0 | 0 | 0 | 0
IGCC | 0 | 0 | 0 | 0 | 0 | 0
DemandResponse | 0 | 0 | 0 | 0 | 0 | 0
IGCC-CCS | 0 | 0 | 0 | 0 | 0 | 0
WT_off | 0 | 0 | 0 | 0 | 0 | 0
PseudoUnit | 0 | 0 | 0 | 0 | 0 | 0
FixedInterchange | 0 | 0 | 0 | 0 | 0 | 0
Emission Cost by Reporting Type: NEISO
ReportingType | 2015 | 2020 | 2025 | 2030 | 2035 | 2040
BM | 0 | 0 | 0 | 0 | 0 | 0
CC | 0 | 0 | 0 | 0 | 0 | 0
CSP | 0 | 0 | 0 | 0 | 0 | 0
CT | 0 | 0 | 0 | 0 | 0 | 0
Coal | 0 | 0 | 0 | 0 | 0 | 0
Geo | 0 | 0 | 0 | 0 | 0 | 0
H | 0 | 0 | 0 | 0 | 0 | 0
LFG | 0 | 0 | 0 | 0 | 0 | 0
Nuc | 0 | 0 | 0 | 0 | 0 | 0
PS | 0 | 0 | 0 | 0 | 0 | 0
PV | 0 | 0 | 0 | 0 | 0 | 0
PeakG | 0 | 0 | 0 | 0 | 0 | 0
PeakO | 0 | 0 | 0 | 0 | 0 | 0
ST | 0 | 0 | 0 | 0 | 0 | 0
STOG | 0 | 0 | 0 | 0 | 0 | 0
STWD | 0 | 0 | 0 | 0 | 0 | 0
WT | 0 | 0 | 0 | 0 | 0 | 0
IGCC | 0 | 0 | 0 | 0 | 0 | 0
DemandResponse | 0 | 0 | 0 | 0 | 0 | 0
IGCC-CCS | 0 | 0 | 0 | 0 | 0 | 0
WT_off | 0 | 0 | 0 | 0 | 0 | 0
PseudoUnit | 0 | 0 | 0 | 0 | 0 | 0
FixedInterchange | 0 | 0 | 0 | 0 | 0 | 0
Emission Cost by Reporting Type: NonRTO_Midwest
ReportingType | 2015 | 2020 | 2025 | 2030 | 2035 | 2040
BM | 0 | 0 | 0 | 0 | 0 | 0
CC | 0 | 0 | 0 | 0 | 0 | 0
CSP | 0 | 0 | 0 | 0 | 0 | 0
CT | 0 | 0 | 0 | 0 | 0 | 0
Coal | 0 | 0 | 0 | 0 | 0 | 0
Geo | 0 | 0 | 0 | 0 | 0 | 0
H | 0 | 0 | 0 | 0 | 0 | 0
LFG | 0 | 0 | 0 | 0 | 0 | 0
Nuc | 0 | 0 | 0 | 0 | 0 | 0
PS | 0 | 0 | 0 | 0 | 0 | 0
PV | 0 | 0 | 0 | 0 | 0 | 0
PeakG | 0 | 0 | 0 | 0 | 0 | 0
PeakO | 0 | 0 | 0 | 0 | 0 | 0
ST | 0 | 0 | 0 | 0 | 0 | 0
STOG | 0 | 0 | 0 | 0 | 0 | 0
STWD | 0 | 0 | 0 | 0 | 0 | 0
WT | 0 | 0 | 0 | 0 | 0 | 0
IGCC | 0 | 0 | 0 | 0 | 0 | 0
DemandResponse | 0 | 0 | 0 | 0 | 0 | 0
IGCC-CCS | 0 | 0 | 0 | 0 | 0 | 0
WT_off | 0 | 0 | 0 | 0 | 0 | 0
PseudoUnit | 0 | 0 | 0 | 0 | 0 | 0
FixedInterchange | 0 | 0 | 0 | 0 | 0 | 0
Emission Cost by Reporting Type: NYISO_A-F
ReportingType | 2015 | 2020 | 2025 | 2030 | 2035 | 2040
BM | 0 | 0 | 0 | 0 | 0 | 0
CC | 0 | 0 | 0 | 0 | 0 | 0
CSP | 0 | 0 | 0 | 0 | 0 | 0
CT | 0 | 0 | 0 | 0 | 0 | 0
Coal | 0 | 0 | 0 | 0 | 0 | 0
Geo | 0 | 0 | 0 | 0 | 0 | 0
H | 0 | 0 | 0 | 0 | 0 | 0
LFG | 0 | 0 | 0 | 0 | 0 | 0
Nuc | 0 | 0 | 0 | 0 | 0 | 0
PS | 0 | 0 | 0 | 0 | 0 | 0
PV | 0 | 0 | 0 | 0 | 0 | 0
PeakG | 0 | 0 | 0 | 0 | 0 | 0
PeakO | 0 | 0 | 0 | 0 | 0 | 0
ST | 0 | 0 | 0 | 0 | 0 | 0
STOG | 0 | 0 | 0 | 0 | 0 | 0
STWD | 0 | 0 | 0 | 0 | 0 | 0
WT | 0 | 0 | 0 | 0 | 0 | 0
IGCC | 0 | 0 | 0 | 0 | 0 | 0
DemandResponse | 0 | 0 | 0 | 0 | 0 | 0
IGCC-CCS | 0 | 0 | 0 | 0 | 0 | 0
WT_off | 0 | 0 | 0 | 0 | 0 | 0
PseudoUnit | 0 | 0 | 0 | 0 | 0 | 0
FixedInterchange | 0 | 0 | 0 | 0 | 0 | 0
Emission Cost by Reporting Type: NYISO_G-I
ReportingType | 2015 | 2020 | 2025 | 2030 | 2035 | 2040
BM | 0 | 0 | 0 | 0 | 0 | 0
CC | 0 | 0 | 0 | 0 | 0 | 0
CSP | 0 | 0 | 0 | 0 | 0 | 0
CT | 0 | 0 | 0 | 0 | 0 | 0
Coal | 0 | 0 | 0 | 0 | 0 | 0
Geo | 0 | 0 | 0 | 0 | 0 | 0
H | 0 | 0 | 0 | 0 | 0 | 0
LFG | 0 | 0 | 0 | 0 | 0 | 0
Nuc | 0 | 0 | 0 | 0 | 0 | 0
PS | 0 | 0 | 0 | 0 | 0 | 0
PV | 0 | 0 | 0 | 0 | 0 | 0
PeakG | 0 | 0 | 0 | 0 | 0 | 0
PeakO | 0 | 0 | 0 | 0 | 0 | 0
ST | 0 | 0 | 0 | 0 | 0 | 0
STOG | 0 | 0 | 0 | 0 | 0 | 0
STWD | 0 | 0 | 0 | 0 | 0 | 0
WT | 0 | 0 | 0 | 0 | 0 | 0
IGCC | 0 | 0 | 0 | 0 | 0 | 0
DemandResponse | 0 | 0 | 0 | 0 | 0 | 0
IGCC-CCS | 0 | 0 | 0 | 0 | 0 | 0
WT_off | 0 | 0 | 0 | 0 | 0 | 0
PseudoUnit | 0 | 0 | 0 | 0 | 0 | 0
FixedInterchange | 0 | 0 | 0 | 0 | 0 | 0
Emission Cost by Reporting Type: NYISO_J-K
ReportingType | 2015 | 2020 | 2025 | 2030 | 2035 | 2040
BM | 0 | 0 | 0 | 0 | 0 | 0
CC | 0 | 0 | 0 | 0 | 0 | 0
CSP | 0 | 0 | 0 | 0 | 0 | 0
CT | 0 | 0 | 0 | 0 | 0 | 0
Coal | 0 | 0 | 0 | 0 | 0 | 0
Geo | 0 | 0 | 0 | 0 | 0 | 0
H | 0 | 0 | 0 | 0 | 0 | 0
LFG | 0 | 0 | 0 | 0 | 0 | 0
Nuc | 0 | 0 | 0 | 0 | 0 | 0
PS | 0 | 0 | 0 | 0 | 0 | 0
PV | 0 | 0 | 0 | 0 | 0 | 0
PeakG | 0 | 0 | 0 | 0 | 0 | 0
PeakO | 0 | 0 | 0 | 0 | 0 | 0
ST | 0 | 0 | 0 | 0 | 0 | 0
STOG | 0 | 0 | 0 | 0 | 0 | 0
STWD | 0 | 0 | 0 | 0 | 0 | 0
WT | 0 | 0 | 0 | 0 | 0 | 0
IGCC | 0 | 0 | 0 | 0 | 0 | 0
DemandResponse | 0 | 0 | 0 | 0 | 0 | 0
IGCC-CCS | 0 | 0 | 0 | 0 | 0 | 0
WT_off | 0 | 0 | 0 | 0 | 0 | 0
PseudoUnit | 0 | 0 | 0 | 0 | 0 | 0
FixedInterchange | 0 | 0 | 0 | 0 | 0 | 0
Emission Cost by Reporting Type: PJM_E
ReportingType | 2015 | 2020 | 2025 | 2030 | 2035 | 2040
BM | 0 | 0 | 0 | 0 | 0 | 0
CC | 0 | 0 | 0 | 0 | 0 | 0
CSP | 0 | 0 | 0 | 0 | 0 | 0
CT | 0 | 0 | 0 | 0 | 0 | 0
Coal | 0 | 0 | 0 | 0 | 0 | 0
Geo | 0 | 0 | 0 | 0 | 0 | 0
H | 0 | 0 | 0 | 0 | 0 | 0
LFG | 0 | 0 | 0 | 0 | 0 | 0
Nuc | 0 | 0 | 0 | 0 | 0 | 0
PS | 0 | 0 | 0 | 0 | 0 | 0
PV | 0 | 0 | 0 | 0 | 0 | 0
PeakG | 0 | 0 | 0 | 0 | 0 | 0
PeakO | 0 | 0 | 0 | 0 | 0 | 0
ST | 0 | 0 | 0 | 0 | 0 | 0
STOG | 0 | 0 | 0 | 0 | 0 | 0
STWD | 0 | 0 | 0 | 0 | 0 | 0
WT | 0 | 0 | 0 | 0 | 0 | 0
IGCC | 0 | 0 | 0 | 0 | 0 | 0
DemandResponse | 0 | 0 | 0 | 0 | 0 | 0
IGCC-CCS | 0 | 0 | 0 | 0 | 0 | 0
WT_off | 0 | 0 | 0 | 0 | 0 | 0
PseudoUnit | 0 | 0 | 0 | 0 | 0 | 0
FixedInterchange | 0 | 0 | 0 | 0 | 0 | 0
Emission Cost by Reporting Type: PJM_ROM
ReportingType | 2015 | 2020 | 2025 | 2030 | 2035 | 2040
BM | 0 | 0 | 0 | 0 | 0 | 0
CC | 0 | 0 | 0 | 0 | 0 | 0
CSP | 0 | 0 | 0 | 0 | 0 | 0
CT | 0 | 0 | 0 | 0 | 0 | 0
Coal | 0 | 0 | 0 | 0 | 0 | 0
Geo | 0 | 0 | 0 | 0 | 0 | 0
H | 0 | 0 | 0 | 0 | 0 | 0
LFG | 0 | 0 | 0 | 0 | 0 | 0
Nuc | 0 | 0 | 0 | 0 | 0 | 0
PS | 0 | 0 | 0 | 0 | 0 | 0
PV | 0 | 0 | 0 | 0 | 0 | 0
PeakG | 0 | 0 | 0 | 0 | 0 | 0
PeakO | 0 | 0 | 0 | 0 | 0 | 0
ST | 0 | 0 | 0 | 0 | 0 | 0
STOG | 0 | 0 | 0 | 0 | 0 | 0
STWD | 0 | 0 | 0 | 0 | 0 | 0
WT | 0 | 0 | 0 | 0 | 0 | 0
IGCC | 0 | 0 | 0 | 0 | 0 | 0
DemandResponse | 0 | 0 | 0 | 0 | 0 | 0
IGCC-CCS | 0 | 0 | 0 | 0 | 0 | 0
WT_off | 0 | 0 | 0 | 0 | 0 | 0
PseudoUnit | 0 | 0 | 0 | 0 | 0 | 0
FixedInterchange | 0 | 0 | 0 | 0 | 0 | 0
Emission Cost by Reporting Type: PJM_ROR
ReportingType | 2015 | 2020 | 2025 | 2030 | 2035 | 2040
BM | 0 | 0 | 0 | 0 | 0 | 0
CC | 0 | 0 | 0 | 0 | 0 | 0
CSP | 0 | 0 | 0 | 0 | 0 | 0
CT | 0 | 0 | 0 | 0 | 0 | 0
Coal | 0 | 0 | 0 | 0 | 0 | 0
Geo | 0 | 0 | 0 | 0 | 0 | 0
H | 0 | 0 | 0 | 0 | 0 | 0
LFG | 0 | 0 | 0 | 0 | 0 | 0
Nuc | 0 | 0 | 0 | 0 | 0 | 0
PS | 0 | 0 | 0 | 0 | 0 | 0
PV | 0 | 0 | 0 | 0 | 0 | 0
PeakG | 0 | 0 | 0 | 0 | 0 | 0
PeakO | 0 | 0 | 0 | 0 | 0 | 0
ST | 0 | 0 | 0 | 0 | 0 | 0
STOG | 0 | 0 | 0 | 0 | 0 | 0
STWD | 0 | 0 | 0 | 0 | 0 | 0
WT | 0 | 0 | 0 | 0 | 0 | 0
IGCC | 0 | 0 | 0 | 0 | 0 | 0
DemandResponse | 0 | 0 | 0 | 0 | 0 | 0
IGCC-CCS | 0 | 0 | 0 | 0 | 0 | 0
WT_off | 0 | 0 | 0 | 0 | 0 | 0
PseudoUnit | 0 | 0 | 0 | 0 | 0 | 0
FixedInterchange | 0 | 0 | 0 | 0 | 0 | 0
Emission Cost by Reporting Type: SOCO
ReportingType | 2015 | 2020 | 2025 | 2030 | 2035 | 2040
BM | 0 | 0 | 0 | 0 | 0 | 0
CC | 0 | 0 | 0 | 0 | 0 | 0
CSP | 0 | 0 | 0 | 0 | 0 | 0
CT | 0 | 0 | 0 | 0 | 0 | 0
Coal | 0 | 0 | 0 | 0 | 0 | 0
Geo | 0 | 0 | 0 | 0 | 0 | 0
H | 0 | 0 | 0 | 0 | 0 | 0
LFG | 0 | 0 | 0 | 0 | 0 | 0
Nuc | 0 | 0 | 0 | 0 | 0 | 0
PS | 0 | 0 | 0 | 0 | 0 | 0
PV | 0 | 0 | 0 | 0 | 0 | 0
PeakG | 0 | 0 | 0 | 0 | 0 | 0
PeakO | 0 | 0 | 0 | 0 | 0 | 0
ST | 0 | 0 | 0 | 0 | 0 | 0
STOG | 0 | 0 | 0 | 0 | 0 | 0
STWD | 0 | 0 | 0 | 0 | 0 | 0
WT | 0 | 0 | 0 | 0 | 0 | 0
IGCC | 0 | 0 | 0 | 0 | 0 | 0
DemandResponse | 0 | 0 | 0 | 0 | 0 | 0
IGCC-CCS | 0 | 0 | 0 | 0 | 0 | 0
WT_off | 0 | 0 | 0 | 0 | 0 | 0
PseudoUnit | 0 | 0 | 0 | 0 | 0 | 0
FixedInterchange | 0 | 0 | 0 | 0 | 0 | 0
Emission Cost by Reporting Type: SPP_N
ReportingType | 2015 | 2020 | 2025 | 2030 | 2035 | 2040
BM | 0 | 0 | 0 | 0 | 0 | 0
CC | 0 | 0 | 0 | 0 | 0 | 0
CSP | 0 | 0 | 0 | 0 | 0 | 0
CT | 0 | 0 | 0 | 0 | 0 | 0
Coal | 0 | 0 | 0 | 0 | 0 | 0
Geo | 0 | 0 | 0 | 0 | 0 | 0
H | 0 | 0 | 0 | 0 | 0 | 0
LFG | 0 | 0 | 0 | 0 | 0 | 0
Nuc | 0 | 0 | 0 | 0 | 0 | 0
PS | 0 | 0 | 0 | 0 | 0 | 0
PV | 0 | 0 | 0 | 0 | 0 | 0
PeakG | 0 | 0 | 0 | 0 | 0 | 0
PeakO | 0 | 0 | 0 | 0 | 0 | 0
ST | 0 | 0 | 0 | 0 | 0 | 0
STOG | 0 | 0 | 0 | 0 | 0 | 0
STWD | 0 | 0 | 0 | 0 | 0 | 0
WT | 0 | 0 | 0 | 0 | 0 | 0
IGCC | 0 | 0 | 0 | 0 | 0 | 0
DemandResponse | 0 | 0 | 0 | 0 | 0 | 0
IGCC-CCS | 0 | 0 | 0 | 0 | 0 | 0
WT_off | 0 | 0 | 0 | 0 | 0 | 0
PseudoUnit | 0 | 0 | 0 | 0 | 0 | 0
FixedInterchange | 0 | 0 | 0 | 0 | 0 | 0
Emission Cost by Reporting Type: SPP_S
ReportingType | 2015 | 2020 | 2025 | 2030 | 2035 | 2040
BM | 0 | 0 | 0 | 0 | 0 | 0
CC | 0 | 0 | 0 | 0 | 0 | 0
CSP | 0 | 0 | 0 | 0 | 0 | 0
CT | 0 | 0 | 0 | 0 | 0 | 0
Coal | 0 | 0 | 0 | 0 | 0 | 0
Geo | 0 | 0 | 0 | 0 | 0 | 0
H | 0 | 0 | 0 | 0 | 0 | 0
LFG | 0 | 0 | 0 | 0 | 0 | 0
Nuc | 0 | 0 | 0 | 0 | 0 | 0
PS | 0 | 0 | 0 | 0 | 0 | 0
PV | 0 | 0 | 0 | 0 | 0 | 0
PeakG | 0 | 0 | 0 | 0 | 0 | 0
PeakO | 0 | 0 | 0 | 0 | 0 | 0
ST | 0 | 0 | 0 | 0 | 0 | 0
STOG | 0 | 0 | 0 | 0 | 0 | 0
STWD | 0 | 0 | 0 | 0 | 0 | 0
WT | 0 | 0 | 0 | 0 | 0 | 0
IGCC | 0 | 0 | 0 | 0 | 0 | 0
DemandResponse | 0 | 0 | 0 | 0 | 0 | 0
IGCC-CCS | 0 | 0 | 0 | 0 | 0 | 0
WT_off | 0 | 0 | 0 | 0 | 0 | 0
PseudoUnit | 0 | 0 | 0 | 0 | 0 | 0
FixedInterchange | 0 | 0 | 0 | 0 | 0 | 0
Emission Cost by Reporting Type: TVA
ReportingType | 2015 | 2020 | 2025 | 2030 | 2035 | 2040
BM | 0 | 0 | 0 | 0 | 0 | 0
CC | 0 | 0 | 0 | 0 | 0 | 0
CSP | 0 | 0 | 0 | 0 | 0 | 0
CT | 0 | 0 | 0 | 0 | 0 | 0
Coal | 0 | 0 | 0 | 0 | 0 | 0
Geo | 0 | 0 | 0 | 0 | 0 | 0
H | 0 | 0 | 0 | 0 | 0 | 0
LFG | 0 | 0 | 0 | 0 | 0 | 0
Nuc | 0 | 0 | 0 | 0 | 0 | 0
PS | 0 | 0 | 0 | 0 | 0 | 0
PV | 0 | 0 | 0 | 0 | 0 | 0
PeakG | 0 | 0 | 0 | 0 | 0 | 0
PeakO | 0 | 0 | 0 | 0 | 0 | 0
ST | 0 | 0 | 0 | 0 | 0 | 0
STOG | 0 | 0 | 0 | 0 | 0 | 0
STWD | 0 | 0 | 0 | 0 | 0 | 0
WT | 0 | 0 | 0 | 0 | 0 | 0
IGCC | 0 | 0 | 0 | 0 | 0 | 0
DemandResponse | 0 | 0 | 0 | 0 | 0 | 0
IGCC-CCS | 0 | 0 | 0 | 0 | 0 | 0
WT_off | 0 | 0 | 0 | 0 | 0 | 0
PseudoUnit | 0 | 0 | 0 | 0 | 0 | 0
FixedInterchange | 0 | 0 | 0 | 0 | 0 | 0
Emission Cost by Reporting Type: TVA_Transmission
ReportingType | 2015 | 2020 | 2025 | 2030 | 2035 | 2040
BM | 0 | 0 | 0 | 0 | 0 | 0
CC | 0 | 0 | 0 | 0 | 0 | 0
CSP | 0 | 0 | 0 | 0 | 0 | 0
CT | 0 | 0 | 0 | 0 | 0 | 0
Coal | 0 | 0 | 0 | 0 | 0 | 0
Geo | 0 | 0 | 0 | 0 | 0 | 0
H | 0 | 0 | 0 | 0 | 0 | 0
LFG | 0 | 0 | 0 | 0 | 0 | 0
Nuc | 0 | 0 | 0 | 0 | 0 | 0
PS | 0 | 0 | 0 | 0 | 0 | 0
PV | 0 | 0 | 0 | 0 | 0 | 0
PeakG | 0 | 0 | 0 | 0 | 0 | 0
PeakO | 0 | 0 | 0 | 0 | 0 | 0
ST | 0 | 0 | 0 | 0 | 0 | 0
STOG | 0 | 0 | 0 | 0 | 0 | 0
STWD | 0 | 0 | 0 | 0 | 0 | 0
WT | 0 | 0 | 0 | 0 | 0 | 0
IGCC | 0 | 0 | 0 | 0 | 0 | 0
DemandResponse | 0 | 0 | 0 | 0 | 0 | 0
IGCC-CCS | 0 | 0 | 0 | 0 | 0 | 0
WT_off | 0 | 0 | 0 | 0 | 0 | 0
PseudoUnit | 0 | 0 | 0 | 0 | 0 | 0
FixedInterchange | 0 | 0 | 0 | 0 | 0 | 0
Emission Cost by Reporting Type: VACAR
ReportingType | 2015 | 2020 | 2025 | 2030 | 2035 | 2040
BM | 0 | 0 | 0 | 0 | 0 | 0
CC | 0 | 0 | 0 | 0 | 0 | 0
CSP | 0 | 0 | 0 | 0 | 0 | 0
CT | 0 | 0 | 0 | 0 | 0 | 0
Coal | 0 | 0 | 0 | 0 | 0 | 0
Geo | 0 | 0 | 0 | 0 | 0 | 0
H | 0 | 0 | 0 | 0 | 0 | 0
LFG | 0 | 0 | 0 | 0 | 0 | 0
Nuc | 0 | 0 | 0 | 0 | 0 | 0
PS | 0 | 0 | 0 | 0 | 0 | 0
PV | 0 | 0 | 0 | 0 | 0 | 0
PeakG | 0 | 0 | 0 | 0 | 0 | 0
PeakO | 0 | 0 | 0 | 0 | 0 | 0
ST | 0 | 0 | 0 | 0 | 0 | 0
STOG | 0 | 0 | 0 | 0 | 0 | 0
STWD | 0 | 0 | 0 | 0 | 0 | 0
WT | 0 | 0 | 0 | 0 | 0 | 0
IGCC | 0 | 0 | 0 | 0 | 0 | 0
DemandResponse | 0 | 0 | 0 | 0 | 0 | 0
IGCC-CCS | 0 | 0 | 0 | 0 | 0 | 0
WT_off | 0 | 0 | 0 | 0 | 0 | 0
PseudoUnit | 0 | 0 | 0 | 0 | 0 | 0
FixedInterchange | 0 | 0 | 0 | 0 | 0 | 0
Emission Cost by Reporting Type: IESO
ReportingType | 2015 | 2020 | 2025 | 2030 | 2035 | 2040
BM | 0 | 0 | 0 | 0 | 0 | 0
CC | 0 | 0 | 0 | 0 | 0 | 0
CSP | 0 | 0 | 0 | 0 | 0 | 0
CT | 0 | 0 | 0 | 0 | 0 | 0
Coal | 0 | 0 | 0 | 0 | 0 | 0
Geo | 0 | 0 | 0 | 0 | 0 | 0
H | 0 | 0 | 0 | 0 | 0 | 0
LFG | 0 | 0 | 0 | 0 | 0 | 0
Nuc | 0 | 0 | 0 | 0 | 0 | 0
PS | 0 | 0 | 0 | 0 | 0 | 0
PV | 0 | 0 | 0 | 0 | 0 | 0
PeakG | 0 | 0 | 0 | 0 | 0 | 0
PeakO | 0 | 0 | 0 | 0 | 0 | 0
ST | 0 | 0 | 0 | 0 | 0 | 0
STOG | 0 | 0 | 0 | 0 | 0 | 0
STWD | 0 | 0 | 0 | 0 | 0 | 0
WT | 0 | 0 | 0 | 0 | 0 | 0
IGCC | 0 | 0 | 0 | 0 | 0 | 0
DemandResponse | 0 | 0 | 0 | 0 | 0 | 0
IGCC-CCS | 0 | 0 | 0 | 0 | 0 | 0
WT_off | 0 | 0 | 0 | 0 | 0 | 0
PseudoUnit | 0 | 0 | 0 | 0 | 0 | 0
FixedInterchange | 0 | 0 | 0 | 0 | 0 | 0
Emission Cost by Reporting Type: MAPP_CA
ReportingType | 2015 | 2020 | 2025 | 2030 | 2035 | 2040
BM | 0 | 0 | 0 | 0 | 0 | 0
CC | 0 | 0 | 0 | 0 | 0 | 0
CSP | 0 | 0 | 0 | 0 | 0 | 0
CT | 0 | 0 | 0 | 0 | 0 | 0
Coal | 0 | 0 | 0 | 0 | 0 | 0
Geo | 0 | 0 | 0 | 0 | 0 | 0
H | 0 | 0 | 0 | 0 | 0 | 0
LFG | 0 | 0 | 0 | 0 | 0 | 0
Nuc | 0 | 0 | 0 | 0 | 0 | 0
PS | 0 | 0 | 0 | 0 | 0 | 0
PV | 0 | 0 | 0 | 0 | 0 | 0
PeakG | 0 | 0 | 0 | 0 | 0 | 0
PeakO | 0 | 0 | 0 | 0 | 0 | 0
ST | 0 | 0 | 0 | 0 | 0 | 0
STOG | 0 | 0 | 0 | 0 | 0 | 0
STWD | 0 | 0 | 0 | 0 | 0 | 0
WT | 0 | 0 | 0 | 0 | 0 | 0
IGCC | 0 | 0 | 0 | 0 | 0 | 0
DemandResponse | 0 | 0 | 0 | 0 | 0 | 0
IGCC-CCS | 0 | 0 | 0 | 0 | 0 | 0
WT_off | 0 | 0 | 0 | 0 | 0 | 0
PseudoUnit | 0 | 0 | 0 | 0 | 0 | 0
FixedInterchange | 0 | 0 | 0 | 0 | 0 | 0
Emission Cost by Reporting Type: AZ_NM_SNV_Coal
ReportingType | 2015 | 2020 | 2025 | 2030 | 2035 | 2040
BM | 0 | 0 | 0 | 0 | 0 | 0
CC | 0 | 0 | 0 | 0 | 0 | 0
CSP | 0 | 0 | 0 | 0 | 0 | 0
CT | 0 | 0 | 0 | 0 | 0 | 0
Coal | 0 | 0 | 0 | 0 | 0 | 0
Geo | 0 | 0 | 0 | 0 | 0 | 0
H | 0 | 0 | 0 | 0 | 0 | 0
LFG | 0 | 0 | 0 | 0 | 0 | 0
Nuc | 0 | 0 | 0 | 0 | 0 | 0
PS | 0 | 0 | 0 | 0 | 0 | 0
PV | 0 | 0 | 0 | 0 | 0 | 0
PeakG | 0 | 0 | 0 | 0 | 0 | 0
PeakO | 0 | 0 | 0 | 0 | 0 | 0
ST | 0 | 0 | 0 | 0 | 0 | 0
STOG | 0 | 0 | 0 | 0 | 0 | 0
STWD | 0 | 0 | 0 | 0 | 0 | 0
WT | 0 | 0 | 0 | 0 | 0 | 0
IGCC | 0 | 0 | 0 | 0 | 0 | 0
DemandResponse | 0 | 0 | 0 | 0 | 0 | 0
IGCC-CCS | 0 | 0 | 0 | 0 | 0 | 0
WT_off | 0 | 0 | 0 | 0 | 0 | 0
PseudoUnit | 0 | 0 | 0 | 0 | 0 | 0
FixedInterchange | 0 | 0 | 0 | 0 | 0 | 0
Emission Cost by Reporting Type: AZ_NM_SNV_Gas
ReportingType | 2015 | 2020 | 2025 | 2030 | 2035 | 2040
BM | 0 | 0 | 0 | 0 | 0 | 0
CC | 0 | 0 | 0 | 0 | 0 | 0
CSP | 0 | 0 | 0 | 0 | 0 | 0
CT | 0 | 0 | 0 | 0 | 0 | 0
Coal | 0 | 0 | 0 | 0 | 0 | 0
Geo | 0 | 0 | 0 | 0 | 0 | 0
H | 0 | 0 | 0 | 0 | 0 | 0
LFG | 0 | 0 | 0 | 0 | 0 | 0
Nuc | 0 | 0 | 0 | 0 | 0 | 0
PS | 0 | 0 | 0 | 0 | 0 | 0
PV | 0 | 0 | 0 | 0 | 0 | 0
PeakG | 0 | 0 | 0 | 0 | 0 | 0
PeakO | 0 | 0 | 0 | 0 | 0 | 0
ST | 0 | 0 | 0 | 0 | 0 | 0
STOG | 0 | 0 | 0 | 0 | 0 | 0
STWD | 0 | 0 | 0 | 0 | 0 | 0
WT | 0 | 0 | 0 | 0 | 0 | 0
IGCC | 0 | 0 | 0 | 0 | 0 | 0
DemandResponse | 0 | 0 | 0 | 0 | 0 | 0
IGCC-CCS | 0 | 0 | 0 | 0 | 0 | 0
WT_off | 0 | 0 | 0 | 0 | 0 | 0
PseudoUnit | 0 | 0 | 0 | 0 | 0 | 0
FixedInterchange | 0 | 0 | 0 | 0 | 0 | 0
Emission Cost by Reporting Type: AZ_NM_SNV_NucRenew
ReportingType | 2015 | 2020 | 2025 | 2030 | 2035 | 2040
BM | 0 | 0 | 0 | 0 | 0 | 0
CC | 0 | 0 | 0 | 0 | 0 | 0
CSP | 0 | 0 | 0 | 0 | 0 | 0
CT | 0 | 0 | 0 | 0 | 0 | 0
Coal | 0 | 0 | 0 | 0 | 0 | 0
Geo | 0 | 0 | 0 | 0 | 0 | 0
H | 0 | 0 | 0 | 0 | 0 | 0
LFG | 0 | 0 | 0 | 0 | 0 | 0
Nuc | 0 | 0 | 0 | 0 | 0 | 0
PS | 0 | 0 | 0 | 0 | 0 | 0
PV | 0 | 0 | 0 | 0 | 0 | 0
PeakG | 0 | 0 | 0 | 0 | 0 | 0
PeakO | 0 | 0 | 0 | 0 | 0 | 0
ST | 0 | 0 | 0 | 0 | 0 | 0
STOG | 0 | 0 | 0 | 0 | 0 | 0
STWD | 0 | 0 | 0 | 0 | 0 | 0
WT | 0 | 0 | 0 | 0 | 0 | 0
IGCC | 0 | 0 | 0 | 0 | 0 | 0
DemandResponse | 0 | 0 | 0 | 0 | 0 | 0
IGCC-CCS | 0 | 0 | 0 | 0 | 0 | 0
WT_off | 0 | 0 | 0 | 0 | 0 | 0
PseudoUnit | 0 | 0 | 0 | 0 | 0 | 0
FixedInterchange | 0 | 0 | 0 | 0 | 0 | 0
Emission Cost by Reporting Type: ERCOT
ReportingType | 2015 | 2020 | 2025 | 2030 | 2035 | 2040
BM | 0 | 0 | 0 | 0 | 0 | 0
CC | 0 | 0 | 0 | 0 | 0 | 0
CSP | 0 | 0 | 0 | 0 | 0 | 0
CT | 0 | 0 | 0 | 0 | 0 | 0
Coal | 0 | 0 | 0 | 0 | 0 | 0
Geo | 0 | 0 | 0 | 0 | 0 | 0
H | 0 | 0 | 0 | 0 | 0 | 0
LFG | 0 | 0 | 0 | 0 | 0 | 0
Nuc | 0 | 0 | 0 | 0 | 0 | 0
PS | 0 | 0 | 0 | 0 | 0 | 0
PV | 0 | 0 | 0 | 0 | 0 | 0
PeakG | 0 | 0 | 0 | 0 | 0 | 0
PeakO | 0 | 0 | 0 | 0 | 0 | 0
ST | 0 | 0 | 0 | 0 | 0 | 0
STOG | 0 | 0 | 0 | 0 | 0 | 0
STWD | 0 | 0 | 0 | 0 | 0 | 0
WT | 0 | 0 | 0 | 0 | 0 | 0
IGCC | 0 | 0 | 0 | 0 | 0 | 0
DemandResponse | 0 | 0 | 0 | 0 | 0 | 0
IGCC-CCS | 0 | 0 | 0 | 0 | 0 | 0
WT_off | 0 | 0 | 0 | 0 | 0 | 0
PseudoUnit | 0 | 0 | 0 | 0 | 0 | 0
FixedInterchange | 0 | 0 | 0 | 0 | 0 | 0
Emission Cost by Reporting Type: NP15
ReportingType | 2015 | 2020 | 2025 | 2030 | 2035 | 2040
BM | 0 | 0 | 0 | 0 | 0 | 0
CC | 0 | 0 | 0 | 0 | 0 | 0
CSP | 0 | 0 | 0 | 0 | 0 | 0
CT | 0 | 0 | 0 | 0 | 0 | 0
Coal | 0 | 0 | 0 | 0 | 0 | 0
Geo | 0 | 0 | 0 | 0 | 0 | 0
H | 0 | 0 | 0 | 0 | 0 | 0
LFG | 0 | 0 | 0 | 0 | 0 | 0
Nuc | 0 | 0 | 0 | 0 | 0 | 0
PS | 0 | 0 | 0 | 0 | 0 | 0
PV | 0 | 0 | 0 | 0 | 0 | 0
PeakG | 0 | 0 | 0 | 0 | 0 | 0
PeakO | 0 | 0 | 0 | 0 | 0 | 0
ST | 0 | 0 | 0 | 0 | 0 | 0
STOG | 0 | 0 | 0 | 0 | 0 | 0
STWD | 0 | 0 | 0 | 0 | 0 | 0
WT | 0 | 0 | 0 | 0 | 0 | 0
IGCC | 0 | 0 | 0 | 0 | 0 | 0
DemandResponse | 0 | 0 | 0 | 0 | 0 | 0
IGCC-CCS | 0 | 0 | 0 | 0 | 0 | 0
WT_off | 0 | 0 | 0 | 0 | 0 | 0
PseudoUnit | 0 | 0 | 0 | 0 | 0 | 0
FixedInterchange | 0 | 0 | 0 | 0 | 0 | 0
Emission Cost by Reporting Type: NWPP_Coal
ReportingType | 2015 | 2020 | 2025 | 2030 | 2035 | 2040
BM | 0 | 0 | 0 | 0 | 0 | 0
CC | 0 | 0 | 0 | 0 | 0 | 0
CSP | 0 | 0 | 0 | 0 | 0 | 0
CT | 0 | 0 | 0 | 0 | 0 | 0
Coal | 0 | 0 | 0 | 0 | 0 | 0
Geo | 0 | 0 | 0 | 0 | 0 | 0
H | 0 | 0 | 0 | 0 | 0 | 0
LFG | 0 | 0 | 0 | 0 | 0 | 0
Nuc | 0 | 0 | 0 | 0 | 0 | 0
PS | 0 | 0 | 0 | 0 | 0 | 0
PV | 0 | 0 | 0 | 0 | 0 | 0
PeakG | 0 | 0 | 0 | 0 | 0 | 0
PeakO | 0 | 0 | 0 | 0 | 0 | 0
ST | 0 | 0 | 0 | 0 | 0 | 0
STOG | 0 | 0 | 0 | 0 | 0 | 0
STWD | 0 | 0 | 0 | 0 | 0 | 0
WT | 0 | 0 | 0 | 0 | 0 | 0
IGCC | 0 | 0 | 0 | 0 | 0 | 0
DemandResponse | 0 | 0 | 0 | 0 | 0 | 0
IGCC-CCS | 0 | 0 | 0 | 0 | 0 | 0
WT_off | 0 | 0 | 0 | 0 | 0 | 0
PseudoUnit | 0 | 0 | 0 | 0 | 0 | 0
FixedInterchange | 0 | 0 | 0 | 0 | 0 | 0
Emission Cost by Reporting Type: NWPP_Gas
ReportingType | 2015 | 2020 | 2025 | 2030 | 2035 | 2040
BM | 0 | 0 | 0 | 0 | 0 | 0
CC | 0 | 0 | 0 | 0 | 0 | 0
CSP | 0 | 0 | 0 | 0 | 0 | 0
CT | 0 | 0 | 0 | 0 | 0 | 0
Coal | 0 | 0 | 0 | 0 | 0 | 0
Geo | 0 | 0 | 0 | 0 | 0 | 0
H | 0 | 0 | 0 | 0 | 0 | 0
LFG | 0 | 0 | 0 | 0 | 0 | 0
Nuc | 0 | 0 | 0 | 0 | 0 | 0
PS | 0 | 0 | 0 | 0 | 0 | 0
PV | 0 | 0 | 0 | 0 | 0 | 0
PeakG | 0 | 0 | 0 | 0 | 0 | 0
PeakO | 0 | 0 | 0 | 0 | 0 | 0
ST | 0 | 0 | 0 | 0 | 0 | 0
STOG | 0 | 0 | 0 | 0 | 0 | 0
STWD | 0 | 0 | 0 | 0 | 0 | 0
WT | 0 | 0 | 0 | 0 | 0 | 0
IGCC | 0 | 0 | 0 | 0 | 0 | 0
DemandResponse | 0 | 0 | 0 | 0 | 0 | 0
IGCC-CCS | 0 | 0 | 0 | 0 | 0 | 0
WT_off | 0 | 0 | 0 | 0 | 0 | 0
PseudoUnit | 0 | 0 | 0 | 0 | 0 | 0
FixedInterchange | 0 | 0 | 0 | 0 | 0 | 0
Emission Cost by Reporting Type: NWPP_NucRenew
ReportingType | 2015 | 2020 | 2025 | 2030 | 2035 | 2040
BM | 0 | 0 | 0 | 0 | 0 | 0
CC | 0 | 0 | 0 | 0 | 0 | 0
CSP | 0 | 0 | 0 | 0 | 0 | 0
CT | 0 | 0 | 0 | 0 | 0 | 0
Coal | 0 | 0 | 0 | 0 | 0 | 0
Geo | 0 | 0 | 0 | 0 | 0 | 0
H | 0 | 0 | 0 | 0 | 0 | 0
LFG | 0 | 0 | 0 | 0 | 0 | 0
Nuc | 0 | 0 | 0 | 0 | 0 | 0
PS | 0 | 0 | 0 | 0 | 0 | 0
PV | 0 | 0 | 0 | 0 | 0 | 0
PeakG | 0 | 0 | 0 | 0 | 0 | 0
PeakO | 0 | 0 | 0 | 0 | 0 | 0
ST | 0 | 0 | 0 | 0 | 0 | 0
STOG | 0 | 0 | 0 | 0 | 0 | 0
STWD | 0 | 0 | 0 | 0 | 0 | 0
WT | 0 | 0 | 0 | 0 | 0 | 0
IGCC | 0 | 0 | 0 | 0 | 0 | 0
DemandResponse | 0 | 0 | 0 | 0 | 0 | 0
IGCC-CCS | 0 | 0 | 0 | 0 | 0 | 0
WT_off | 0 | 0 | 0 | 0 | 0 | 0
PseudoUnit | 0 | 0 | 0 | 0 | 0 | 0
FixedInterchange | 0 | 0 | 0 | 0 | 0 | 0
Emission Cost by Reporting Type: RMPA
ReportingType | 2015 | 2020 | 2025 | 2030 | 2035 | 2040
BM | 0 | 0 | 0 | 0 | 0 | 0
CC | 0 | 0 | 0 | 0 | 0 | 0
CSP | 0 | 0 | 0 | 0 | 0 | 0
CT | 0 | 0 | 0 | 0 | 0 | 0
Coal | 0 | 0 | 0 | 0 | 0 | 0
Geo | 0 | 0 | 0 | 0 | 0 | 0
H | 0 | 0 | 0 | 0 | 0 | 0
LFG | 0 | 0 | 0 | 0 | 0 | 0
Nuc | 0 | 0 | 0 | 0 | 0 | 0
PS | 0 | 0 | 0 | 0 | 0 | 0
PV | 0 | 0 | 0 | 0 | 0 | 0
PeakG | 0 | 0 | 0 | 0 | 0 | 0
PeakO | 0 | 0 | 0 | 0 | 0 | 0
ST | 0 | 0 | 0 | 0 | 0 | 0
STOG | 0 | 0 | 0 | 0 | 0 | 0
STWD | 0 | 0 | 0 | 0 | 0 | 0
WT | 0 | 0 | 0 | 0 | 0 | 0
IGCC | 0 | 0 | 0 | 0 | 0 | 0
DemandResponse | 0 | 0 | 0 | 0 | 0 | 0
IGCC-CCS | 0 | 0 | 0 | 0 | 0 | 0
WT_off | 0 | 0 | 0 | 0 | 0 | 0
PseudoUnit | 0 | 0 | 0 | 0 | 0 | 0
FixedInterchange | 0 | 0 | 0 | 0 | 0 | 0
Emission Cost by Reporting Type: SP15
ReportingType | 2015 | 2020 | 2025 | 2030 | 2035 | 2040
BM | 0 | 0 | 0 | 0 | 0 | 0
CC | 0 | 0 | 0 | 0 | 0 | 0
CSP | 0 | 0 | 0 | 0 | 0 | 0
CT | 0 | 0 | 0 | 0 | 0 | 0
Coal | 0 | 0 | 0 | 0 | 0 | 0
Geo | 0 | 0 | 0 | 0 | 0 | 0
H | 0 | 0 | 0 | 0 | 0 | 0
LFG | 0 | 0 | 0 | 0 | 0 | 0
Nuc | 0 | 0 | 0 | 0 | 0 | 0
PS | 0 | 0 | 0 | 0 | 0 | 0
PV | 0 | 0 | 0 | 0 | 0 | 0
PeakG | 0 | 0 | 0 | 0 | 0 | 0
PeakO | 0 | 0 | 0 | 0 | 0 | 0
ST | 0 | 0 | 0 | 0 | 0 | 0
STOG | 0 | 0 | 0 | 0 | 0 | 0
STWD | 0 | 0 | 0 | 0 | 0 | 0
WT | 0 | 0 | 0 | 0 | 0 | 0
IGCC | 0 | 0 | 0 | 0 | 0 | 0
DemandResponse | 0 | 0 | 0 | 0 | 0 | 0
IGCC-CCS | 0 | 0 | 0 | 0 | 0 | 0
WT_off | 0 | 0 | 0 | 0 | 0 | 0
PseudoUnit | 0 | 0 | 0 | 0 | 0 | 0
FixedInterchange | 0 | 0 | 0 | 0 | 0 | 0
Emission Cost by Reporting Type: ALB
ReportingType | 2015 | 2020 | 2025 | 2030 | 2035 | 2040
BM | 0 | 0 | 0 | 0 | 0 | 0
CC | 0 | 0 | 0 | 0 | 0 | 0
CSP | 0 | 0 | 0 | 0 | 0 | 0
CT | 0 | 0 | 0 | 0 | 0 | 0
Coal | 0 | 0 | 0 | 0 | 0 | 0
Geo | 0 | 0 | 0 | 0 | 0 | 0
H | 0 | 0 | 0 | 0 | 0 | 0
LFG | 0 | 0 | 0 | 0 | 0 | 0
Nuc | 0 | 0 | 0 | 0 | 0 | 0
PS | 0 | 0 | 0 | 0 | 0 | 0
PV | 0 | 0 | 0 | 0 | 0 | 0
PeakG | 0 | 0 | 0 | 0 | 0 | 0
PeakO | 0 | 0 | 0 | 0 | 0 | 0
ST | 0 | 0 | 0 | 0 | 0 | 0
STOG | 0 | 0 | 0 | 0 | 0 | 0
STWD | 0 | 0 | 0 | 0 | 0 | 0
WT | 0 | 0 | 0 | 0 | 0 | 0
IGCC | 0 | 0 | 0 | 0 | 0 | 0
DemandResponse | 0 | 0 | 0 | 0 | 0 | 0
IGCC-CCS | 0 | 0 | 0 | 0 | 0 | 0
WT_off | 0 | 0 | 0 | 0 | 0 | 0
PseudoUnit | 0 | 0 | 0 | 0 | 0 | 0
FixedInterchange | 0 | 0 | 0 | 0 | 0 | 0
Emission Cost by Reporting Type: BC
ReportingType | 2015 | 2020 | 2025 | 2030 | 2035 | 2040
BM | 0 | 0 | 0 | 0 | 0 | 0
CC | 0 | 0 | 0 | 0 | 0 | 0
CSP | 0 | 0 | 0 | 0 | 0 | 0
CT | 0 | 0 | 0 | 0 | 0 | 0
Coal | 0 | 0 | 0 | 0 | 0 | 0
Geo | 0 | 0 | 0 | 0 | 0 | 0
H | 0 | 0 | 0 | 0 | 0 | 0
LFG | 0 | 0 | 0 | 0 | 0 | 0
Nuc | 0 | 0 | 0 | 0 | 0 | 0
PS | 0 | 0 | 0 | 0 | 0 | 0
PV | 0 | 0 | 0 | 0 | 0 | 0
PeakG | 0 | 0 | 0 | 0 | 0 | 0
PeakO | 0 | 0 | 0 | 0 | 0 | 0
ST | 0 | 0 | 0 | 0 | 0 | 0
STOG | 0 | 0 | 0 | 0 | 0 | 0
STWD | 0 | 0 | 0 | 0 | 0 | 0
WT | 0 | 0 | 0 | 0 | 0 | 0
IGCC | 0 | 0 | 0 | 0 | 0 | 0
DemandResponse | 0 | 0 | 0 | 0 | 0 | 0
IGCC-CCS | 0 | 0 | 0 | 0 | 0 | 0
WT_off | 0 | 0 | 0 | 0 | 0 | 0
PseudoUnit | 0 | 0 | 0 | 0 | 0 | 0
FixedInterchange | 0 | 0 | 0 | 0 | 0 | 0
Emission Cost by Reporting Type: HQ_IESO
ReportingType | 2015 | 2020 | 2025 | 2030 | 2035 | 2040
BM | 0 | 0 | 0 | 0 | 0 | 0
CC | 0 | 0 | 0 | 0 | 0 | 0
CSP | 0 | 0 | 0 | 0 | 0 | 0
CT | 0 | 0 | 0 | 0 | 0 | 0
Coal | 0 | 0 | 0 | 0 | 0 | 0
Geo | 0 | 0 | 0 | 0 | 0 | 0
H | 0 | 0 | 0 | 0 | 0 | 0
LFG | 0 | 0 | 0 | 0 | 0 | 0
Nuc | 0 | 0 | 0 | 0 | 0 | 0
PS | 0 | 0 | 0 | 0 | 0 | 0
PV | 0 | 0 | 0 | 0 | 0 | 0
PeakG | 0 | 0 | 0 | 0 | 0 | 0
PeakO | 0 | 0 | 0 | 0 | 0 | 0
ST | 0 | 0 | 0 | 0 | 0 | 0
STOG | 0 | 0 | 0 | 0 | 0 | 0
STWD | 0 | 0 | 0 | 0 | 0 | 0
WT | 0 | 0 | 0 | 0 | 0 | 0
IGCC | 0 | 0 | 0 | 0 | 0 | 0
DemandResponse | 0 | 0 | 0 | 0 | 0 | 0
IGCC-CCS | 0 | 0 | 0 | 0 | 0 | 0
WT_off | 0 | 0 | 0 | 0 | 0 | 0
PseudoUnit | 0 | 0 | 0 | 0 | 0 | 0
FixedInterchange | 0 | 0 | 0 | 0 | 0 | 0
Emission Cost by Reporting Type: HQ_NEISO
ReportingType | 2015 | 2020 | 2025 | 2030 | 2035 | 2040
BM | 0 | 0 | 0 | 0 | 0 | 0
CC | 0 | 0 | 0 | 0 | 0 | 0
CSP | 0 | 0 | 0 | 0 | 0 | 0
CT | 0 | 0 | 0 | 0 | 0 | 0
Coal | 0 | 0 | 0 | 0 | 0 | 0
Geo | 0 | 0 | 0 | 0 | 0 | 0
H | 0 | 0 | 0 | 0 | 0 | 0
LFG | 0 | 0 | 0 | 0 | 0 | 0
Nuc | 0 | 0 | 0 | 0 | 0 | 0
PS | 0 | 0 | 0 | 0 | 0 | 0
PV | 0 | 0 | 0 | 0 | 0 | 0
PeakG | 0 | 0 | 0 | 0 | 0 | 0
PeakO | 0 | 0 | 0 | 0 | 0 | 0
ST | 0 | 0 | 0 | 0 | 0 | 0
STOG | 0 | 0 | 0 | 0 | 0 | 0
STWD | 0 | 0 | 0 | 0 | 0 | 0
WT | 0 | 0 | 0 | 0 | 0 | 0
IGCC | 0 | 0 | 0 | 0 | 0 | 0
DemandResponse | 0 | 0 | 0 | 0 | 0 | 0
IGCC-CCS | 0 | 0 | 0 | 0 | 0 | 0
WT_off | 0 | 0 | 0 | 0 | 0 | 0
PseudoUnit | 0 | 0 | 0 | 0 | 0 | 0
FixedInterchange | 0 | 0 | 0 | 0 | 0 | 0
Emission Cost by Reporting Type: HQ_NY
ReportingType | 2015 | 2020 | 2025 | 2030 | 2035 | 2040
BM | 0 | 0 | 0 | 0 | 0 | 0
CC | 0 | 0 | 0 | 0 | 0 | 0
CSP | 0 | 0 | 0 | 0 | 0 | 0
CT | 0 | 0 | 0 | 0 | 0 | 0
Coal | 0 | 0 | 0 | 0 | 0 | 0
Geo | 0 | 0 | 0 | 0 | 0 | 0
H | 0 | 0 | 0 | 0 | 0 | 0
LFG | 0 | 0 | 0 | 0 | 0 | 0
Nuc | 0 | 0 | 0 | 0 | 0 | 0
PS | 0 | 0 | 0 | 0 | 0 | 0
PV | 0 | 0 | 0 | 0 | 0 | 0
PeakG | 0 | 0 | 0 | 0 | 0 | 0
PeakO | 0 | 0 | 0 | 0 | 0 | 0
ST | 0 | 0 | 0 | 0 | 0 | 0
STOG | 0 | 0 | 0 | 0 | 0 | 0
STWD | 0 | 0 | 0 | 0 | 0 | 0
WT | 0 | 0 | 0 | 0 | 0 | 0
IGCC | 0 | 0 | 0 | 0 | 0 | 0
DemandResponse | 0 | 0 | 0 | 0 | 0 | 0
IGCC-CCS | 0 | 0 | 0 | 0 | 0 | 0
WT_off | 0 | 0 | 0 | 0 | 0 | 0
PseudoUnit | 0 | 0 | 0 | 0 | 0 | 0
FixedInterchange | 0 | 0 | 0 | 0 | 0 | 0
Emission Cost by Reporting Type: MARITIMES
ReportingType | 2015 | 2020 | 2025 | 2030 | 2035 | 2040
BM | 0 | 0 | 0 | 0 | 0 | 0
CC | 0 | 0 | 0 | 0 | 0 | 0
CSP | 0 | 0 | 0 | 0 | 0 | 0
CT | 0 | 0 | 0 | 0 | 0 | 0
Coal | 0 | 0 | 0 | 0 | 0 | 0
Geo | 0 | 0 | 0 | 0 | 0 | 0
H | 0 | 0 | 0 | 0 | 0 | 0
LFG | 0 | 0 | 0 | 0 | 0 | 0
Nuc | 0 | 0 | 0 | 0 | 0 | 0
PS | 0 | 0 | 0 | 0 | 0 | 0
PV | 0 | 0 | 0 | 0 | 0 | 0
PeakG | 0 | 0 | 0 | 0 | 0 | 0
PeakO | 0 | 0 | 0 | 0 | 0 | 0
ST | 0 | 0 | 0 | 0 | 0 | 0
STOG | 0 | 0 | 0 | 0 | 0 | 0
STWD | 0 | 0 | 0 | 0 | 0 | 0
WT | 0 | 0 | 0 | 0 | 0 | 0
IGCC | 0 | 0 | 0 | 0 | 0 | 0
DemandResponse | 0 | 0 | 0 | 0 | 0 | 0
IGCC-CCS | 0 | 0 | 0 | 0 | 0 | 0
WT_off | 0 | 0 | 0 | 0 | 0 | 0
PseudoUnit | 0 | 0 | 0 | 0 | 0 | 0
FixedInterchange | 0 | 0 | 0 | 0 | 0 | 0
Emission Cost by Reporting Type: All
ReportingType | 2015 | 2020 | 2025 | 2030 | 2035 | 2040
BM | 0 | 0 | 0 | 0 | 0 | 0
CC | 0 | 0 | 0 | 0 | 0 | 0
CSP | 0 | 0 | 0 | 0 | 0 | 0
CT | 0 | 0 | 0 | 0 | 0 | 0
Coal | 0 | 0 | 0 | 0 | 0 | 0
Geo | 0 | 0 | 0 | 0 | 0 | 0
H | 0 | 0 | 0 | 0 | 0 | 0
LFG | 0 | 0 | 0 | 0 | 0 | 0
Nuc | 0 | 0 | 0 | 0 | 0 | 0
PS | 0 | 0 | 0 | 0 | 0 | 0
PV | 0 | 0 | 0 | 0 | 0 | 0
PeakG | 0 | 0 | 0 | 0 | 0 | 0
PeakO | 0 | 0 | 0 | 0 | 0 | 0
ST | 0 | 0 | 0 | 0 | 0 | 0
STOG | 0 | 0 | 0 | 0 | 0 | 0
STWD | 0 | 0 | 0 | 0 | 0 | 0
WT | 0 | 0 | 0 | 0 | 0 | 0
IGCC | 0 | 0 | 0 | 0 | 0 | 0
DemandResponse | 0 | 0 | 0 | 0 | 0 | 0
IGCC-CCS | 0 | 0 | 0 | 0 | 0 | 0
WT_off | 0 | 0 | 0 | 0 | 0 | 0
PseudoUnit | 0 | 0 | 0 | 0 | 0 | 0
FixedInterchange | 0 | 0 | 0 | 0 | 0 | 0
Emission Cost by Reporting Type: EI_US
ReportingType | 2015 | 2020 | 2025 | 2030 | 2035 | 2040
BM | 0 | 0 | 0 | 0 | 0 | 0
CC | 0 | 0 | 0 | 0 | 0 | 0
CSP | 0 | 0 | 0 | 0 | 0 | 0
CT | 0 | 0 | 0 | 0 | 0 | 0
Coal | 0 | 0 | 0 | 0 | 0 | 0
Geo | 0 | 0 | 0 | 0 | 0 | 0
H | 0 | 0 | 0 | 0 | 0 | 0
LFG | 0 | 0 | 0 | 0 | 0 | 0
Nuc | 0 | 0 | 0 | 0 | 0 | 0
PS | 0 | 0 | 0 | 0 | 0 | 0
PV | 0 | 0 | 0 | 0 | 0 | 0
PeakG | 0 | 0 | 0 | 0 | 0 | 0
PeakO | 0 | 0 | 0 | 0 | 0 | 0
ST | 0 | 0 | 0 | 0 | 0 | 0
STOG | 0 | 0 | 0 | 0 | 0 | 0
STWD | 0 | 0 | 0 | 0 | 0 | 0
WT | 0 | 0 | 0 | 0 | 0 | 0
IGCC | 0 | 0 | 0 | 0 | 0 | 0
DemandResponse | 0 | 0 | 0 | 0 | 0 | 0
IGCC-CCS | 0 | 0 | 0 | 0 | 0 | 0
WT_off | 0 | 0 | 0 | 0 | 0 | 0
PseudoUnit | 0 | 0 | 0 | 0 | 0 | 0
FixedInterchange | 0 | 0 | 0 | 0 | 0 | 0
Emission Cost by Reporting Type: EI_Canada
ReportingType | 2015 | 2020 | 2025 | 2030 | 2035 | 2040
BM | 0 | 0 | 0 | 0 | 0 | 0
CC | 0 | 0 | 0 | 0 | 0 | 0
CSP | 0 | 0 | 0 | 0 | 0 | 0
CT | 0 | 0 | 0 | 0 | 0 | 0
Coal | 0 | 0 | 0 | 0 | 0 | 0
Geo | 0 | 0 | 0 | 0 | 0 | 0
H | 0 | 0 | 0 | 0 | 0 | 0
LFG | 0 | 0 | 0 | 0 | 0 | 0
Nuc | 0 | 0 | 0 | 0 | 0 | 0
PS | 0 | 0 | 0 | 0 | 0 | 0
PV | 0 | 0 | 0 | 0 | 0 | 0
PeakG | 0 | 0 | 0 | 0 | 0 | 0
PeakO | 0 | 0 | 0 | 0 | 0 | 0
ST | 0 | 0 | 0 | 0 | 0 | 0
STOG | 0 | 0 | 0 | 0 | 0 | 0
STWD | 0 | 0 | 0 | 0 | 0 | 0
WT | 0 | 0 | 0 | 0 | 0 | 0
IGCC | 0 | 0 | 0 | 0 | 0 | 0
DemandResponse | 0 | 0 | 0 | 0 | 0 | 0
IGCC-CCS | 0 | 0 | 0 | 0 | 0 | 0
WT_off | 0 | 0 | 0 | 0 | 0 | 0
PseudoUnit | 0 | 0 | 0 | 0 | 0 | 0
FixedInterchange | 0 | 0 | 0 | 0 | 0 | 0
Emission Cost by Reporting Type: EI
ReportingType | 2015 | 2020 | 2025 | 2030 | 2035 | 2040
BM | 0 | 0 | 0 | 0 | 0 | 0
CC | 0 | 0 | 0 | 0 | 0 | 0
CSP | 0 | 0 | 0 | 0 | 0 | 0
CT | 0 | 0 | 0 | 0 | 0 | 0
Coal | 0 | 0 | 0 | 0 | 0 | 0
Geo | 0 | 0 | 0 | 0 | 0 | 0
H | 0 | 0 | 0 | 0 | 0 | 0
LFG | 0 | 0 | 0 | 0 | 0 | 0
Nuc | 0 | 0 | 0 | 0 | 0 | 0
PS | 0 | 0 | 0 | 0 | 0 | 0
PV | 0 | 0 | 0 | 0 | 0 | 0
PeakG | 0 | 0 | 0 | 0 | 0 | 0
PeakO | 0 | 0 | 0 | 0 | 0 | 0
ST | 0 | 0 | 0 | 0 | 0 | 0
STOG | 0 | 0 | 0 | 0 | 0 | 0
STWD | 0 | 0 | 0 | 0 | 0 | 0
WT | 0 | 0 | 0 | 0 | 0 | 0
IGCC | 0 | 0 | 0 | 0 | 0 | 0
DemandResponse | 0 | 0 | 0 | 0 | 0 | 0
IGCC-CCS | 0 | 0 | 0 | 0 | 0 | 0
WT_off | 0 | 0 | 0 | 0 | 0 | 0
PseudoUnit | 0 | 0 | 0 | 0 | 0 | 0
FixedInterchange | 0 | 0 | 0 | 0 | 0 | 0
Emission Cost by Reporting Type: Outside_EI
ReportingType | 2015 | 2020 | 2025 | 2030 | 2035 | 2040
BM | 0 | 0 | 0 | 0 | 0 | 0
CC | 0 | 0 | 0 | 0 | 0 | 0
CSP | 0 | 0 | 0 | 0 | 0 | 0
CT | 0 | 0 | 0 | 0 | 0 | 0
Coal | 0 | 0 | 0 | 0 | 0 | 0
Geo | 0 | 0 | 0 | 0 | 0 | 0
H | 0 | 0 | 0 | 0 | 0 | 0
LFG | 0 | 0 | 0 | 0 | 0 | 0
Nuc | 0 | 0 | 0 | 0 | 0 | 0
PS | 0 | 0 | 0 | 0 | 0 | 0
PV | 0 | 0 | 0 | 0 | 0 | 0
PeakG | 0 | 0 | 0 | 0 | 0 | 0
PeakO | 0 | 0 | 0 | 0 | 0 | 0
ST | 0 | 0 | 0 | 0 | 0 | 0
STOG | 0 | 0 | 0 | 0 | 0 | 0
STWD | 0 | 0 | 0 | 0 | 0 | 0
WT | 0 | 0 | 0 | 0 | 0 | 0
IGCC | 0 | 0 | 0 | 0 | 0 | 0
DemandResponse | 0 | 0 | 0 | 0 | 0 | 0
IGCC-CCS | 0 | 0 | 0 | 0 | 0 | 0
WT_off | 0 | 0 | 0 | 0 | 0 | 0
PseudoUnit | 0 | 0 | 0 | 0 | 0 | 0
FixedInterchange | 0 | 0 | 0 | 0 | 0 | 0
==== Emission Program: CAMR : (Hg) ====
Emission Cost by Reporting Type: Entergy
ReportingType | 2015 | 2020 | 2025 | 2030 | 2035 | 2040
BM | 0 | 0 | 0 | 0 | 0 | 0
CC | 0 | 0 | 0 | 0 | 0 | 0
CSP | 0 | 0 | 0 | 0 | 0 | 0
CT | 0 | 0 | 0 | 0 | 0 | 0
Coal | 0 | 0 | 0 | 0 | 0 | 0
Geo | 0 | 0 | 0 | 0 | 0 | 0
H | 0 | 0 | 0 | 0 | 0 | 0
LFG | 0 | 0 | 0 | 0 | 0 | 0
Nuc | 0 | 0 | 0 | 0 | 0 | 0
PS | 0 | 0 | 0 | 0 | 0 | 0
PV | 0 | 0 | 0 | 0 | 0 | 0
PeakG | 0 | 0 | 0 | 0 | 0 | 0
PeakO | 0 | 0 | 0 | 0 | 0 | 0
ST | 0 | 0 | 0 | 0 | 0 | 0
STOG | 0 | 0 | 0 | 0 | 0 | 0
STWD | 0 | 0 | 0 | 0 | 0 | 0
WT | 0 | 0 | 0 | 0 | 0 | 0
IGCC | 0 | 0 | 0 | 0 | 0 | 0
DemandResponse | 0 | 0 | 0 | 0 | 0 | 0
IGCC-CCS | 0 | 0 | 0 | 0 | 0 | 0
WT_off | 0 | 0 | 0 | 0 | 0 | 0
PseudoUnit | 0 | 0 | 0 | 0 | 0 | 0
FixedInterchange | 0 | 0 | 0 | 0 | 0 | 0
Emission Cost by Reporting Type: FRCC
ReportingType | 2015 | 2020 | 2025 | 2030 | 2035 | 2040
BM | 0 | 0 | 0 | 0 | 0 | 0
CC | 0 | 0 | 0 | 0 | 0 | 0
CSP | 0 | 0 | 0 | 0 | 0 | 0
CT | 0 | 0 | 0 | 0 | 0 | 0
Coal | 0 | 0 | 0 | 0 | 0 | 0
Geo | 0 | 0 | 0 | 0 | 0 | 0
H | 0 | 0 | 0 | 0 | 0 | 0
LFG | 0 | 0 | 0 | 0 | 0 | 0
Nuc | 0 | 0 | 0 | 0 | 0 | 0
PS | 0 | 0 | 0 | 0 | 0 | 0
PV | 0 | 0 | 0 | 0 | 0 | 0
PeakG | 0 | 0 | 0 | 0 | 0 | 0
PeakO | 0 | 0 | 0 | 0 | 0 | 0
ST | 0 | 0 | 0 | 0 | 0 | 0
STOG | 0 | 0 | 0 | 0 | 0 | 0
STWD | 0 | 0 | 0 | 0 | 0 | 0
WT | 0 | 0 | 0 | 0 | 0 | 0
IGCC | 0 | 0 | 0 | 0 | 0 | 0
DemandResponse | 0 | 0 | 0 | 0 | 0 | 0
IGCC-CCS | 0 | 0 | 0 | 0 | 0 | 0
WT_off | 0 | 0 | 0 | 0 | 0 | 0
PseudoUnit | 0 | 0 | 0 | 0 | 0 | 0
FixedInterchange | 0 | 0 | 0 | 0 | 0 | 0
Emission Cost by Reporting Type: MAPP_US
ReportingType | 2015 | 2020 | 2025 | 2030 | 2035 | 2040
BM | 0 | 0 | 0 | 0 | 0 | 0
CC | 0 | 0 | 0 | 0 | 0 | 0
CSP | 0 | 0 | 0 | 0 | 0 | 0
CT | 0 | 0 | 0 | 0 | 0 | 0
Coal | 0 | 0 | 0 | 0 | 0 | 0
Geo | 0 | 0 | 0 | 0 | 0 | 0
H | 0 | 0 | 0 | 0 | 0 | 0
LFG | 0 | 0 | 0 | 0 | 0 | 0
Nuc | 0 | 0 | 0 | 0 | 0 | 0
PS | 0 | 0 | 0 | 0 | 0 | 0
PV | 0 | 0 | 0 | 0 | 0 | 0
PeakG | 0 | 0 | 0 | 0 | 0 | 0
PeakO | 0 | 0 | 0 | 0 | 0 | 0
ST | 0 | 0 | 0 | 0 | 0 | 0
STOG | 0 | 0 | 0 | 0 | 0 | 0
STWD | 0 | 0 | 0 | 0 | 0 | 0
WT | 0 | 0 | 0 | 0 | 0 | 0
IGCC | 0 | 0 | 0 | 0 | 0 | 0
DemandResponse | 0 | 0 | 0 | 0 | 0 | 0
IGCC-CCS | 0 | 0 | 0 | 0 | 0 | 0
WT_off | 0 | 0 | 0 | 0 | 0 | 0
PseudoUnit | 0 | 0 | 0 | 0 | 0 | 0
FixedInterchange | 0 | 0 | 0 | 0 | 0 | 0
Emission Cost by Reporting Type: MISO_IN
ReportingType | 2015 | 2020 | 2025 | 2030 | 2035 | 2040
BM | 0 | 0 | 0 | 0 | 0 | 0
CC | 0 | 0 | 0 | 0 | 0 | 0
CSP | 0 | 0 | 0 | 0 | 0 | 0
CT | 0 | 0 | 0 | 0 | 0 | 0
Coal | 0 | 0 | 0 | 0 | 0 | 0
Geo | 0 | 0 | 0 | 0 | 0 | 0
H | 0 | 0 | 0 | 0 | 0 | 0
LFG | 0 | 0 | 0 | 0 | 0 | 0
Nuc | 0 | 0 | 0 | 0 | 0 | 0
PS | 0 | 0 | 0 | 0 | 0 | 0
PV | 0 | 0 | 0 | 0 | 0 | 0
PeakG | 0 | 0 | 0 | 0 | 0 | 0
PeakO | 0 | 0 | 0 | 0 | 0 | 0
ST | 0 | 0 | 0 | 0 | 0 | 0
STOG | 0 | 0 | 0 | 0 | 0 | 0
STWD | 0 | 0 | 0 | 0 | 0 | 0
WT | 0 | 0 | 0 | 0 | 0 | 0
IGCC | 0 | 0 | 0 | 0 | 0 | 0
DemandResponse | 0 | 0 | 0 | 0 | 0 | 0
IGCC-CCS | 0 | 0 | 0 | 0 | 0 | 0
WT_off | 0 | 0 | 0 | 0 | 0 | 0
PseudoUnit | 0 | 0 | 0 | 0 | 0 | 0
FixedInterchange | 0 | 0 | 0 | 0 | 0 | 0
Emission Cost by Reporting Type: MISO_MI
ReportingType | 2015 | 2020 | 2025 | 2030 | 2035 | 2040
BM | 0 | 0 | 0 | 0 | 0 | 0
CC | 0 | 0 | 0 | 0 | 0 | 0
CSP | 0 | 0 | 0 | 0 | 0 | 0
CT | 0 | 0 | 0 | 0 | 0 | 0
Coal | 0 | 0 | 0 | 0 | 0 | 0
Geo | 0 | 0 | 0 | 0 | 0 | 0
H | 0 | 0 | 0 | 0 | 0 | 0
LFG | 0 | 0 | 0 | 0 | 0 | 0
Nuc | 0 | 0 | 0 | 0 | 0 | 0
PS | 0 | 0 | 0 | 0 | 0 | 0
PV | 0 | 0 | 0 | 0 | 0 | 0
PeakG | 0 | 0 | 0 | 0 | 0 | 0
PeakO | 0 | 0 | 0 | 0 | 0 | 0
ST | 0 | 0 | 0 | 0 | 0 | 0
STOG | 0 | 0 | 0 | 0 | 0 | 0
STWD | 0 | 0 | 0 | 0 | 0 | 0
WT | 0 | 0 | 0 | 0 | 0 | 0
IGCC | 0 | 0 | 0 | 0 | 0 | 0
DemandResponse | 0 | 0 | 0 | 0 | 0 | 0
IGCC-CCS | 0 | 0 | 0 | 0 | 0 | 0
WT_off | 0 | 0 | 0 | 0 | 0 | 0
PseudoUnit | 0 | 0 | 0 | 0 | 0 | 0
FixedInterchange | 0 | 0 | 0 | 0 | 0 | 0
Emission Cost by Reporting Type: MISO_MO-IL
ReportingType | 2015 | 2020 | 2025 | 2030 | 2035 | 2040
BM | 0 | 0 | 0 | 0 | 0 | 0
CC | 0 | 0 | 0 | 0 | 0 | 0
CSP | 0 | 0 | 0 | 0 | 0 | 0
CT | 0 | 0 | 0 | 0 | 0 | 0
Coal | 0 | 0 | 0 | 0 | 0 | 0
Geo | 0 | 0 | 0 | 0 | 0 | 0
H | 0 | 0 | 0 | 0 | 0 | 0
LFG | 0 | 0 | 0 | 0 | 0 | 0
Nuc | 0 | 0 | 0 | 0 | 0 | 0
PS | 0 | 0 | 0 | 0 | 0 | 0
PV | 0 | 0 | 0 | 0 | 0 | 0
PeakG | 0 | 0 | 0 | 0 | 0 | 0
PeakO | 0 | 0 | 0 | 0 | 0 | 0
ST | 0 | 0 | 0 | 0 | 0 | 0
STOG | 0 | 0 | 0 | 0 | 0 | 0
STWD | 0 | 0 | 0 | 0 | 0 | 0
WT | 0 | 0 | 0 | 0 | 0 | 0
IGCC | 0 | 0 | 0 | 0 | 0 | 0
DemandResponse | 0 | 0 | 0 | 0 | 0 | 0
IGCC-CCS | 0 | 0 | 0 | 0 | 0 | 0
WT_off | 0 | 0 | 0 | 0 | 0 | 0
PseudoUnit | 0 | 0 | 0 | 0 | 0 | 0
FixedInterchange | 0 | 0 | 0 | 0 | 0 | 0
Emission Cost by Reporting Type: MISO_W
ReportingType | 2015 | 2020 | 2025 | 2030 | 2035 | 2040
BM | 0 | 0 | 0 | 0 | 0 | 0
CC | 0 | 0 | 0 | 0 | 0 | 0
CSP | 0 | 0 | 0 | 0 | 0 | 0
CT | 0 | 0 | 0 | 0 | 0 | 0
Coal | 0 | 0 | 0 | 0 | 0 | 0
Geo | 0 | 0 | 0 | 0 | 0 | 0
H | 0 | 0 | 0 | 0 | 0 | 0
LFG | 0 | 0 | 0 | 0 | 0 | 0
Nuc | 0 | 0 | 0 | 0 | 0 | 0
PS | 0 | 0 | 0 | 0 | 0 | 0
PV | 0 | 0 | 0 | 0 | 0 | 0
PeakG | 0 | 0 | 0 | 0 | 0 | 0
PeakO | 0 | 0 | 0 | 0 | 0 | 0
ST | 0 | 0 | 0 | 0 | 0 | 0
STOG | 0 | 0 | 0 | 0 | 0 | 0
STWD | 0 | 0 | 0 | 0 | 0 | 0
WT | 0 | 0 | 0 | 0 | 0 | 0
IGCC | 0 | 0 | 0 | 0 | 0 | 0
DemandResponse | 0 | 0 | 0 | 0 | 0 | 0
IGCC-CCS | 0 | 0 | 0 | 0 | 0 | 0
WT_off | 0 | 0 | 0 | 0 | 0 | 0
PseudoUnit | 0 | 0 | 0 | 0 | 0 | 0
FixedInterchange | 0 | 0 | 0 | 0 | 0 | 0
Emission Cost by Reporting Type: MISO_WUMS
ReportingType | 2015 | 2020 | 2025 | 2030 | 2035 | 2040
BM | 0 | 0 | 0 | 0 | 0 | 0
CC | 0 | 0 | 0 | 0 | 0 | 0
CSP | 0 | 0 | 0 | 0 | 0 | 0
CT | 0 | 0 | 0 | 0 | 0 | 0
Coal | 0 | 0 | 0 | 0 | 0 | 0
Geo | 0 | 0 | 0 | 0 | 0 | 0
H | 0 | 0 | 0 | 0 | 0 | 0
LFG | 0 | 0 | 0 | 0 | 0 | 0
Nuc | 0 | 0 | 0 | 0 | 0 | 0
PS | 0 | 0 | 0 | 0 | 0 | 0
PV | 0 | 0 | 0 | 0 | 0 | 0
PeakG | 0 | 0 | 0 | 0 | 0 | 0
PeakO | 0 | 0 | 0 | 0 | 0 | 0
ST | 0 | 0 | 0 | 0 | 0 | 0
STOG | 0 | 0 | 0 | 0 | 0 | 0
STWD | 0 | 0 | 0 | 0 | 0 | 0
WT | 0 | 0 | 0 | 0 | 0 | 0
IGCC | 0 | 0 | 0 | 0 | 0 | 0
DemandResponse | 0 | 0 | 0 | 0 | 0 | 0
IGCC-CCS | 0 | 0 | 0 | 0 | 0 | 0
WT_off | 0 | 0 | 0 | 0 | 0 | 0
PseudoUnit | 0 | 0 | 0 | 0 | 0 | 0
FixedInterchange | 0 | 0 | 0 | 0 | 0 | 0
Emission Cost by Reporting Type: Nebraska
ReportingType | 2015 | 2020 | 2025 | 2030 | 2035 | 2040
BM | 0 | 0 | 0 | 0 | 0 | 0
CC | 0 | 0 | 0 | 0 | 0 | 0
CSP | 0 | 0 | 0 | 0 | 0 | 0
CT | 0 | 0 | 0 | 0 | 0 | 0
Coal | 0 | 0 | 0 | 0 | 0 | 0
Geo | 0 | 0 | 0 | 0 | 0 | 0
H | 0 | 0 | 0 | 0 | 0 | 0
LFG | 0 | 0 | 0 | 0 | 0 | 0
Nuc | 0 | 0 | 0 | 0 | 0 | 0
PS | 0 | 0 | 0 | 0 | 0 | 0
PV | 0 | 0 | 0 | 0 | 0 | 0
PeakG | 0 | 0 | 0 | 0 | 0 | 0
PeakO | 0 | 0 | 0 | 0 | 0 | 0
ST | 0 | 0 | 0 | 0 | 0 | 0
STOG | 0 | 0 | 0 | 0 | 0 | 0
STWD | 0 | 0 | 0 | 0 | 0 | 0
WT | 0 | 0 | 0 | 0 | 0 | 0
IGCC | 0 | 0 | 0 | 0 | 0 | 0
DemandResponse | 0 | 0 | 0 | 0 | 0 | 0
IGCC-CCS | 0 | 0 | 0 | 0 | 0 | 0
WT_off | 0 | 0 | 0 | 0 | 0 | 0
PseudoUnit | 0 | 0 | 0 | 0 | 0 | 0
FixedInterchange | 0 | 0 | 0 | 0 | 0 | 0
Emission Cost by Reporting Type: NEISO
ReportingType | 2015 | 2020 | 2025 | 2030 | 2035 | 2040
BM | 0 | 0 | 0 | 0 | 0 | 0
CC | 0 | 0 | 0 | 0 | 0 | 0
CSP | 0 | 0 | 0 | 0 | 0 | 0
CT | 0 | 0 | 0 | 0 | 0 | 0
Coal | 0 | 0 | 0 | 0 | 0 | 0
Geo | 0 | 0 | 0 | 0 | 0 | 0
H | 0 | 0 | 0 | 0 | 0 | 0
LFG | 0 | 0 | 0 | 0 | 0 | 0
Nuc | 0 | 0 | 0 | 0 | 0 | 0
PS | 0 | 0 | 0 | 0 | 0 | 0
PV | 0 | 0 | 0 | 0 | 0 | 0
PeakG | 0 | 0 | 0 | 0 | 0 | 0
PeakO | 0 | 0 | 0 | 0 | 0 | 0
ST | 0 | 0 | 0 | 0 | 0 | 0
STOG | 0 | 0 | 0 | 0 | 0 | 0
STWD | 0 | 0 | 0 | 0 | 0 | 0
WT | 0 | 0 | 0 | 0 | 0 | 0
IGCC | 0 | 0 | 0 | 0 | 0 | 0
DemandResponse | 0 | 0 | 0 | 0 | 0 | 0
IGCC-CCS | 0 | 0 | 0 | 0 | 0 | 0
WT_off | 0 | 0 | 0 | 0 | 0 | 0
PseudoUnit | 0 | 0 | 0 | 0 | 0 | 0
FixedInterchange | 0 | 0 | 0 | 0 | 0 | 0
Emission Cost by Reporting Type: NonRTO_Midwest
ReportingType | 2015 | 2020 | 2025 | 2030 | 2035 | 2040
BM | 0 | 0 | 0 | 0 | 0 | 0
CC | 0 | 0 | 0 | 0 | 0 | 0
CSP | 0 | 0 | 0 | 0 | 0 | 0
CT | 0 | 0 | 0 | 0 | 0 | 0
Coal | 0 | 0 | 0 | 0 | 0 | 0
Geo | 0 | 0 | 0 | 0 | 0 | 0
H | 0 | 0 | 0 | 0 | 0 | 0
LFG | 0 | 0 | 0 | 0 | 0 | 0
Nuc | 0 | 0 | 0 | 0 | 0 | 0
PS | 0 | 0 | 0 | 0 | 0 | 0
PV | 0 | 0 | 0 | 0 | 0 | 0
PeakG | 0 | 0 | 0 | 0 | 0 | 0
PeakO | 0 | 0 | 0 | 0 | 0 | 0
ST | 0 | 0 | 0 | 0 | 0 | 0
STOG | 0 | 0 | 0 | 0 | 0 | 0
STWD | 0 | 0 | 0 | 0 | 0 | 0
WT | 0 | 0 | 0 | 0 | 0 | 0
IGCC | 0 | 0 | 0 | 0 | 0 | 0
DemandResponse | 0 | 0 | 0 | 0 | 0 | 0
IGCC-CCS | 0 | 0 | 0 | 0 | 0 | 0
WT_off | 0 | 0 | 0 | 0 | 0 | 0
PseudoUnit | 0 | 0 | 0 | 0 | 0 | 0
FixedInterchange | 0 | 0 | 0 | 0 | 0 | 0
Emission Cost by Reporting Type: NYISO_A-F
ReportingType | 2015 | 2020 | 2025 | 2030 | 2035 | 2040
BM | 0 | 0 | 0 | 0 | 0 | 0
CC | 0 | 0 | 0 | 0 | 0 | 0
CSP | 0 | 0 | 0 | 0 | 0 | 0
CT | 0 | 0 | 0 | 0 | 0 | 0
Coal | 0 | 0 | 0 | 0 | 0 | 0
Geo | 0 | 0 | 0 | 0 | 0 | 0
H | 0 | 0 | 0 | 0 | 0 | 0
LFG | 0 | 0 | 0 | 0 | 0 | 0
Nuc | 0 | 0 | 0 | 0 | 0 | 0
PS | 0 | 0 | 0 | 0 | 0 | 0
PV | 0 | 0 | 0 | 0 | 0 | 0
PeakG | 0 | 0 | 0 | 0 | 0 | 0
PeakO | 0 | 0 | 0 | 0 | 0 | 0
ST | 0 | 0 | 0 | 0 | 0 | 0
STOG | 0 | 0 | 0 | 0 | 0 | 0
STWD | 0 | 0 | 0 | 0 | 0 | 0
WT | 0 | 0 | 0 | 0 | 0 | 0
IGCC | 0 | 0 | 0 | 0 | 0 | 0
DemandResponse | 0 | 0 | 0 | 0 | 0 | 0
IGCC-CCS | 0 | 0 | 0 | 0 | 0 | 0
WT_off | 0 | 0 | 0 | 0 | 0 | 0
PseudoUnit | 0 | 0 | 0 | 0 | 0 | 0
FixedInterchange | 0 | 0 | 0 | 0 | 0 | 0
Emission Cost by Reporting Type: NYISO_G-I
ReportingType | 2015 | 2020 | 2025 | 2030 | 2035 | 2040
BM | 0 | 0 | 0 | 0 | 0 | 0
CC | 0 | 0 | 0 | 0 | 0 | 0
CSP | 0 | 0 | 0 | 0 | 0 | 0
CT | 0 | 0 | 0 | 0 | 0 | 0
Coal | 0 | 0 | 0 | 0 | 0 | 0
Geo | 0 | 0 | 0 | 0 | 0 | 0
H | 0 | 0 | 0 | 0 | 0 | 0
LFG | 0 | 0 | 0 | 0 | 0 | 0
Nuc | 0 | 0 | 0 | 0 | 0 | 0
PS | 0 | 0 | 0 | 0 | 0 | 0
PV | 0 | 0 | 0 | 0 | 0 | 0
PeakG | 0 | 0 | 0 | 0 | 0 | 0
PeakO | 0 | 0 | 0 | 0 | 0 | 0
ST | 0 | 0 | 0 | 0 | 0 | 0
STOG | 0 | 0 | 0 | 0 | 0 | 0
STWD | 0 | 0 | 0 | 0 | 0 | 0
WT | 0 | 0 | 0 | 0 | 0 | 0
IGCC | 0 | 0 | 0 | 0 | 0 | 0
DemandResponse | 0 | 0 | 0 | 0 | 0 | 0
IGCC-CCS | 0 | 0 | 0 | 0 | 0 | 0
WT_off | 0 | 0 | 0 | 0 | 0 | 0
PseudoUnit | 0 | 0 | 0 | 0 | 0 | 0
FixedInterchange | 0 | 0 | 0 | 0 | 0 | 0
Emission Cost by Reporting Type: NYISO_J-K
ReportingType | 2015 | 2020 | 2025 | 2030 | 2035 | 2040
BM | 0 | 0 | 0 | 0 | 0 | 0
CC | 0 | 0 | 0 | 0 | 0 | 0
CSP | 0 | 0 | 0 | 0 | 0 | 0
CT | 0 | 0 | 0 | 0 | 0 | 0
Coal | 0 | 0 | 0 | 0 | 0 | 0
Geo | 0 | 0 | 0 | 0 | 0 | 0
H | 0 | 0 | 0 | 0 | 0 | 0
LFG | 0 | 0 | 0 | 0 | 0 | 0
Nuc | 0 | 0 | 0 | 0 | 0 | 0
PS | 0 | 0 | 0 | 0 | 0 | 0
PV | 0 | 0 | 0 | 0 | 0 | 0
PeakG | 0 | 0 | 0 | 0 | 0 | 0
PeakO | 0 | 0 | 0 | 0 | 0 | 0
ST | 0 | 0 | 0 | 0 | 0 | 0
STOG | 0 | 0 | 0 | 0 | 0 | 0
STWD | 0 | 0 | 0 | 0 | 0 | 0
WT | 0 | 0 | 0 | 0 | 0 | 0
IGCC | 0 | 0 | 0 | 0 | 0 | 0
DemandResponse | 0 | 0 | 0 | 0 | 0 | 0
IGCC-CCS | 0 | 0 | 0 | 0 | 0 | 0
WT_off | 0 | 0 | 0 | 0 | 0 | 0
PseudoUnit | 0 | 0 | 0 | 0 | 0 | 0
FixedInterchange | 0 | 0 | 0 | 0 | 0 | 0
Emission Cost by Reporting Type: PJM_E
ReportingType | 2015 | 2020 | 2025 | 2030 | 2035 | 2040
BM | 0 | 0 | 0 | 0 | 0 | 0
CC | 0 | 0 | 0 | 0 | 0 | 0
CSP | 0 | 0 | 0 | 0 | 0 | 0
CT | 0 | 0 | 0 | 0 | 0 | 0
Coal | 0 | 0 | 0 | 0 | 0 | 0
Geo | 0 | 0 | 0 | 0 | 0 | 0
H | 0 | 0 | 0 | 0 | 0 | 0
LFG | 0 | 0 | 0 | 0 | 0 | 0
Nuc | 0 | 0 | 0 | 0 | 0 | 0
PS | 0 | 0 | 0 | 0 | 0 | 0
PV | 0 | 0 | 0 | 0 | 0 | 0
PeakG | 0 | 0 | 0 | 0 | 0 | 0
PeakO | 0 | 0 | 0 | 0 | 0 | 0
ST | 0 | 0 | 0 | 0 | 0 | 0
STOG | 0 | 0 | 0 | 0 | 0 | 0
STWD | 0 | 0 | 0 | 0 | 0 | 0
WT | 0 | 0 | 0 | 0 | 0 | 0
IGCC | 0 | 0 | 0 | 0 | 0 | 0
DemandResponse | 0 | 0 | 0 | 0 | 0 | 0
IGCC-CCS | 0 | 0 | 0 | 0 | 0 | 0
WT_off | 0 | 0 | 0 | 0 | 0 | 0
PseudoUnit | 0 | 0 | 0 | 0 | 0 | 0
FixedInterchange | 0 | 0 | 0 | 0 | 0 | 0
Emission Cost by Reporting Type: PJM_ROM
ReportingType | 2015 | 2020 | 2025 | 2030 | 2035 | 2040
BM | 0 | 0 | 0 | 0 | 0 | 0
CC | 0 | 0 | 0 | 0 | 0 | 0
CSP | 0 | 0 | 0 | 0 | 0 | 0
CT | 0 | 0 | 0 | 0 | 0 | 0
Coal | 0 | 0 | 0 | 0 | 0 | 0
Geo | 0 | 0 | 0 | 0 | 0 | 0
H | 0 | 0 | 0 | 0 | 0 | 0
LFG | 0 | 0 | 0 | 0 | 0 | 0
Nuc | 0 | 0 | 0 | 0 | 0 | 0
PS | 0 | 0 | 0 | 0 | 0 | 0
PV | 0 | 0 | 0 | 0 | 0 | 0
PeakG | 0 | 0 | 0 | 0 | 0 | 0
PeakO | 0 | 0 | 0 | 0 | 0 | 0
ST | 0 | 0 | 0 | 0 | 0 | 0
STOG | 0 | 0 | 0 | 0 | 0 | 0
STWD | 0 | 0 | 0 | 0 | 0 | 0
WT | 0 | 0 | 0 | 0 | 0 | 0
IGCC | 0 | 0 | 0 | 0 | 0 | 0
DemandResponse | 0 | 0 | 0 | 0 | 0 | 0
IGCC-CCS | 0 | 0 | 0 | 0 | 0 | 0
WT_off | 0 | 0 | 0 | 0 | 0 | 0
PseudoUnit | 0 | 0 | 0 | 0 | 0 | 0
FixedInterchange | 0 | 0 | 0 | 0 | 0 | 0
Emission Cost by Reporting Type: PJM_ROR
ReportingType | 2015 | 2020 | 2025 | 2030 | 2035 | 2040
BM | 0 | 0 | 0 | 0 | 0 | 0
CC | 0 | 0 | 0 | 0 | 0 | 0
CSP | 0 | 0 | 0 | 0 | 0 | 0
CT | 0 | 0 | 0 | 0 | 0 | 0
Coal | 0 | 0 | 0 | 0 | 0 | 0
Geo | 0 | 0 | 0 | 0 | 0 | 0
H | 0 | 0 | 0 | 0 | 0 | 0
LFG | 0 | 0 | 0 | 0 | 0 | 0
Nuc | 0 | 0 | 0 | 0 | 0 | 0
PS | 0 | 0 | 0 | 0 | 0 | 0
PV | 0 | 0 | 0 | 0 | 0 | 0
PeakG | 0 | 0 | 0 | 0 | 0 | 0
PeakO | 0 | 0 | 0 | 0 | 0 | 0
ST | 0 | 0 | 0 | 0 | 0 | 0
STOG | 0 | 0 | 0 | 0 | 0 | 0
STWD | 0 | 0 | 0 | 0 | 0 | 0
WT | 0 | 0 | 0 | 0 | 0 | 0
IGCC | 0 | 0 | 0 | 0 | 0 | 0
DemandResponse | 0 | 0 | 0 | 0 | 0 | 0
IGCC-CCS | 0 | 0 | 0 | 0 | 0 | 0
WT_off | 0 | 0 | 0 | 0 | 0 | 0
PseudoUnit | 0 | 0 | 0 | 0 | 0 | 0
FixedInterchange | 0 | 0 | 0 | 0 | 0 | 0
Emission Cost by Reporting Type: SOCO
ReportingType | 2015 | 2020 | 2025 | 2030 | 2035 | 2040
BM | 0 | 0 | 0 | 0 | 0 | 0
CC | 0 | 0 | 0 | 0 | 0 | 0
CSP | 0 | 0 | 0 | 0 | 0 | 0
CT | 0 | 0 | 0 | 0 | 0 | 0
Coal | 0 | 0 | 0 | 0 | 0 | 0
Geo | 0 | 0 | 0 | 0 | 0 | 0
H | 0 | 0 | 0 | 0 | 0 | 0
LFG | 0 | 0 | 0 | 0 | 0 | 0
Nuc | 0 | 0 | 0 | 0 | 0 | 0
PS | 0 | 0 | 0 | 0 | 0 | 0
PV | 0 | 0 | 0 | 0 | 0 | 0
PeakG | 0 | 0 | 0 | 0 | 0 | 0
PeakO | 0 | 0 | 0 | 0 | 0 | 0
ST | 0 | 0 | 0 | 0 | 0 | 0
STOG | 0 | 0 | 0 | 0 | 0 | 0
STWD | 0 | 0 | 0 | 0 | 0 | 0
WT | 0 | 0 | 0 | 0 | 0 | 0
IGCC | 0 | 0 | 0 | 0 | 0 | 0
DemandResponse | 0 | 0 | 0 | 0 | 0 | 0
IGCC-CCS | 0 | 0 | 0 | 0 | 0 | 0
WT_off | 0 | 0 | 0 | 0 | 0 | 0
PseudoUnit | 0 | 0 | 0 | 0 | 0 | 0
FixedInterchange | 0 | 0 | 0 | 0 | 0 | 0
Emission Cost by Reporting Type: SPP_N
ReportingType | 2015 | 2020 | 2025 | 2030 | 2035 | 2040
BM | 0 | 0 | 0 | 0 | 0 | 0
CC | 0 | 0 | 0 | 0 | 0 | 0
CSP | 0 | 0 | 0 | 0 | 0 | 0
CT | 0 | 0 | 0 | 0 | 0 | 0
Coal | 0 | 0 | 0 | 0 | 0 | 0
Geo | 0 | 0 | 0 | 0 | 0 | 0
H | 0 | 0 | 0 | 0 | 0 | 0
LFG | 0 | 0 | 0 | 0 | 0 | 0
Nuc | 0 | 0 | 0 | 0 | 0 | 0
PS | 0 | 0 | 0 | 0 | 0 | 0
PV | 0 | 0 | 0 | 0 | 0 | 0
PeakG | 0 | 0 | 0 | 0 | 0 | 0
PeakO | 0 | 0 | 0 | 0 | 0 | 0
ST | 0 | 0 | 0 | 0 | 0 | 0
STOG | 0 | 0 | 0 | 0 | 0 | 0
STWD | 0 | 0 | 0 | 0 | 0 | 0
WT | 0 | 0 | 0 | 0 | 0 | 0
IGCC | 0 | 0 | 0 | 0 | 0 | 0
DemandResponse | 0 | 0 | 0 | 0 | 0 | 0
IGCC-CCS | 0 | 0 | 0 | 0 | 0 | 0
WT_off | 0 | 0 | 0 | 0 | 0 | 0
PseudoUnit | 0 | 0 | 0 | 0 | 0 | 0
FixedInterchange | 0 | 0 | 0 | 0 | 0 | 0
Emission Cost by Reporting Type: SPP_S
ReportingType | 2015 | 2020 | 2025 | 2030 | 2035 | 2040
BM | 0 | 0 | 0 | 0 | 0 | 0
CC | 0 | 0 | 0 | 0 | 0 | 0
CSP | 0 | 0 | 0 | 0 | 0 | 0
CT | 0 | 0 | 0 | 0 | 0 | 0
Coal | 0 | 0 | 0 | 0 | 0 | 0
Geo | 0 | 0 | 0 | 0 | 0 | 0
H | 0 | 0 | 0 | 0 | 0 | 0
LFG | 0 | 0 | 0 | 0 | 0 | 0
Nuc | 0 | 0 | 0 | 0 | 0 | 0
PS | 0 | 0 | 0 | 0 | 0 | 0
PV | 0 | 0 | 0 | 0 | 0 | 0
PeakG | 0 | 0 | 0 | 0 | 0 | 0
PeakO | 0 | 0 | 0 | 0 | 0 | 0
ST | 0 | 0 | 0 | 0 | 0 | 0
STOG | 0 | 0 | 0 | 0 | 0 | 0
STWD | 0 | 0 | 0 | 0 | 0 | 0
WT | 0 | 0 | 0 | 0 | 0 | 0
IGCC | 0 | 0 | 0 | 0 | 0 | 0
DemandResponse | 0 | 0 | 0 | 0 | 0 | 0
IGCC-CCS | 0 | 0 | 0 | 0 | 0 | 0
WT_off | 0 | 0 | 0 | 0 | 0 | 0
PseudoUnit | 0 | 0 | 0 | 0 | 0 | 0
FixedInterchange | 0 | 0 | 0 | 0 | 0 | 0
Emission Cost by Reporting Type: TVA
ReportingType | 2015 | 2020 | 2025 | 2030 | 2035 | 2040
BM | 0 | 0 | 0 | 0 | 0 | 0
CC | 0 | 0 | 0 | 0 | 0 | 0
CSP | 0 | 0 | 0 | 0 | 0 | 0
CT | 0 | 0 | 0 | 0 | 0 | 0
Coal | 0 | 0 | 0 | 0 | 0 | 0
Geo | 0 | 0 | 0 | 0 | 0 | 0
H | 0 | 0 | 0 | 0 | 0 | 0
LFG | 0 | 0 | 0 | 0 | 0 | 0
Nuc | 0 | 0 | 0 | 0 | 0 | 0
PS | 0 | 0 | 0 | 0 | 0 | 0
PV | 0 | 0 | 0 | 0 | 0 | 0
PeakG | 0 | 0 | 0 | 0 | 0 | 0
PeakO | 0 | 0 | 0 | 0 | 0 | 0
ST | 0 | 0 | 0 | 0 | 0 | 0
STOG | 0 | 0 | 0 | 0 | 0 | 0
STWD | 0 | 0 | 0 | 0 | 0 | 0
WT | 0 | 0 | 0 | 0 | 0 | 0
IGCC | 0 | 0 | 0 | 0 | 0 | 0
DemandResponse | 0 | 0 | 0 | 0 | 0 | 0
IGCC-CCS | 0 | 0 | 0 | 0 | 0 | 0
WT_off | 0 | 0 | 0 | 0 | 0 | 0
PseudoUnit | 0 | 0 | 0 | 0 | 0 | 0
FixedInterchange | 0 | 0 | 0 | 0 | 0 | 0
Emission Cost by Reporting Type: TVA_Transmission
ReportingType | 2015 | 2020 | 2025 | 2030 | 2035 | 2040
BM | 0 | 0 | 0 | 0 | 0 | 0
CC | 0 | 0 | 0 | 0 | 0 | 0
CSP | 0 | 0 | 0 | 0 | 0 | 0
CT | 0 | 0 | 0 | 0 | 0 | 0
Coal | 0 | 0 | 0 | 0 | 0 | 0
Geo | 0 | 0 | 0 | 0 | 0 | 0
H | 0 | 0 | 0 | 0 | 0 | 0
LFG | 0 | 0 | 0 | 0 | 0 | 0
Nuc | 0 | 0 | 0 | 0 | 0 | 0
PS | 0 | 0 | 0 | 0 | 0 | 0
PV | 0 | 0 | 0 | 0 | 0 | 0
PeakG | 0 | 0 | 0 | 0 | 0 | 0
PeakO | 0 | 0 | 0 | 0 | 0 | 0
ST | 0 | 0 | 0 | 0 | 0 | 0
STOG | 0 | 0 | 0 | 0 | 0 | 0
STWD | 0 | 0 | 0 | 0 | 0 | 0
WT | 0 | 0 | 0 | 0 | 0 | 0
IGCC | 0 | 0 | 0 | 0 | 0 | 0
DemandResponse | 0 | 0 | 0 | 0 | 0 | 0
IGCC-CCS | 0 | 0 | 0 | 0 | 0 | 0
WT_off | 0 | 0 | 0 | 0 | 0 | 0
PseudoUnit | 0 | 0 | 0 | 0 | 0 | 0
FixedInterchange | 0 | 0 | 0 | 0 | 0 | 0
Emission Cost by Reporting Type: VACAR
ReportingType | 2015 | 2020 | 2025 | 2030 | 2035 | 2040
BM | 0 | 0 | 0 | 0 | 0 | 0
CC | 0 | 0 | 0 | 0 | 0 | 0
CSP | 0 | 0 | 0 | 0 | 0 | 0
CT | 0 | 0 | 0 | 0 | 0 | 0
Coal | 0 | 0 | 0 | 0 | 0 | 0
Geo | 0 | 0 | 0 | 0 | 0 | 0
H | 0 | 0 | 0 | 0 | 0 | 0
LFG | 0 | 0 | 0 | 0 | 0 | 0
Nuc | 0 | 0 | 0 | 0 | 0 | 0
PS | 0 | 0 | 0 | 0 | 0 | 0
PV | 0 | 0 | 0 | 0 | 0 | 0
PeakG | 0 | 0 | 0 | 0 | 0 | 0
PeakO | 0 | 0 | 0 | 0 | 0 | 0
ST | 0 | 0 | 0 | 0 | 0 | 0
STOG | 0 | 0 | 0 | 0 | 0 | 0
STWD | 0 | 0 | 0 | 0 | 0 | 0
WT | 0 | 0 | 0 | 0 | 0 | 0
IGCC | 0 | 0 | 0 | 0 | 0 | 0
DemandResponse | 0 | 0 | 0 | 0 | 0 | 0
IGCC-CCS | 0 | 0 | 0 | 0 | 0 | 0
WT_off | 0 | 0 | 0 | 0 | 0 | 0
PseudoUnit | 0 | 0 | 0 | 0 | 0 | 0
FixedInterchange | 0 | 0 | 0 | 0 | 0 | 0
Emission Cost by Reporting Type: IESO
ReportingType | 2015 | 2020 | 2025 | 2030 | 2035 | 2040
BM | 0 | 0 | 0 | 0 | 0 | 0
CC | 0 | 0 | 0 | 0 | 0 | 0
CSP | 0 | 0 | 0 | 0 | 0 | 0
CT | 0 | 0 | 0 | 0 | 0 | 0
Coal | 0 | 0 | 0 | 0 | 0 | 0
Geo | 0 | 0 | 0 | 0 | 0 | 0
H | 0 | 0 | 0 | 0 | 0 | 0
LFG | 0 | 0 | 0 | 0 | 0 | 0
Nuc | 0 | 0 | 0 | 0 | 0 | 0
PS | 0 | 0 | 0 | 0 | 0 | 0
PV | 0 | 0 | 0 | 0 | 0 | 0
PeakG | 0 | 0 | 0 | 0 | 0 | 0
PeakO | 0 | 0 | 0 | 0 | 0 | 0
ST | 0 | 0 | 0 | 0 | 0 | 0
STOG | 0 | 0 | 0 | 0 | 0 | 0
STWD | 0 | 0 | 0 | 0 | 0 | 0
WT | 0 | 0 | 0 | 0 | 0 | 0
IGCC | 0 | 0 | 0 | 0 | 0 | 0
DemandResponse | 0 | 0 | 0 | 0 | 0 | 0
IGCC-CCS | 0 | 0 | 0 | 0 | 0 | 0
WT_off | 0 | 0 | 0 | 0 | 0 | 0
PseudoUnit | 0 | 0 | 0 | 0 | 0 | 0
FixedInterchange | 0 | 0 | 0 | 0 | 0 | 0
Emission Cost by Reporting Type: MAPP_CA
ReportingType | 2015 | 2020 | 2025 | 2030 | 2035 | 2040
BM | 0 | 0 | 0 | 0 | 0 | 0
CC | 0 | 0 | 0 | 0 | 0 | 0
CSP | 0 | 0 | 0 | 0 | 0 | 0
CT | 0 | 0 | 0 | 0 | 0 | 0
Coal | 0 | 0 | 0 | 0 | 0 | 0
Geo | 0 | 0 | 0 | 0 | 0 | 0
H | 0 | 0 | 0 | 0 | 0 | 0
LFG | 0 | 0 | 0 | 0 | 0 | 0
Nuc | 0 | 0 | 0 | 0 | 0 | 0
PS | 0 | 0 | 0 | 0 | 0 | 0
PV | 0 | 0 | 0 | 0 | 0 | 0
PeakG | 0 | 0 | 0 | 0 | 0 | 0
PeakO | 0 | 0 | 0 | 0 | 0 | 0
ST | 0 | 0 | 0 | 0 | 0 | 0
STOG | 0 | 0 | 0 | 0 | 0 | 0
STWD | 0 | 0 | 0 | 0 | 0 | 0
WT | 0 | 0 | 0 | 0 | 0 | 0
IGCC | 0 | 0 | 0 | 0 | 0 | 0
DemandResponse | 0 | 0 | 0 | 0 | 0 | 0
IGCC-CCS | 0 | 0 | 0 | 0 | 0 | 0
WT_off | 0 | 0 | 0 | 0 | 0 | 0
PseudoUnit | 0 | 0 | 0 | 0 | 0 | 0
FixedInterchange | 0 | 0 | 0 | 0 | 0 | 0
Emission Cost by Reporting Type: AZ_NM_SNV_Coal
ReportingType | 2015 | 2020 | 2025 | 2030 | 2035 | 2040
BM | 0 | 0 | 0 | 0 | 0 | 0
CC | 0 | 0 | 0 | 0 | 0 | 0
CSP | 0 | 0 | 0 | 0 | 0 | 0
CT | 0 | 0 | 0 | 0 | 0 | 0
Coal | 0 | 0 | 0 | 0 | 0 | 0
Geo | 0 | 0 | 0 | 0 | 0 | 0
H | 0 | 0 | 0 | 0 | 0 | 0
LFG | 0 | 0 | 0 | 0 | 0 | 0
Nuc | 0 | 0 | 0 | 0 | 0 | 0
PS | 0 | 0 | 0 | 0 | 0 | 0
PV | 0 | 0 | 0 | 0 | 0 | 0
PeakG | 0 | 0 | 0 | 0 | 0 | 0
PeakO | 0 | 0 | 0 | 0 | 0 | 0
ST | 0 | 0 | 0 | 0 | 0 | 0
STOG | 0 | 0 | 0 | 0 | 0 | 0
STWD | 0 | 0 | 0 | 0 | 0 | 0
WT | 0 | 0 | 0 | 0 | 0 | 0
IGCC | 0 | 0 | 0 | 0 | 0 | 0
DemandResponse | 0 | 0 | 0 | 0 | 0 | 0
IGCC-CCS | 0 | 0 | 0 | 0 | 0 | 0
WT_off | 0 | 0 | 0 | 0 | 0 | 0
PseudoUnit | 0 | 0 | 0 | 0 | 0 | 0
FixedInterchange | 0 | 0 | 0 | 0 | 0 | 0
Emission Cost by Reporting Type: AZ_NM_SNV_Gas
ReportingType | 2015 | 2020 | 2025 | 2030 | 2035 | 2040
BM | 0 | 0 | 0 | 0 | 0 | 0
CC | 0 | 0 | 0 | 0 | 0 | 0
CSP | 0 | 0 | 0 | 0 | 0 | 0
CT | 0 | 0 | 0 | 0 | 0 | 0
Coal | 0 | 0 | 0 | 0 | 0 | 0
Geo | 0 | 0 | 0 | 0 | 0 | 0
H | 0 | 0 | 0 | 0 | 0 | 0
LFG | 0 | 0 | 0 | 0 | 0 | 0
Nuc | 0 | 0 | 0 | 0 | 0 | 0
PS | 0 | 0 | 0 | 0 | 0 | 0
PV | 0 | 0 | 0 | 0 | 0 | 0
PeakG | 0 | 0 | 0 | 0 | 0 | 0
PeakO | 0 | 0 | 0 | 0 | 0 | 0
ST | 0 | 0 | 0 | 0 | 0 | 0
STOG | 0 | 0 | 0 | 0 | 0 | 0
STWD | 0 | 0 | 0 | 0 | 0 | 0
WT | 0 | 0 | 0 | 0 | 0 | 0
IGCC | 0 | 0 | 0 | 0 | 0 | 0
DemandResponse | 0 | 0 | 0 | 0 | 0 | 0
IGCC-CCS | 0 | 0 | 0 | 0 | 0 | 0
WT_off | 0 | 0 | 0 | 0 | 0 | 0
PseudoUnit | 0 | 0 | 0 | 0 | 0 | 0
FixedInterchange | 0 | 0 | 0 | 0 | 0 | 0
Emission Cost by Reporting Type: AZ_NM_SNV_NucRenew
ReportingType | 2015 | 2020 | 2025 | 2030 | 2035 | 2040
BM | 0 | 0 | 0 | 0 | 0 | 0
CC | 0 | 0 | 0 | 0 | 0 | 0
CSP | 0 | 0 | 0 | 0 | 0 | 0
CT | 0 | 0 | 0 | 0 | 0 | 0
Coal | 0 | 0 | 0 | 0 | 0 | 0
Geo | 0 | 0 | 0 | 0 | 0 | 0
H | 0 | 0 | 0 | 0 | 0 | 0
LFG | 0 | 0 | 0 | 0 | 0 | 0
Nuc | 0 | 0 | 0 | 0 | 0 | 0
PS | 0 | 0 | 0 | 0 | 0 | 0
PV | 0 | 0 | 0 | 0 | 0 | 0
PeakG | 0 | 0 | 0 | 0 | 0 | 0
PeakO | 0 | 0 | 0 | 0 | 0 | 0
ST | 0 | 0 | 0 | 0 | 0 | 0
STOG | 0 | 0 | 0 | 0 | 0 | 0
STWD | 0 | 0 | 0 | 0 | 0 | 0
WT | 0 | 0 | 0 | 0 | 0 | 0
IGCC | 0 | 0 | 0 | 0 | 0 | 0
DemandResponse | 0 | 0 | 0 | 0 | 0 | 0
IGCC-CCS | 0 | 0 | 0 | 0 | 0 | 0
WT_off | 0 | 0 | 0 | 0 | 0 | 0
PseudoUnit | 0 | 0 | 0 | 0 | 0 | 0
FixedInterchange | 0 | 0 | 0 | 0 | 0 | 0
Emission Cost by Reporting Type: ERCOT
ReportingType | 2015 | 2020 | 2025 | 2030 | 2035 | 2040
BM | 0 | 0 | 0 | 0 | 0 | 0
CC | 0 | 0 | 0 | 0 | 0 | 0
CSP | 0 | 0 | 0 | 0 | 0 | 0
CT | 0 | 0 | 0 | 0 | 0 | 0
Coal | 0 | 0 | 0 | 0 | 0 | 0
Geo | 0 | 0 | 0 | 0 | 0 | 0
H | 0 | 0 | 0 | 0 | 0 | 0
LFG | 0 | 0 | 0 | 0 | 0 | 0
Nuc | 0 | 0 | 0 | 0 | 0 | 0
PS | 0 | 0 | 0 | 0 | 0 | 0
PV | 0 | 0 | 0 | 0 | 0 | 0
PeakG | 0 | 0 | 0 | 0 | 0 | 0
PeakO | 0 | 0 | 0 | 0 | 0 | 0
ST | 0 | 0 | 0 | 0 | 0 | 0
STOG | 0 | 0 | 0 | 0 | 0 | 0
STWD | 0 | 0 | 0 | 0 | 0 | 0
WT | 0 | 0 | 0 | 0 | 0 | 0
IGCC | 0 | 0 | 0 | 0 | 0 | 0
DemandResponse | 0 | 0 | 0 | 0 | 0 | 0
IGCC-CCS | 0 | 0 | 0 | 0 | 0 | 0
WT_off | 0 | 0 | 0 | 0 | 0 | 0
PseudoUnit | 0 | 0 | 0 | 0 | 0 | 0
FixedInterchange | 0 | 0 | 0 | 0 | 0 | 0
Emission Cost by Reporting Type: NP15
ReportingType | 2015 | 2020 | 2025 | 2030 | 2035 | 2040
BM | 0 | 0 | 0 | 0 | 0 | 0
CC | 0 | 0 | 0 | 0 | 0 | 0
CSP | 0 | 0 | 0 | 0 | 0 | 0
CT | 0 | 0 | 0 | 0 | 0 | 0
Coal | 0 | 0 | 0 | 0 | 0 | 0
Geo | 0 | 0 | 0 | 0 | 0 | 0
H | 0 | 0 | 0 | 0 | 0 | 0
LFG | 0 | 0 | 0 | 0 | 0 | 0
Nuc | 0 | 0 | 0 | 0 | 0 | 0
PS | 0 | 0 | 0 | 0 | 0 | 0
PV | 0 | 0 | 0 | 0 | 0 | 0
PeakG | 0 | 0 | 0 | 0 | 0 | 0
PeakO | 0 | 0 | 0 | 0 | 0 | 0
ST | 0 | 0 | 0 | 0 | 0 | 0
STOG | 0 | 0 | 0 | 0 | 0 | 0
STWD | 0 | 0 | 0 | 0 | 0 | 0
WT | 0 | 0 | 0 | 0 | 0 | 0
IGCC | 0 | 0 | 0 | 0 | 0 | 0
DemandResponse | 0 | 0 | 0 | 0 | 0 | 0
IGCC-CCS | 0 | 0 | 0 | 0 | 0 | 0
WT_off | 0 | 0 | 0 | 0 | 0 | 0
PseudoUnit | 0 | 0 | 0 | 0 | 0 | 0
FixedInterchange | 0 | 0 | 0 | 0 | 0 | 0
Emission Cost by Reporting Type: NWPP_Coal
ReportingType | 2015 | 2020 | 2025 | 2030 | 2035 | 2040
BM | 0 | 0 | 0 | 0 | 0 | 0
CC | 0 | 0 | 0 | 0 | 0 | 0
CSP | 0 | 0 | 0 | 0 | 0 | 0
CT | 0 | 0 | 0 | 0 | 0 | 0
Coal | 0 | 0 | 0 | 0 | 0 | 0
Geo | 0 | 0 | 0 | 0 | 0 | 0
H | 0 | 0 | 0 | 0 | 0 | 0
LFG | 0 | 0 | 0 | 0 | 0 | 0
Nuc | 0 | 0 | 0 | 0 | 0 | 0
PS | 0 | 0 | 0 | 0 | 0 | 0
PV | 0 | 0 | 0 | 0 | 0 | 0
PeakG | 0 | 0 | 0 | 0 | 0 | 0
PeakO | 0 | 0 | 0 | 0 | 0 | 0
ST | 0 | 0 | 0 | 0 | 0 | 0
STOG | 0 | 0 | 0 | 0 | 0 | 0
STWD | 0 | 0 | 0 | 0 | 0 | 0
WT | 0 | 0 | 0 | 0 | 0 | 0
IGCC | 0 | 0 | 0 | 0 | 0 | 0
DemandResponse | 0 | 0 | 0 | 0 | 0 | 0
IGCC-CCS | 0 | 0 | 0 | 0 | 0 | 0
WT_off | 0 | 0 | 0 | 0 | 0 | 0
PseudoUnit | 0 | 0 | 0 | 0 | 0 | 0
FixedInterchange | 0 | 0 | 0 | 0 | 0 | 0
Emission Cost by Reporting Type: NWPP_Gas
ReportingType | 2015 | 2020 | 2025 | 2030 | 2035 | 2040
BM | 0 | 0 | 0 | 0 | 0 | 0
CC | 0 | 0 | 0 | 0 | 0 | 0
CSP | 0 | 0 | 0 | 0 | 0 | 0
CT | 0 | 0 | 0 | 0 | 0 | 0
Coal | 0 | 0 | 0 | 0 | 0 | 0
Geo | 0 | 0 | 0 | 0 | 0 | 0
H | 0 | 0 | 0 | 0 | 0 | 0
LFG | 0 | 0 | 0 | 0 | 0 | 0
Nuc | 0 | 0 | 0 | 0 | 0 | 0
PS | 0 | 0 | 0 | 0 | 0 | 0
PV | 0 | 0 | 0 | 0 | 0 | 0
PeakG | 0 | 0 | 0 | 0 | 0 | 0
PeakO | 0 | 0 | 0 | 0 | 0 | 0
ST | 0 | 0 | 0 | 0 | 0 | 0
STOG | 0 | 0 | 0 | 0 | 0 | 0
STWD | 0 | 0 | 0 | 0 | 0 | 0
WT | 0 | 0 | 0 | 0 | 0 | 0
IGCC | 0 | 0 | 0 | 0 | 0 | 0
DemandResponse | 0 | 0 | 0 | 0 | 0 | 0
IGCC-CCS | 0 | 0 | 0 | 0 | 0 | 0
WT_off | 0 | 0 | 0 | 0 | 0 | 0
PseudoUnit | 0 | 0 | 0 | 0 | 0 | 0
FixedInterchange | 0 | 0 | 0 | 0 | 0 | 0
Emission Cost by Reporting Type: NWPP_NucRenew
ReportingType | 2015 | 2020 | 2025 | 2030 | 2035 | 2040
BM | 0 | 0 | 0 | 0 | 0 | 0
CC | 0 | 0 | 0 | 0 | 0 | 0
CSP | 0 | 0 | 0 | 0 | 0 | 0
CT | 0 | 0 | 0 | 0 | 0 | 0
Coal | 0 | 0 | 0 | 0 | 0 | 0
Geo | 0 | 0 | 0 | 0 | 0 | 0
H | 0 | 0 | 0 | 0 | 0 | 0
LFG | 0 | 0 | 0 | 0 | 0 | 0
Nuc | 0 | 0 | 0 | 0 | 0 | 0
PS | 0 | 0 | 0 | 0 | 0 | 0
PV | 0 | 0 | 0 | 0 | 0 | 0
PeakG | 0 | 0 | 0 | 0 | 0 | 0
PeakO | 0 | 0 | 0 | 0 | 0 | 0
ST | 0 | 0 | 0 | 0 | 0 | 0
STOG | 0 | 0 | 0 | 0 | 0 | 0
STWD | 0 | 0 | 0 | 0 | 0 | 0
WT | 0 | 0 | 0 | 0 | 0 | 0
IGCC | 0 | 0 | 0 | 0 | 0 | 0
DemandResponse | 0 | 0 | 0 | 0 | 0 | 0
IGCC-CCS | 0 | 0 | 0 | 0 | 0 | 0
WT_off | 0 | 0 | 0 | 0 | 0 | 0
PseudoUnit | 0 | 0 | 0 | 0 | 0 | 0
FixedInterchange | 0 | 0 | 0 | 0 | 0 | 0
Emission Cost by Reporting Type: RMPA
ReportingType | 2015 | 2020 | 2025 | 2030 | 2035 | 2040
BM | 0 | 0 | 0 | 0 | 0 | 0
CC | 0 | 0 | 0 | 0 | 0 | 0
CSP | 0 | 0 | 0 | 0 | 0 | 0
CT | 0 | 0 | 0 | 0 | 0 | 0
Coal | 0 | 0 | 0 | 0 | 0 | 0
Geo | 0 | 0 | 0 | 0 | 0 | 0
H | 0 | 0 | 0 | 0 | 0 | 0
LFG | 0 | 0 | 0 | 0 | 0 | 0
Nuc | 0 | 0 | 0 | 0 | 0 | 0
PS | 0 | 0 | 0 | 0 | 0 | 0
PV | 0 | 0 | 0 | 0 | 0 | 0
PeakG | 0 | 0 | 0 | 0 | 0 | 0
PeakO | 0 | 0 | 0 | 0 | 0 | 0
ST | 0 | 0 | 0 | 0 | 0 | 0
STOG | 0 | 0 | 0 | 0 | 0 | 0
STWD | 0 | 0 | 0 | 0 | 0 | 0
WT | 0 | 0 | 0 | 0 | 0 | 0
IGCC | 0 | 0 | 0 | 0 | 0 | 0
DemandResponse | 0 | 0 | 0 | 0 | 0 | 0
IGCC-CCS | 0 | 0 | 0 | 0 | 0 | 0
WT_off | 0 | 0 | 0 | 0 | 0 | 0
PseudoUnit | 0 | 0 | 0 | 0 | 0 | 0
FixedInterchange | 0 | 0 | 0 | 0 | 0 | 0
Emission Cost by Reporting Type: SP15
ReportingType | 2015 | 2020 | 2025 | 2030 | 2035 | 2040
BM | 0 | 0 | 0 | 0 | 0 | 0
CC | 0 | 0 | 0 | 0 | 0 | 0
CSP | 0 | 0 | 0 | 0 | 0 | 0
CT | 0 | 0 | 0 | 0 | 0 | 0
Coal | 0 | 0 | 0 | 0 | 0 | 0
Geo | 0 | 0 | 0 | 0 | 0 | 0
H | 0 | 0 | 0 | 0 | 0 | 0
LFG | 0 | 0 | 0 | 0 | 0 | 0
Nuc | 0 | 0 | 0 | 0 | 0 | 0
PS | 0 | 0 | 0 | 0 | 0 | 0
PV | 0 | 0 | 0 | 0 | 0 | 0
PeakG | 0 | 0 | 0 | 0 | 0 | 0
PeakO | 0 | 0 | 0 | 0 | 0 | 0
ST | 0 | 0 | 0 | 0 | 0 | 0
STOG | 0 | 0 | 0 | 0 | 0 | 0
STWD | 0 | 0 | 0 | 0 | 0 | 0
WT | 0 | 0 | 0 | 0 | 0 | 0
IGCC | 0 | 0 | 0 | 0 | 0 | 0
DemandResponse | 0 | 0 | 0 | 0 | 0 | 0
IGCC-CCS | 0 | 0 | 0 | 0 | 0 | 0
WT_off | 0 | 0 | 0 | 0 | 0 | 0
PseudoUnit | 0 | 0 | 0 | 0 | 0 | 0
FixedInterchange | 0 | 0 | 0 | 0 | 0 | 0
Emission Cost by Reporting Type: ALB
ReportingType | 2015 | 2020 | 2025 | 2030 | 2035 | 2040
BM | 0 | 0 | 0 | 0 | 0 | 0
CC | 0 | 0 | 0 | 0 | 0 | 0
CSP | 0 | 0 | 0 | 0 | 0 | 0
CT | 0 | 0 | 0 | 0 | 0 | 0
Coal | 0 | 0 | 0 | 0 | 0 | 0
Geo | 0 | 0 | 0 | 0 | 0 | 0
H | 0 | 0 | 0 | 0 | 0 | 0
LFG | 0 | 0 | 0 | 0 | 0 | 0
Nuc | 0 | 0 | 0 | 0 | 0 | 0
PS | 0 | 0 | 0 | 0 | 0 | 0
PV | 0 | 0 | 0 | 0 | 0 | 0
PeakG | 0 | 0 | 0 | 0 | 0 | 0
PeakO | 0 | 0 | 0 | 0 | 0 | 0
ST | 0 | 0 | 0 | 0 | 0 | 0
STOG | 0 | 0 | 0 | 0 | 0 | 0
STWD | 0 | 0 | 0 | 0 | 0 | 0
WT | 0 | 0 | 0 | 0 | 0 | 0
IGCC | 0 | 0 | 0 | 0 | 0 | 0
DemandResponse | 0 | 0 | 0 | 0 | 0 | 0
IGCC-CCS | 0 | 0 | 0 | 0 | 0 | 0
WT_off | 0 | 0 | 0 | 0 | 0 | 0
PseudoUnit | 0 | 0 | 0 | 0 | 0 | 0
FixedInterchange | 0 | 0 | 0 | 0 | 0 | 0
Emission Cost by Reporting Type: BC
ReportingType | 2015 | 2020 | 2025 | 2030 | 2035 | 2040
BM | 0 | 0 | 0 | 0 | 0 | 0
CC | 0 | 0 | 0 | 0 | 0 | 0
CSP | 0 | 0 | 0 | 0 | 0 | 0
CT | 0 | 0 | 0 | 0 | 0 | 0
Coal | 0 | 0 | 0 | 0 | 0 | 0
Geo | 0 | 0 | 0 | 0 | 0 | 0
H | 0 | 0 | 0 | 0 | 0 | 0
LFG | 0 | 0 | 0 | 0 | 0 | 0
Nuc | 0 | 0 | 0 | 0 | 0 | 0
PS | 0 | 0 | 0 | 0 | 0 | 0
PV | 0 | 0 | 0 | 0 | 0 | 0
PeakG | 0 | 0 | 0 | 0 | 0 | 0
PeakO | 0 | 0 | 0 | 0 | 0 | 0
ST | 0 | 0 | 0 | 0 | 0 | 0
STOG | 0 | 0 | 0 | 0 | 0 | 0
STWD | 0 | 0 | 0 | 0 | 0 | 0
WT | 0 | 0 | 0 | 0 | 0 | 0
IGCC | 0 | 0 | 0 | 0 | 0 | 0
DemandResponse | 0 | 0 | 0 | 0 | 0 | 0
IGCC-CCS | 0 | 0 | 0 | 0 | 0 | 0
WT_off | 0 | 0 | 0 | 0 | 0 | 0
PseudoUnit | 0 | 0 | 0 | 0 | 0 | 0
FixedInterchange | 0 | 0 | 0 | 0 | 0 | 0
Emission Cost by Reporting Type: HQ_IESO
ReportingType | 2015 | 2020 | 2025 | 2030 | 2035 | 2040
BM | 0 | 0 | 0 | 0 | 0 | 0
CC | 0 | 0 | 0 | 0 | 0 | 0
CSP | 0 | 0 | 0 | 0 | 0 | 0
CT | 0 | 0 | 0 | 0 | 0 | 0
Coal | 0 | 0 | 0 | 0 | 0 | 0
Geo | 0 | 0 | 0 | 0 | 0 | 0
H | 0 | 0 | 0 | 0 | 0 | 0
LFG | 0 | 0 | 0 | 0 | 0 | 0
Nuc | 0 | 0 | 0 | 0 | 0 | 0
PS | 0 | 0 | 0 | 0 | 0 | 0
PV | 0 | 0 | 0 | 0 | 0 | 0
PeakG | 0 | 0 | 0 | 0 | 0 | 0
PeakO | 0 | 0 | 0 | 0 | 0 | 0
ST | 0 | 0 | 0 | 0 | 0 | 0
STOG | 0 | 0 | 0 | 0 | 0 | 0
STWD | 0 | 0 | 0 | 0 | 0 | 0
WT | 0 | 0 | 0 | 0 | 0 | 0
IGCC | 0 | 0 | 0 | 0 | 0 | 0
DemandResponse | 0 | 0 | 0 | 0 | 0 | 0
IGCC-CCS | 0 | 0 | 0 | 0 | 0 | 0
WT_off | 0 | 0 | 0 | 0 | 0 | 0
PseudoUnit | 0 | 0 | 0 | 0 | 0 | 0
FixedInterchange | 0 | 0 | 0 | 0 | 0 | 0
Emission Cost by Reporting Type: HQ_NEISO
ReportingType | 2015 | 2020 | 2025 | 2030 | 2035 | 2040
BM | 0 | 0 | 0 | 0 | 0 | 0
CC | 0 | 0 | 0 | 0 | 0 | 0
CSP | 0 | 0 | 0 | 0 | 0 | 0
CT | 0 | 0 | 0 | 0 | 0 | 0
Coal | 0 | 0 | 0 | 0 | 0 | 0
Geo | 0 | 0 | 0 | 0 | 0 | 0
H | 0 | 0 | 0 | 0 | 0 | 0
LFG | 0 | 0 | 0 | 0 | 0 | 0
Nuc | 0 | 0 | 0 | 0 | 0 | 0
PS | 0 | 0 | 0 | 0 | 0 | 0
PV | 0 | 0 | 0 | 0 | 0 | 0
PeakG | 0 | 0 | 0 | 0 | 0 | 0
PeakO | 0 | 0 | 0 | 0 | 0 | 0
ST | 0 | 0 | 0 | 0 | 0 | 0
STOG | 0 | 0 | 0 | 0 | 0 | 0
STWD | 0 | 0 | 0 | 0 | 0 | 0
WT | 0 | 0 | 0 | 0 | 0 | 0
IGCC | 0 | 0 | 0 | 0 | 0 | 0
DemandResponse | 0 | 0 | 0 | 0 | 0 | 0
IGCC-CCS | 0 | 0 | 0 | 0 | 0 | 0
WT_off | 0 | 0 | 0 | 0 | 0 | 0
PseudoUnit | 0 | 0 | 0 | 0 | 0 | 0
FixedInterchange | 0 | 0 | 0 | 0 | 0 | 0
Emission Cost by Reporting Type: HQ_NY
ReportingType | 2015 | 2020 | 2025 | 2030 | 2035 | 2040
BM | 0 | 0 | 0 | 0 | 0 | 0
CC | 0 | 0 | 0 | 0 | 0 | 0
CSP | 0 | 0 | 0 | 0 | 0 | 0
CT | 0 | 0 | 0 | 0 | 0 | 0
Coal | 0 | 0 | 0 | 0 | 0 | 0
Geo | 0 | 0 | 0 | 0 | 0 | 0
H | 0 | 0 | 0 | 0 | 0 | 0
LFG | 0 | 0 | 0 | 0 | 0 | 0
Nuc | 0 | 0 | 0 | 0 | 0 | 0
PS | 0 | 0 | 0 | 0 | 0 | 0
PV | 0 | 0 | 0 | 0 | 0 | 0
PeakG | 0 | 0 | 0 | 0 | 0 | 0
PeakO | 0 | 0 | 0 | 0 | 0 | 0
ST | 0 | 0 | 0 | 0 | 0 | 0
STOG | 0 | 0 | 0 | 0 | 0 | 0
STWD | 0 | 0 | 0 | 0 | 0 | 0
WT | 0 | 0 | 0 | 0 | 0 | 0
IGCC | 0 | 0 | 0 | 0 | 0 | 0
DemandResponse | 0 | 0 | 0 | 0 | 0 | 0
IGCC-CCS | 0 | 0 | 0 | 0 | 0 | 0
WT_off | 0 | 0 | 0 | 0 | 0 | 0
PseudoUnit | 0 | 0 | 0 | 0 | 0 | 0
FixedInterchange | 0 | 0 | 0 | 0 | 0 | 0
Emission Cost by Reporting Type: MARITIMES
ReportingType | 2015 | 2020 | 2025 | 2030 | 2035 | 2040
BM | 0 | 0 | 0 | 0 | 0 | 0
CC | 0 | 0 | 0 | 0 | 0 | 0
CSP | 0 | 0 | 0 | 0 | 0 | 0
CT | 0 | 0 | 0 | 0 | 0 | 0
Coal | 0 | 0 | 0 | 0 | 0 | 0
Geo | 0 | 0 | 0 | 0 | 0 | 0
H | 0 | 0 | 0 | 0 | 0 | 0
LFG | 0 | 0 | 0 | 0 | 0 | 0
Nuc | 0 | 0 | 0 | 0 | 0 | 0
PS | 0 | 0 | 0 | 0 | 0 | 0
PV | 0 | 0 | 0 | 0 | 0 | 0
PeakG | 0 | 0 | 0 | 0 | 0 | 0
PeakO | 0 | 0 | 0 | 0 | 0 | 0
ST | 0 | 0 | 0 | 0 | 0 | 0
STOG | 0 | 0 | 0 | 0 | 0 | 0
STWD | 0 | 0 | 0 | 0 | 0 | 0
WT | 0 | 0 | 0 | 0 | 0 | 0
IGCC | 0 | 0 | 0 | 0 | 0 | 0
DemandResponse | 0 | 0 | 0 | 0 | 0 | 0
IGCC-CCS | 0 | 0 | 0 | 0 | 0 | 0
WT_off | 0 | 0 | 0 | 0 | 0 | 0
PseudoUnit | 0 | 0 | 0 | 0 | 0 | 0
FixedInterchange | 0 | 0 | 0 | 0 | 0 | 0
Emission Cost by Reporting Type: All
ReportingType | 2015 | 2020 | 2025 | 2030 | 2035 | 2040
BM | 0 | 0 | 0 | 0 | 0 | 0
CC | 0 | 0 | 0 | 0 | 0 | 0
CSP | 0 | 0 | 0 | 0 | 0 | 0
CT | 0 | 0 | 0 | 0 | 0 | 0
Coal | 0 | 0 | 0 | 0 | 0 | 0
Geo | 0 | 0 | 0 | 0 | 0 | 0
H | 0 | 0 | 0 | 0 | 0 | 0
LFG | 0 | 0 | 0 | 0 | 0 | 0
Nuc | 0 | 0 | 0 | 0 | 0 | 0
PS | 0 | 0 | 0 | 0 | 0 | 0
PV | 0 | 0 | 0 | 0 | 0 | 0
PeakG | 0 | 0 | 0 | 0 | 0 | 0
PeakO | 0 | 0 | 0 | 0 | 0 | 0
ST | 0 | 0 | 0 | 0 | 0 | 0
STOG | 0 | 0 | 0 | 0 | 0 | 0
STWD | 0 | 0 | 0 | 0 | 0 | 0
WT | 0 | 0 | 0 | 0 | 0 | 0
IGCC | 0 | 0 | 0 | 0 | 0 | 0
DemandResponse | 0 | 0 | 0 | 0 | 0 | 0
IGCC-CCS | 0 | 0 | 0 | 0 | 0 | 0
WT_off | 0 | 0 | 0 | 0 | 0 | 0
PseudoUnit | 0 | 0 | 0 | 0 | 0 | 0
FixedInterchange | 0 | 0 | 0 | 0 | 0 | 0
Emission Cost by Reporting Type: EI_US
ReportingType | 2015 | 2020 | 2025 | 2030 | 2035 | 2040
BM | 0 | 0 | 0 | 0 | 0 | 0
CC | 0 | 0 | 0 | 0 | 0 | 0
CSP | 0 | 0 | 0 | 0 | 0 | 0
CT | 0 | 0 | 0 | 0 | 0 | 0
Coal | 0 | 0 | 0 | 0 | 0 | 0
Geo | 0 | 0 | 0 | 0 | 0 | 0
H | 0 | 0 | 0 | 0 | 0 | 0
LFG | 0 | 0 | 0 | 0 | 0 | 0
Nuc | 0 | 0 | 0 | 0 | 0 | 0
PS | 0 | 0 | 0 | 0 | 0 | 0
PV | 0 | 0 | 0 | 0 | 0 | 0
PeakG | 0 | 0 | 0 | 0 | 0 | 0
PeakO | 0 | 0 | 0 | 0 | 0 | 0
ST | 0 | 0 | 0 | 0 | 0 | 0
STOG | 0 | 0 | 0 | 0 | 0 | 0
STWD | 0 | 0 | 0 | 0 | 0 | 0
WT | 0 | 0 | 0 | 0 | 0 | 0
IGCC | 0 | 0 | 0 | 0 | 0 | 0
DemandResponse | 0 | 0 | 0 | 0 | 0 | 0
IGCC-CCS | 0 | 0 | 0 | 0 | 0 | 0
WT_off | 0 | 0 | 0 | 0 | 0 | 0
PseudoUnit | 0 | 0 | 0 | 0 | 0 | 0
FixedInterchange | 0 | 0 | 0 | 0 | 0 | 0
Emission Cost by Reporting Type: EI_Canada
ReportingType | 2015 | 2020 | 2025 | 2030 | 2035 | 2040
BM | 0 | 0 | 0 | 0 | 0 | 0
CC | 0 | 0 | 0 | 0 | 0 | 0
CSP | 0 | 0 | 0 | 0 | 0 | 0
CT | 0 | 0 | 0 | 0 | 0 | 0
Coal | 0 | 0 | 0 | 0 | 0 | 0
Geo | 0 | 0 | 0 | 0 | 0 | 0
H | 0 | 0 | 0 | 0 | 0 | 0
LFG | 0 | 0 | 0 | 0 | 0 | 0
Nuc | 0 | 0 | 0 | 0 | 0 | 0
PS | 0 | 0 | 0 | 0 | 0 | 0
PV | 0 | 0 | 0 | 0 | 0 | 0
PeakG | 0 | 0 | 0 | 0 | 0 | 0
PeakO | 0 | 0 | 0 | 0 | 0 | 0
ST | 0 | 0 | 0 | 0 | 0 | 0
STOG | 0 | 0 | 0 | 0 | 0 | 0
STWD | 0 | 0 | 0 | 0 | 0 | 0
WT | 0 | 0 | 0 | 0 | 0 | 0
IGCC | 0 | 0 | 0 | 0 | 0 | 0
DemandResponse | 0 | 0 | 0 | 0 | 0 | 0
IGCC-CCS | 0 | 0 | 0 | 0 | 0 | 0
WT_off | 0 | 0 | 0 | 0 | 0 | 0
PseudoUnit | 0 | 0 | 0 | 0 | 0 | 0
FixedInterchange | 0 | 0 | 0 | 0 | 0 | 0
Emission Cost by Reporting Type: EI
ReportingType | 2015 | 2020 | 2025 | 2030 | 2035 | 2040
BM | 0 | 0 | 0 | 0 | 0 | 0
CC | 0 | 0 | 0 | 0 | 0 | 0
CSP | 0 | 0 | 0 | 0 | 0 | 0
CT | 0 | 0 | 0 | 0 | 0 | 0
Coal | 0 | 0 | 0 | 0 | 0 | 0
Geo | 0 | 0 | 0 | 0 | 0 | 0
H | 0 | 0 | 0 | 0 | 0 | 0
LFG | 0 | 0 | 0 | 0 | 0 | 0
Nuc | 0 | 0 | 0 | 0 | 0 | 0
PS | 0 | 0 | 0 | 0 | 0 | 0
PV | 0 | 0 | 0 | 0 | 0 | 0
PeakG | 0 | 0 | 0 | 0 | 0 | 0
PeakO | 0 | 0 | 0 | 0 | 0 | 0
ST | 0 | 0 | 0 | 0 | 0 | 0
STOG | 0 | 0 | 0 | 0 | 0 | 0
STWD | 0 | 0 | 0 | 0 | 0 | 0
WT | 0 | 0 | 0 | 0 | 0 | 0
IGCC | 0 | 0 | 0 | 0 | 0 | 0
DemandResponse | 0 | 0 | 0 | 0 | 0 | 0
IGCC-CCS | 0 | 0 | 0 | 0 | 0 | 0
WT_off | 0 | 0 | 0 | 0 | 0 | 0
PseudoUnit | 0 | 0 | 0 | 0 | 0 | 0
FixedInterchange | 0 | 0 | 0 | 0 | 0 | 0
Emission Cost by Reporting Type: Outside_EI
ReportingType | 2015 | 2020 | 2025 | 2030 | 2035 | 2040
BM | 0 | 0 | 0 | 0 | 0 | 0
CC | 0 | 0 | 0 | 0 | 0 | 0
CSP | 0 | 0 | 0 | 0 | 0 | 0
CT | 0 | 0 | 0 | 0 | 0 | 0
Coal | 0 | 0 | 0 | 0 | 0 | 0
Geo | 0 | 0 | 0 | 0 | 0 | 0
H | 0 | 0 | 0 | 0 | 0 | 0
LFG | 0 | 0 | 0 | 0 | 0 | 0
Nuc | 0 | 0 | 0 | 0 | 0 | 0
PS | 0 | 0 | 0 | 0 | 0 | 0
PV | 0 | 0 | 0 | 0 | 0 | 0
PeakG | 0 | 0 | 0 | 0 | 0 | 0
PeakO | 0 | 0 | 0 | 0 | 0 | 0
ST | 0 | 0 | 0 | 0 | 0 | 0
STOG | 0 | 0 | 0 | 0 | 0 | 0
STWD | 0 | 0 | 0 | 0 | 0 | 0
WT | 0 | 0 | 0 | 0 | 0 | 0
IGCC | 0 | 0 | 0 | 0 | 0 | 0
DemandResponse | 0 | 0 | 0 | 0 | 0 | 0
IGCC-CCS | 0 | 0 | 0 | 0 | 0 | 0
WT_off | 0 | 0 | 0 | 0 | 0 | 0
PseudoUnit | 0 | 0 | 0 | 0 | 0 | 0
FixedInterchange | 0 | 0 | 0 | 0 | 0 | 0
==== Emission Program: CAIRNOxAnnual : (NOx) ====
Emission Cost by Reporting Type: Entergy
ReportingType | 2015 | 2020 | 2025 | 2030 | 2035 | 2040
BM | 0 | 0 | 0 | 0 | 0 | 0
CC | 0 | 0 | 0 | 0 | 0 | 0
CSP | 0 | 0 | 0 | 0 | 0 | 0
CT | 0 | 0 | 0 | 0 | 0 | 0
Coal | 0 | 0 | 0 | 0 | 0 | 0
Geo | 0 | 0 | 0 | 0 | 0 | 0
H | 0 | 0 | 0 | 0 | 0 | 0
LFG | 0 | 0 | 0 | 0 | 0 | 0
Nuc | 0 | 0 | 0 | 0 | 0 | 0
PS | 0 | 0 | 0 | 0 | 0 | 0
PV | 0 | 0 | 0 | 0 | 0 | 0
PeakG | 0 | 0 | 0 | 0 | 0 | 0
PeakO | 0 | 0 | 0 | 0 | 0 | 0
ST | 0 | 0 | 0 | 0 | 0 | 0
STOG | 0 | 0 | 0 | 0 | 0 | 0
STWD | 0 | 0 | 0 | 0 | 0 | 0
WT | 0 | 0 | 0 | 0 | 0 | 0
IGCC | 0 | 0 | 0 | 0 | 0 | 0
DemandResponse | 0 | 0 | 0 | 0 | 0 | 0
IGCC-CCS | 0 | 0 | 0 | 0 | 0 | 0
WT_off | 0 | 0 | 0 | 0 | 0 | 0
PseudoUnit | 0 | 0 | 0 | 0 | 0 | 0
FixedInterchange | 0 | 0 | 0 | 0 | 0 | 0
Emission Cost by Reporting Type: FRCC
ReportingType | 2015 | 2020 | 2025 | 2030 | 2035 | 2040
BM | 0 | 0 | 0 | 0 | 0 | 0
CC | 0 | 0 | 0 | 0 | 0 | 0
CSP | 0 | 0 | 0 | 0 | 0 | 0
CT | 0 | 0 | 0 | 0 | 0 | 0
Coal | 0 | 0 | 0 | 0 | 0 | 0
Geo | 0 | 0 | 0 | 0 | 0 | 0
H | 0 | 0 | 0 | 0 | 0 | 0
LFG | 0 | 0 | 0 | 0 | 0 | 0
Nuc | 0 | 0 | 0 | 0 | 0 | 0
PS | 0 | 0 | 0 | 0 | 0 | 0
PV | 0 | 0 | 0 | 0 | 0 | 0
PeakG | 0 | 0 | 0 | 0 | 0 | 0
PeakO | 0 | 0 | 0 | 0 | 0 | 0
ST | 0 | 0 | 0 | 0 | 0 | 0
STOG | 0 | 0 | 0 | 0 | 0 | 0
STWD | 0 | 0 | 0 | 0 | 0 | 0
WT | 0 | 0 | 0 | 0 | 0 | 0
IGCC | 0 | 0 | 0 | 0 | 0 | 0
DemandResponse | 0 | 0 | 0 | 0 | 0 | 0
IGCC-CCS | 0 | 0 | 0 | 0 | 0 | 0
WT_off | 0 | 0 | 0 | 0 | 0 | 0
PseudoUnit | 0 | 0 | 0 | 0 | 0 | 0
FixedInterchange | 0 | 0 | 0 | 0 | 0 | 0
Emission Cost by Reporting Type: MAPP_US
ReportingType | 2015 | 2020 | 2025 | 2030 | 2035 | 2040
BM | 0 | 0 | 0 | 0 | 0 | 0
CC | 0 | 0 | 0 | 0 | 0 | 0
CSP | 0 | 0 | 0 | 0 | 0 | 0
CT | 0 | 0 | 0 | 0 | 0 | 0
Coal | 0 | 0 | 0 | 0 | 0 | 0
Geo | 0 | 0 | 0 | 0 | 0 | 0
H | 0 | 0 | 0 | 0 | 0 | 0
LFG | 0 | 0 | 0 | 0 | 0 | 0
Nuc | 0 | 0 | 0 | 0 | 0 | 0
PS | 0 | 0 | 0 | 0 | 0 | 0
PV | 0 | 0 | 0 | 0 | 0 | 0
PeakG | 0 | 0 | 0 | 0 | 0 | 0
PeakO | 0 | 0 | 0 | 0 | 0 | 0
ST | 0 | 0 | 0 | 0 | 0 | 0
STOG | 0 | 0 | 0 | 0 | 0 | 0
STWD | 0 | 0 | 0 | 0 | 0 | 0
WT | 0 | 0 | 0 | 0 | 0 | 0
IGCC | 0 | 0 | 0 | 0 | 0 | 0
DemandResponse | 0 | 0 | 0 | 0 | 0 | 0
IGCC-CCS | 0 | 0 | 0 | 0 | 0 | 0
WT_off | 0 | 0 | 0 | 0 | 0 | 0
PseudoUnit | 0 | 0 | 0 | 0 | 0 | 0
FixedInterchange | 0 | 0 | 0 | 0 | 0 | 0
Emission Cost by Reporting Type: MISO_IN
ReportingType | 2015 | 2020 | 2025 | 2030 | 2035 | 2040
BM | 0 | 0 | 0 | 0 | 0 | 0
CC | 0 | 0 | 0 | 0 | 0 | 0
CSP | 0 | 0 | 0 | 0 | 0 | 0
CT | 0 | 0 | 0 | 0 | 0 | 0
Coal | 0 | 0 | 0 | 0 | 0 | 0
Geo | 0 | 0 | 0 | 0 | 0 | 0
H | 0 | 0 | 0 | 0 | 0 | 0
LFG | 0 | 0 | 0 | 0 | 0 | 0
Nuc | 0 | 0 | 0 | 0 | 0 | 0
PS | 0 | 0 | 0 | 0 | 0 | 0
PV | 0 | 0 | 0 | 0 | 0 | 0
PeakG | 0 | 0 | 0 | 0 | 0 | 0
PeakO | 0 | 0 | 0 | 0 | 0 | 0
ST | 0 | 0 | 0 | 0 | 0 | 0
STOG | 0 | 0 | 0 | 0 | 0 | 0
STWD | 0 | 0 | 0 | 0 | 0 | 0
WT | 0 | 0 | 0 | 0 | 0 | 0
IGCC | 0 | 0 | 0 | 0 | 0 | 0
DemandResponse | 0 | 0 | 0 | 0 | 0 | 0
IGCC-CCS | 0 | 0 | 0 | 0 | 0 | 0
WT_off | 0 | 0 | 0 | 0 | 0 | 0
PseudoUnit | 0 | 0 | 0 | 0 | 0 | 0
FixedInterchange | 0 | 0 | 0 | 0 | 0 | 0
Emission Cost by Reporting Type: MISO_MI
ReportingType | 2015 | 2020 | 2025 | 2030 | 2035 | 2040
BM | 0 | 0 | 0 | 0 | 0 | 0
CC | 0 | 0 | 0 | 0 | 0 | 0
CSP | 0 | 0 | 0 | 0 | 0 | 0
CT | 0 | 0 | 0 | 0 | 0 | 0
Coal | 0 | 0 | 0 | 0 | 0 | 0
Geo | 0 | 0 | 0 | 0 | 0 | 0
H | 0 | 0 | 0 | 0 | 0 | 0
LFG | 0 | 0 | 0 | 0 | 0 | 0
Nuc | 0 | 0 | 0 | 0 | 0 | 0
PS | 0 | 0 | 0 | 0 | 0 | 0
PV | 0 | 0 | 0 | 0 | 0 | 0
PeakG | 0 | 0 | 0 | 0 | 0 | 0
PeakO | 0 | 0 | 0 | 0 | 0 | 0
ST | 0 | 0 | 0 | 0 | 0 | 0
STOG | 0 | 0 | 0 | 0 | 0 | 0
STWD | 0 | 0 | 0 | 0 | 0 | 0
WT | 0 | 0 | 0 | 0 | 0 | 0
IGCC | 0 | 0 | 0 | 0 | 0 | 0
DemandResponse | 0 | 0 | 0 | 0 | 0 | 0
IGCC-CCS | 0 | 0 | 0 | 0 | 0 | 0
WT_off | 0 | 0 | 0 | 0 | 0 | 0
PseudoUnit | 0 | 0 | 0 | 0 | 0 | 0
FixedInterchange | 0 | 0 | 0 | 0 | 0 | 0
Emission Cost by Reporting Type: MISO_MO-IL
ReportingType | 2015 | 2020 | 2025 | 2030 | 2035 | 2040
BM | 0 | 0 | 0 | 0 | 0 | 0
CC | 0 | 0 | 0 | 0 | 0 | 0
CSP | 0 | 0 | 0 | 0 | 0 | 0
CT | 0 | 0 | 0 | 0 | 0 | 0
Coal | 0 | 0 | 0 | 0 | 0 | 0
Geo | 0 | 0 | 0 | 0 | 0 | 0
H | 0 | 0 | 0 | 0 | 0 | 0
LFG | 0 | 0 | 0 | 0 | 0 | 0
Nuc | 0 | 0 | 0 | 0 | 0 | 0
PS | 0 | 0 | 0 | 0 | 0 | 0
PV | 0 | 0 | 0 | 0 | 0 | 0
PeakG | 0 | 0 | 0 | 0 | 0 | 0
PeakO | 0 | 0 | 0 | 0 | 0 | 0
ST | 0 | 0 | 0 | 0 | 0 | 0
STOG | 0 | 0 | 0 | 0 | 0 | 0
STWD | 0 | 0 | 0 | 0 | 0 | 0
WT | 0 | 0 | 0 | 0 | 0 | 0
IGCC | 0 | 0 | 0 | 0 | 0 | 0
DemandResponse | 0 | 0 | 0 | 0 | 0 | 0
IGCC-CCS | 0 | 0 | 0 | 0 | 0 | 0
WT_off | 0 | 0 | 0 | 0 | 0 | 0
PseudoUnit | 0 | 0 | 0 | 0 | 0 | 0
FixedInterchange | 0 | 0 | 0 | 0 | 0 | 0
Emission Cost by Reporting Type: MISO_W
ReportingType | 2015 | 2020 | 2025 | 2030 | 2035 | 2040
BM | 0 | 0 | 0 | 0 | 0 | 0
CC | 0 | 0 | 0 | 0 | 0 | 0
CSP | 0 | 0 | 0 | 0 | 0 | 0
CT | 0 | 0 | 0 | 0 | 0 | 0
Coal | 0 | 0 | 0 | 0 | 0 | 0
Geo | 0 | 0 | 0 | 0 | 0 | 0
H | 0 | 0 | 0 | 0 | 0 | 0
LFG | 0 | 0 | 0 | 0 | 0 | 0
Nuc | 0 | 0 | 0 | 0 | 0 | 0
PS | 0 | 0 | 0 | 0 | 0 | 0
PV | 0 | 0 | 0 | 0 | 0 | 0
PeakG | 0 | 0 | 0 | 0 | 0 | 0
PeakO | 0 | 0 | 0 | 0 | 0 | 0
ST | 0 | 0 | 0 | 0 | 0 | 0
STOG | 0 | 0 | 0 | 0 | 0 | 0
STWD | 0 | 0 | 0 | 0 | 0 | 0
WT | 0 | 0 | 0 | 0 | 0 | 0
IGCC | 0 | 0 | 0 | 0 | 0 | 0
DemandResponse | 0 | 0 | 0 | 0 | 0 | 0
IGCC-CCS | 0 | 0 | 0 | 0 | 0 | 0
WT_off | 0 | 0 | 0 | 0 | 0 | 0
PseudoUnit | 0 | 0 | 0 | 0 | 0 | 0
FixedInterchange | 0 | 0 | 0 | 0 | 0 | 0
Emission Cost by Reporting Type: MISO_WUMS
ReportingType | 2015 | 2020 | 2025 | 2030 | 2035 | 2040
BM | 0 | 0 | 0 | 0 | 0 | 0
CC | 0 | 0 | 0 | 0 | 0 | 0
CSP | 0 | 0 | 0 | 0 | 0 | 0
CT | 0 | 0 | 0 | 0 | 0 | 0
Coal | 0 | 0 | 0 | 0 | 0 | 0
Geo | 0 | 0 | 0 | 0 | 0 | 0
H | 0 | 0 | 0 | 0 | 0 | 0
LFG | 0 | 0 | 0 | 0 | 0 | 0
Nuc | 0 | 0 | 0 | 0 | 0 | 0
PS | 0 | 0 | 0 | 0 | 0 | 0
PV | 0 | 0 | 0 | 0 | 0 | 0
PeakG | 0 | 0 | 0 | 0 | 0 | 0
PeakO | 0 | 0 | 0 | 0 | 0 | 0
ST | 0 | 0 | 0 | 0 | 0 | 0
STOG | 0 | 0 | 0 | 0 | 0 | 0
STWD | 0 | 0 | 0 | 0 | 0 | 0
WT | 0 | 0 | 0 | 0 | 0 | 0
IGCC | 0 | 0 | 0 | 0 | 0 | 0
DemandResponse | 0 | 0 | 0 | 0 | 0 | 0
IGCC-CCS | 0 | 0 | 0 | 0 | 0 | 0
WT_off | 0 | 0 | 0 | 0 | 0 | 0
PseudoUnit | 0 | 0 | 0 | 0 | 0 | 0
FixedInterchange | 0 | 0 | 0 | 0 | 0 | 0
Emission Cost by Reporting Type: Nebraska
ReportingType | 2015 | 2020 | 2025 | 2030 | 2035 | 2040
BM | 0 | 0 | 0 | 0 | 0 | 0
CC | 0 | 0 | 0 | 0 | 0 | 0
CSP | 0 | 0 | 0 | 0 | 0 | 0
CT | 0 | 0 | 0 | 0 | 0 | 0
Coal | 0 | 0 | 0 | 0 | 0 | 0
Geo | 0 | 0 | 0 | 0 | 0 | 0
H | 0 | 0 | 0 | 0 | 0 | 0
LFG | 0 | 0 | 0 | 0 | 0 | 0
Nuc | 0 | 0 | 0 | 0 | 0 | 0
PS | 0 | 0 | 0 | 0 | 0 | 0
PV | 0 | 0 | 0 | 0 | 0 | 0
PeakG | 0 | 0 | 0 | 0 | 0 | 0
PeakO | 0 | 0 | 0 | 0 | 0 | 0
ST | 0 | 0 | 0 | 0 | 0 | 0
STOG | 0 | 0 | 0 | 0 | 0 | 0
STWD | 0 | 0 | 0 | 0 | 0 | 0
WT | 0 | 0 | 0 | 0 | 0 | 0
IGCC | 0 | 0 | 0 | 0 | 0 | 0
DemandResponse | 0 | 0 | 0 | 0 | 0 | 0
IGCC-CCS | 0 | 0 | 0 | 0 | 0 | 0
WT_off | 0 | 0 | 0 | 0 | 0 | 0
PseudoUnit | 0 | 0 | 0 | 0 | 0 | 0
FixedInterchange | 0 | 0 | 0 | 0 | 0 | 0
Emission Cost by Reporting Type: NEISO
ReportingType | 2015 | 2020 | 2025 | 2030 | 2035 | 2040
BM | 0 | 0 | 0 | 0 | 0 | 0
CC | 0 | 0 | 0 | 0 | 0 | 0
CSP | 0 | 0 | 0 | 0 | 0 | 0
CT | 0 | 0 | 0 | 0 | 0 | 0
Coal | 0 | 0 | 0 | 0 | 0 | 0
Geo | 0 | 0 | 0 | 0 | 0 | 0
H | 0 | 0 | 0 | 0 | 0 | 0
LFG | 0 | 0 | 0 | 0 | 0 | 0
Nuc | 0 | 0 | 0 | 0 | 0 | 0
PS | 0 | 0 | 0 | 0 | 0 | 0
PV | 0 | 0 | 0 | 0 | 0 | 0
PeakG | 0 | 0 | 0 | 0 | 0 | 0
PeakO | 0 | 0 | 0 | 0 | 0 | 0
ST | 0 | 0 | 0 | 0 | 0 | 0
STOG | 0 | 0 | 0 | 0 | 0 | 0
STWD | 0 | 0 | 0 | 0 | 0 | 0
WT | 0 | 0 | 0 | 0 | 0 | 0
IGCC | 0 | 0 | 0 | 0 | 0 | 0
DemandResponse | 0 | 0 | 0 | 0 | 0 | 0
IGCC-CCS | 0 | 0 | 0 | 0 | 0 | 0
WT_off | 0 | 0 | 0 | 0 | 0 | 0
PseudoUnit | 0 | 0 | 0 | 0 | 0 | 0
FixedInterchange | 0 | 0 | 0 | 0 | 0 | 0
Emission Cost by Reporting Type: NonRTO_Midwest
ReportingType | 2015 | 2020 | 2025 | 2030 | 2035 | 2040
BM | 0 | 0 | 0 | 0 | 0 | 0
CC | 0 | 0 | 0 | 0 | 0 | 0
CSP | 0 | 0 | 0 | 0 | 0 | 0
CT | 0 | 0 | 0 | 0 | 0 | 0
Coal | 0 | 0 | 0 | 0 | 0 | 0
Geo | 0 | 0 | 0 | 0 | 0 | 0
H | 0 | 0 | 0 | 0 | 0 | 0
LFG | 0 | 0 | 0 | 0 | 0 | 0
Nuc | 0 | 0 | 0 | 0 | 0 | 0
PS | 0 | 0 | 0 | 0 | 0 | 0
PV | 0 | 0 | 0 | 0 | 0 | 0
PeakG | 0 | 0 | 0 | 0 | 0 | 0
PeakO | 0 | 0 | 0 | 0 | 0 | 0
ST | 0 | 0 | 0 | 0 | 0 | 0
STOG | 0 | 0 | 0 | 0 | 0 | 0
STWD | 0 | 0 | 0 | 0 | 0 | 0
WT | 0 | 0 | 0 | 0 | 0 | 0
IGCC | 0 | 0 | 0 | 0 | 0 | 0
DemandResponse | 0 | 0 | 0 | 0 | 0 | 0
IGCC-CCS | 0 | 0 | 0 | 0 | 0 | 0
WT_off | 0 | 0 | 0 | 0 | 0 | 0
PseudoUnit | 0 | 0 | 0 | 0 | 0 | 0
FixedInterchange | 0 | 0 | 0 | 0 | 0 | 0
Emission Cost by Reporting Type: NYISO_A-F
ReportingType | 2015 | 2020 | 2025 | 2030 | 2035 | 2040
BM | 0 | 0 | 0 | 0 | 0 | 0
CC | 0 | 0 | 0 | 0 | 0 | 0
CSP | 0 | 0 | 0 | 0 | 0 | 0
CT | 0 | 0 | 0 | 0 | 0 | 0
Coal | 0 | 0 | 0 | 0 | 0 | 0
Geo | 0 | 0 | 0 | 0 | 0 | 0
H | 0 | 0 | 0 | 0 | 0 | 0
LFG | 0 | 0 | 0 | 0 | 0 | 0
Nuc | 0 | 0 | 0 | 0 | 0 | 0
PS | 0 | 0 | 0 | 0 | 0 | 0
PV | 0 | 0 | 0 | 0 | 0 | 0
PeakG | 0 | 0 | 0 | 0 | 0 | 0
PeakO | 0 | 0 | 0 | 0 | 0 | 0
ST | 0 | 0 | 0 | 0 | 0 | 0
STOG | 0 | 0 | 0 | 0 | 0 | 0
STWD | 0 | 0 | 0 | 0 | 0 | 0
WT | 0 | 0 | 0 | 0 | 0 | 0
IGCC | 0 | 0 | 0 | 0 | 0 | 0
DemandResponse | 0 | 0 | 0 | 0 | 0 | 0
IGCC-CCS | 0 | 0 | 0 | 0 | 0 | 0
WT_off | 0 | 0 | 0 | 0 | 0 | 0
PseudoUnit | 0 | 0 | 0 | 0 | 0 | 0
FixedInterchange | 0 | 0 | 0 | 0 | 0 | 0
Emission Cost by Reporting Type: NYISO_G-I
ReportingType | 2015 | 2020 | 2025 | 2030 | 2035 | 2040
BM | 0 | 0 | 0 | 0 | 0 | 0
CC | 0 | 0 | 0 | 0 | 0 | 0
CSP | 0 | 0 | 0 | 0 | 0 | 0
CT | 0 | 0 | 0 | 0 | 0 | 0
Coal | 0 | 0 | 0 | 0 | 0 | 0
Geo | 0 | 0 | 0 | 0 | 0 | 0
H | 0 | 0 | 0 | 0 | 0 | 0
LFG | 0 | 0 | 0 | 0 | 0 | 0
Nuc | 0 | 0 | 0 | 0 | 0 | 0
PS | 0 | 0 | 0 | 0 | 0 | 0
PV | 0 | 0 | 0 | 0 | 0 | 0
PeakG | 0 | 0 | 0 | 0 | 0 | 0
PeakO | 0 | 0 | 0 | 0 | 0 | 0
ST | 0 | 0 | 0 | 0 | 0 | 0
STOG | 0 | 0 | 0 | 0 | 0 | 0
STWD | 0 | 0 | 0 | 0 | 0 | 0
WT | 0 | 0 | 0 | 0 | 0 | 0
IGCC | 0 | 0 | 0 | 0 | 0 | 0
DemandResponse | 0 | 0 | 0 | 0 | 0 | 0
IGCC-CCS | 0 | 0 | 0 | 0 | 0 | 0
WT_off | 0 | 0 | 0 | 0 | 0 | 0
PseudoUnit | 0 | 0 | 0 | 0 | 0 | 0
FixedInterchange | 0 | 0 | 0 | 0 | 0 | 0
Emission Cost by Reporting Type: NYISO_J-K
ReportingType | 2015 | 2020 | 2025 | 2030 | 2035 | 2040
BM | 0 | 0 | 0 | 0 | 0 | 0
CC | 0 | 0 | 0 | 0 | 0 | 0
CSP | 0 | 0 | 0 | 0 | 0 | 0
CT | 0 | 0 | 0 | 0 | 0 | 0
Coal | 0 | 0 | 0 | 0 | 0 | 0
Geo | 0 | 0 | 0 | 0 | 0 | 0
H | 0 | 0 | 0 | 0 | 0 | 0
LFG | 0 | 0 | 0 | 0 | 0 | 0
Nuc | 0 | 0 | 0 | 0 | 0 | 0
PS | 0 | 0 | 0 | 0 | 0 | 0
PV | 0 | 0 | 0 | 0 | 0 | 0
PeakG | 0 | 0 | 0 | 0 | 0 | 0
PeakO | 0 | 0 | 0 | 0 | 0 | 0
ST | 0 | 0 | 0 | 0 | 0 | 0
STOG | 0 | 0 | 0 | 0 | 0 | 0
STWD | 0 | 0 | 0 | 0 | 0 | 0
WT | 0 | 0 | 0 | 0 | 0 | 0
IGCC | 0 | 0 | 0 | 0 | 0 | 0
DemandResponse | 0 | 0 | 0 | 0 | 0 | 0
IGCC-CCS | 0 | 0 | 0 | 0 | 0 | 0
WT_off | 0 | 0 | 0 | 0 | 0 | 0
PseudoUnit | 0 | 0 | 0 | 0 | 0 | 0
FixedInterchange | 0 | 0 | 0 | 0 | 0 | 0
Emission Cost by Reporting Type: PJM_E
ReportingType | 2015 | 2020 | 2025 | 2030 | 2035 | 2040
BM | 0 | 0 | 0 | 0 | 0 | 0
CC | 0 | 0 | 0 | 0 | 0 | 0
CSP | 0 | 0 | 0 | 0 | 0 | 0
CT | 0 | 0 | 0 | 0 | 0 | 0
Coal | 0 | 0 | 0 | 0 | 0 | 0
Geo | 0 | 0 | 0 | 0 | 0 | 0
H | 0 | 0 | 0 | 0 | 0 | 0
LFG | 0 | 0 | 0 | 0 | 0 | 0
Nuc | 0 | 0 | 0 | 0 | 0 | 0
PS | 0 | 0 | 0 | 0 | 0 | 0
PV | 0 | 0 | 0 | 0 | 0 | 0
PeakG | 0 | 0 | 0 | 0 | 0 | 0
PeakO | 0 | 0 | 0 | 0 | 0 | 0
ST | 0 | 0 | 0 | 0 | 0 | 0
STOG | 0 | 0 | 0 | 0 | 0 | 0
STWD | 0 | 0 | 0 | 0 | 0 | 0
WT | 0 | 0 | 0 | 0 | 0 | 0
IGCC | 0 | 0 | 0 | 0 | 0 | 0
DemandResponse | 0 | 0 | 0 | 0 | 0 | 0
IGCC-CCS | 0 | 0 | 0 | 0 | 0 | 0
WT_off | 0 | 0 | 0 | 0 | 0 | 0
PseudoUnit | 0 | 0 | 0 | 0 | 0 | 0
FixedInterchange | 0 | 0 | 0 | 0 | 0 | 0
Emission Cost by Reporting Type: PJM_ROM
ReportingType | 2015 | 2020 | 2025 | 2030 | 2035 | 2040
BM | 0 | 0 | 0 | 0 | 0 | 0
CC | 0 | 0 | 0 | 0 | 0 | 0
CSP | 0 | 0 | 0 | 0 | 0 | 0
CT | 0 | 0 | 0 | 0 | 0 | 0
Coal | 0 | 0 | 0 | 0 | 0 | 0
Geo | 0 | 0 | 0 | 0 | 0 | 0
H | 0 | 0 | 0 | 0 | 0 | 0
LFG | 0 | 0 | 0 | 0 | 0 | 0
Nuc | 0 | 0 | 0 | 0 | 0 | 0
PS | 0 | 0 | 0 | 0 | 0 | 0
PV | 0 | 0 | 0 | 0 | 0 | 0
PeakG | 0 | 0 | 0 | 0 | 0 | 0
PeakO | 0 | 0 | 0 | 0 | 0 | 0
ST | 0 | 0 | 0 | 0 | 0 | 0
STOG | 0 | 0 | 0 | 0 | 0 | 0
STWD | 0 | 0 | 0 | 0 | 0 | 0
WT | 0 | 0 | 0 | 0 | 0 | 0
IGCC | 0 | 0 | 0 | 0 | 0 | 0
DemandResponse | 0 | 0 | 0 | 0 | 0 | 0
IGCC-CCS | 0 | 0 | 0 | 0 | 0 | 0
WT_off | 0 | 0 | 0 | 0 | 0 | 0
PseudoUnit | 0 | 0 | 0 | 0 | 0 | 0
FixedInterchange | 0 | 0 | 0 | 0 | 0 | 0
Emission Cost by Reporting Type: PJM_ROR
ReportingType | 2015 | 2020 | 2025 | 2030 | 2035 | 2040
BM | 0 | 0 | 0 | 0 | 0 | 0
CC | 0 | 0 | 0 | 0 | 0 | 0
CSP | 0 | 0 | 0 | 0 | 0 | 0
CT | 0 | 0 | 0 | 0 | 0 | 0
Coal | 0 | 0 | 0 | 0 | 0 | 0
Geo | 0 | 0 | 0 | 0 | 0 | 0
H | 0 | 0 | 0 | 0 | 0 | 0
LFG | 0 | 0 | 0 | 0 | 0 | 0
Nuc | 0 | 0 | 0 | 0 | 0 | 0
PS | 0 | 0 | 0 | 0 | 0 | 0
PV | 0 | 0 | 0 | 0 | 0 | 0
PeakG | 0 | 0 | 0 | 0 | 0 | 0
PeakO | 0 | 0 | 0 | 0 | 0 | 0
ST | 0 | 0 | 0 | 0 | 0 | 0
STOG | 0 | 0 | 0 | 0 | 0 | 0
STWD | 0 | 0 | 0 | 0 | 0 | 0
WT | 0 | 0 | 0 | 0 | 0 | 0
IGCC | 0 | 0 | 0 | 0 | 0 | 0
DemandResponse | 0 | 0 | 0 | 0 | 0 | 0
IGCC-CCS | 0 | 0 | 0 | 0 | 0 | 0
WT_off | 0 | 0 | 0 | 0 | 0 | 0
PseudoUnit | 0 | 0 | 0 | 0 | 0 | 0
FixedInterchange | 0 | 0 | 0 | 0 | 0 | 0
Emission Cost by Reporting Type: SOCO
ReportingType | 2015 | 2020 | 2025 | 2030 | 2035 | 2040
BM | 0 | 0 | 0 | 0 | 0 | 0
CC | 0 | 0 | 0 | 0 | 0 | 0
CSP | 0 | 0 | 0 | 0 | 0 | 0
CT | 0 | 0 | 0 | 0 | 0 | 0
Coal | 0 | 0 | 0 | 0 | 0 | 0
Geo | 0 | 0 | 0 | 0 | 0 | 0
H | 0 | 0 | 0 | 0 | 0 | 0
LFG | 0 | 0 | 0 | 0 | 0 | 0
Nuc | 0 | 0 | 0 | 0 | 0 | 0
PS | 0 | 0 | 0 | 0 | 0 | 0
PV | 0 | 0 | 0 | 0 | 0 | 0
PeakG | 0 | 0 | 0 | 0 | 0 | 0
PeakO | 0 | 0 | 0 | 0 | 0 | 0
ST | 0 | 0 | 0 | 0 | 0 | 0
STOG | 0 | 0 | 0 | 0 | 0 | 0
STWD | 0 | 0 | 0 | 0 | 0 | 0
WT | 0 | 0 | 0 | 0 | 0 | 0
IGCC | 0 | 0 | 0 | 0 | 0 | 0
DemandResponse | 0 | 0 | 0 | 0 | 0 | 0
IGCC-CCS | 0 | 0 | 0 | 0 | 0 | 0
WT_off | 0 | 0 | 0 | 0 | 0 | 0
PseudoUnit | 0 | 0 | 0 | 0 | 0 | 0
FixedInterchange | 0 | 0 | 0 | 0 | 0 | 0
Emission Cost by Reporting Type: SPP_N
ReportingType | 2015 | 2020 | 2025 | 2030 | 2035 | 2040
BM | 0 | 0 | 0 | 0 | 0 | 0
CC | 0 | 0 | 0 | 0 | 0 | 0
CSP | 0 | 0 | 0 | 0 | 0 | 0
CT | 0 | 0 | 0 | 0 | 0 | 0
Coal | 0 | 0 | 0 | 0 | 0 | 0
Geo | 0 | 0 | 0 | 0 | 0 | 0
H | 0 | 0 | 0 | 0 | 0 | 0
LFG | 0 | 0 | 0 | 0 | 0 | 0
Nuc | 0 | 0 | 0 | 0 | 0 | 0
PS | 0 | 0 | 0 | 0 | 0 | 0
PV | 0 | 0 | 0 | 0 | 0 | 0
PeakG | 0 | 0 | 0 | 0 | 0 | 0
PeakO | 0 | 0 | 0 | 0 | 0 | 0
ST | 0 | 0 | 0 | 0 | 0 | 0
STOG | 0 | 0 | 0 | 0 | 0 | 0
STWD | 0 | 0 | 0 | 0 | 0 | 0
WT | 0 | 0 | 0 | 0 | 0 | 0
IGCC | 0 | 0 | 0 | 0 | 0 | 0
DemandResponse | 0 | 0 | 0 | 0 | 0 | 0
IGCC-CCS | 0 | 0 | 0 | 0 | 0 | 0
WT_off | 0 | 0 | 0 | 0 | 0 | 0
PseudoUnit | 0 | 0 | 0 | 0 | 0 | 0
FixedInterchange | 0 | 0 | 0 | 0 | 0 | 0
Emission Cost by Reporting Type: SPP_S
ReportingType | 2015 | 2020 | 2025 | 2030 | 2035 | 2040
BM | 0 | 0 | 0 | 0 | 0 | 0
CC | 0 | 0 | 0 | 0 | 0 | 0
CSP | 0 | 0 | 0 | 0 | 0 | 0
CT | 0 | 0 | 0 | 0 | 0 | 0
Coal | 0 | 0 | 0 | 0 | 0 | 0
Geo | 0 | 0 | 0 | 0 | 0 | 0
H | 0 | 0 | 0 | 0 | 0 | 0
LFG | 0 | 0 | 0 | 0 | 0 | 0
Nuc | 0 | 0 | 0 | 0 | 0 | 0
PS | 0 | 0 | 0 | 0 | 0 | 0
PV | 0 | 0 | 0 | 0 | 0 | 0
PeakG | 0 | 0 | 0 | 0 | 0 | 0
PeakO | 0 | 0 | 0 | 0 | 0 | 0
ST | 0 | 0 | 0 | 0 | 0 | 0
STOG | 0 | 0 | 0 | 0 | 0 | 0
STWD | 0 | 0 | 0 | 0 | 0 | 0
WT | 0 | 0 | 0 | 0 | 0 | 0
IGCC | 0 | 0 | 0 | 0 | 0 | 0
DemandResponse | 0 | 0 | 0 | 0 | 0 | 0
IGCC-CCS | 0 | 0 | 0 | 0 | 0 | 0
WT_off | 0 | 0 | 0 | 0 | 0 | 0
PseudoUnit | 0 | 0 | 0 | 0 | 0 | 0
FixedInterchange | 0 | 0 | 0 | 0 | 0 | 0
Emission Cost by Reporting Type: TVA
ReportingType | 2015 | 2020 | 2025 | 2030 | 2035 | 2040
BM | 0 | 0 | 0 | 0 | 0 | 0
CC | 0 | 0 | 0 | 0 | 0 | 0
CSP | 0 | 0 | 0 | 0 | 0 | 0
CT | 0 | 0 | 0 | 0 | 0 | 0
Coal | 0 | 0 | 0 | 0 | 0 | 0
Geo | 0 | 0 | 0 | 0 | 0 | 0
H | 0 | 0 | 0 | 0 | 0 | 0
LFG | 0 | 0 | 0 | 0 | 0 | 0
Nuc | 0 | 0 | 0 | 0 | 0 | 0
PS | 0 | 0 | 0 | 0 | 0 | 0
PV | 0 | 0 | 0 | 0 | 0 | 0
PeakG | 0 | 0 | 0 | 0 | 0 | 0
PeakO | 0 | 0 | 0 | 0 | 0 | 0
ST | 0 | 0 | 0 | 0 | 0 | 0
STOG | 0 | 0 | 0 | 0 | 0 | 0
STWD | 0 | 0 | 0 | 0 | 0 | 0
WT | 0 | 0 | 0 | 0 | 0 | 0
IGCC | 0 | 0 | 0 | 0 | 0 | 0
DemandResponse | 0 | 0 | 0 | 0 | 0 | 0
IGCC-CCS | 0 | 0 | 0 | 0 | 0 | 0
WT_off | 0 | 0 | 0 | 0 | 0 | 0
PseudoUnit | 0 | 0 | 0 | 0 | 0 | 0
FixedInterchange | 0 | 0 | 0 | 0 | 0 | 0
Emission Cost by Reporting Type: TVA_Transmission
ReportingType | 2015 | 2020 | 2025 | 2030 | 2035 | 2040
BM | 0 | 0 | 0 | 0 | 0 | 0
CC | 0 | 0 | 0 | 0 | 0 | 0
CSP | 0 | 0 | 0 | 0 | 0 | 0
CT | 0 | 0 | 0 | 0 | 0 | 0
Coal | 0 | 0 | 0 | 0 | 0 | 0
Geo | 0 | 0 | 0 | 0 | 0 | 0
H | 0 | 0 | 0 | 0 | 0 | 0
LFG | 0 | 0 | 0 | 0 | 0 | 0
Nuc | 0 | 0 | 0 | 0 | 0 | 0
PS | 0 | 0 | 0 | 0 | 0 | 0
PV | 0 | 0 | 0 | 0 | 0 | 0
PeakG | 0 | 0 | 0 | 0 | 0 | 0
PeakO | 0 | 0 | 0 | 0 | 0 | 0
ST | 0 | 0 | 0 | 0 | 0 | 0
STOG | 0 | 0 | 0 | 0 | 0 | 0
STWD | 0 | 0 | 0 | 0 | 0 | 0
WT | 0 | 0 | 0 | 0 | 0 | 0
IGCC | 0 | 0 | 0 | 0 | 0 | 0
DemandResponse | 0 | 0 | 0 | 0 | 0 | 0
IGCC-CCS | 0 | 0 | 0 | 0 | 0 | 0
WT_off | 0 | 0 | 0 | 0 | 0 | 0
PseudoUnit | 0 | 0 | 0 | 0 | 0 | 0
FixedInterchange | 0 | 0 | 0 | 0 | 0 | 0
Emission Cost by Reporting Type: VACAR
ReportingType | 2015 | 2020 | 2025 | 2030 | 2035 | 2040
BM | 0 | 0 | 0 | 0 | 0 | 0
CC | 0 | 0 | 0 | 0 | 0 | 0
CSP | 0 | 0 | 0 | 0 | 0 | 0
CT | 0 | 0 | 0 | 0 | 0 | 0
Coal | 0 | 0 | 0 | 0 | 0 | 0
Geo | 0 | 0 | 0 | 0 | 0 | 0
H | 0 | 0 | 0 | 0 | 0 | 0
LFG | 0 | 0 | 0 | 0 | 0 | 0
Nuc | 0 | 0 | 0 | 0 | 0 | 0
PS | 0 | 0 | 0 | 0 | 0 | 0
PV | 0 | 0 | 0 | 0 | 0 | 0
PeakG | 0 | 0 | 0 | 0 | 0 | 0
PeakO | 0 | 0 | 0 | 0 | 0 | 0
ST | 0 | 0 | 0 | 0 | 0 | 0
STOG | 0 | 0 | 0 | 0 | 0 | 0
STWD | 0 | 0 | 0 | 0 | 0 | 0
WT | 0 | 0 | 0 | 0 | 0 | 0
IGCC | 0 | 0 | 0 | 0 | 0 | 0
DemandResponse | 0 | 0 | 0 | 0 | 0 | 0
IGCC-CCS | 0 | 0 | 0 | 0 | 0 | 0
WT_off | 0 | 0 | 0 | 0 | 0 | 0
PseudoUnit | 0 | 0 | 0 | 0 | 0 | 0
FixedInterchange | 0 | 0 | 0 | 0 | 0 | 0
Emission Cost by Reporting Type: IESO
ReportingType | 2015 | 2020 | 2025 | 2030 | 2035 | 2040
BM | 0 | 0 | 0 | 0 | 0 | 0
CC | 0 | 0 | 0 | 0 | 0 | 0
CSP | 0 | 0 | 0 | 0 | 0 | 0
CT | 0 | 0 | 0 | 0 | 0 | 0
Coal | 0 | 0 | 0 | 0 | 0 | 0
Geo | 0 | 0 | 0 | 0 | 0 | 0
H | 0 | 0 | 0 | 0 | 0 | 0
LFG | 0 | 0 | 0 | 0 | 0 | 0
Nuc | 0 | 0 | 0 | 0 | 0 | 0
PS | 0 | 0 | 0 | 0 | 0 | 0
PV | 0 | 0 | 0 | 0 | 0 | 0
PeakG | 0 | 0 | 0 | 0 | 0 | 0
PeakO | 0 | 0 | 0 | 0 | 0 | 0
ST | 0 | 0 | 0 | 0 | 0 | 0
STOG | 0 | 0 | 0 | 0 | 0 | 0
STWD | 0 | 0 | 0 | 0 | 0 | 0
WT | 0 | 0 | 0 | 0 | 0 | 0
IGCC | 0 | 0 | 0 | 0 | 0 | 0
DemandResponse | 0 | 0 | 0 | 0 | 0 | 0
IGCC-CCS | 0 | 0 | 0 | 0 | 0 | 0
WT_off | 0 | 0 | 0 | 0 | 0 | 0
PseudoUnit | 0 | 0 | 0 | 0 | 0 | 0
FixedInterchange | 0 | 0 | 0 | 0 | 0 | 0
Emission Cost by Reporting Type: MAPP_CA
ReportingType | 2015 | 2020 | 2025 | 2030 | 2035 | 2040
BM | 0 | 0 | 0 | 0 | 0 | 0
CC | 0 | 0 | 0 | 0 | 0 | 0
CSP | 0 | 0 | 0 | 0 | 0 | 0
CT | 0 | 0 | 0 | 0 | 0 | 0
Coal | 0 | 0 | 0 | 0 | 0 | 0
Geo | 0 | 0 | 0 | 0 | 0 | 0
H | 0 | 0 | 0 | 0 | 0 | 0
LFG | 0 | 0 | 0 | 0 | 0 | 0
Nuc | 0 | 0 | 0 | 0 | 0 | 0
PS | 0 | 0 | 0 | 0 | 0 | 0
PV | 0 | 0 | 0 | 0 | 0 | 0
PeakG | 0 | 0 | 0 | 0 | 0 | 0
PeakO | 0 | 0 | 0 | 0 | 0 | 0
ST | 0 | 0 | 0 | 0 | 0 | 0
STOG | 0 | 0 | 0 | 0 | 0 | 0
STWD | 0 | 0 | 0 | 0 | 0 | 0
WT | 0 | 0 | 0 | 0 | 0 | 0
IGCC | 0 | 0 | 0 | 0 | 0 | 0
DemandResponse | 0 | 0 | 0 | 0 | 0 | 0
IGCC-CCS | 0 | 0 | 0 | 0 | 0 | 0
WT_off | 0 | 0 | 0 | 0 | 0 | 0
PseudoUnit | 0 | 0 | 0 | 0 | 0 | 0
FixedInterchange | 0 | 0 | 0 | 0 | 0 | 0
Emission Cost by Reporting Type: AZ_NM_SNV_Coal
ReportingType | 2015 | 2020 | 2025 | 2030 | 2035 | 2040
BM | 0 | 0 | 0 | 0 | 0 | 0
CC | 0 | 0 | 0 | 0 | 0 | 0
CSP | 0 | 0 | 0 | 0 | 0 | 0
CT | 0 | 0 | 0 | 0 | 0 | 0
Coal | 0 | 0 | 0 | 0 | 0 | 0
Geo | 0 | 0 | 0 | 0 | 0 | 0
H | 0 | 0 | 0 | 0 | 0 | 0
LFG | 0 | 0 | 0 | 0 | 0 | 0
Nuc | 0 | 0 | 0 | 0 | 0 | 0
PS | 0 | 0 | 0 | 0 | 0 | 0
PV | 0 | 0 | 0 | 0 | 0 | 0
PeakG | 0 | 0 | 0 | 0 | 0 | 0
PeakO | 0 | 0 | 0 | 0 | 0 | 0
ST | 0 | 0 | 0 | 0 | 0 | 0
STOG | 0 | 0 | 0 | 0 | 0 | 0
STWD | 0 | 0 | 0 | 0 | 0 | 0
WT | 0 | 0 | 0 | 0 | 0 | 0
IGCC | 0 | 0 | 0 | 0 | 0 | 0
DemandResponse | 0 | 0 | 0 | 0 | 0 | 0
IGCC-CCS | 0 | 0 | 0 | 0 | 0 | 0
WT_off | 0 | 0 | 0 | 0 | 0 | 0
PseudoUnit | 0 | 0 | 0 | 0 | 0 | 0
FixedInterchange | 0 | 0 | 0 | 0 | 0 | 0
Emission Cost by Reporting Type: AZ_NM_SNV_Gas
ReportingType | 2015 | 2020 | 2025 | 2030 | 2035 | 2040
BM | 0 | 0 | 0 | 0 | 0 | 0
CC | 0 | 0 | 0 | 0 | 0 | 0
CSP | 0 | 0 | 0 | 0 | 0 | 0
CT | 0 | 0 | 0 | 0 | 0 | 0
Coal | 0 | 0 | 0 | 0 | 0 | 0
Geo | 0 | 0 | 0 | 0 | 0 | 0
H | 0 | 0 | 0 | 0 | 0 | 0
LFG | 0 | 0 | 0 | 0 | 0 | 0
Nuc | 0 | 0 | 0 | 0 | 0 | 0
PS | 0 | 0 | 0 | 0 | 0 | 0
PV | 0 | 0 | 0 | 0 | 0 | 0
PeakG | 0 | 0 | 0 | 0 | 0 | 0
PeakO | 0 | 0 | 0 | 0 | 0 | 0
ST | 0 | 0 | 0 | 0 | 0 | 0
STOG | 0 | 0 | 0 | 0 | 0 | 0
STWD | 0 | 0 | 0 | 0 | 0 | 0
WT | 0 | 0 | 0 | 0 | 0 | 0
IGCC | 0 | 0 | 0 | 0 | 0 | 0
DemandResponse | 0 | 0 | 0 | 0 | 0 | 0
IGCC-CCS | 0 | 0 | 0 | 0 | 0 | 0
WT_off | 0 | 0 | 0 | 0 | 0 | 0
PseudoUnit | 0 | 0 | 0 | 0 | 0 | 0
FixedInterchange | 0 | 0 | 0 | 0 | 0 | 0
Emission Cost by Reporting Type: AZ_NM_SNV_NucRenew
ReportingType | 2015 | 2020 | 2025 | 2030 | 2035 | 2040
BM | 0 | 0 | 0 | 0 | 0 | 0
CC | 0 | 0 | 0 | 0 | 0 | 0
CSP | 0 | 0 | 0 | 0 | 0 | 0
CT | 0 | 0 | 0 | 0 | 0 | 0
Coal | 0 | 0 | 0 | 0 | 0 | 0
Geo | 0 | 0 | 0 | 0 | 0 | 0
H | 0 | 0 | 0 | 0 | 0 | 0
LFG | 0 | 0 | 0 | 0 | 0 | 0
Nuc | 0 | 0 | 0 | 0 | 0 | 0
PS | 0 | 0 | 0 | 0 | 0 | 0
PV | 0 | 0 | 0 | 0 | 0 | 0
PeakG | 0 | 0 | 0 | 0 | 0 | 0
PeakO | 0 | 0 | 0 | 0 | 0 | 0
ST | 0 | 0 | 0 | 0 | 0 | 0
STOG | 0 | 0 | 0 | 0 | 0 | 0
STWD | 0 | 0 | 0 | 0 | 0 | 0
WT | 0 | 0 | 0 | 0 | 0 | 0
IGCC | 0 | 0 | 0 | 0 | 0 | 0
DemandResponse | 0 | 0 | 0 | 0 | 0 | 0
IGCC-CCS | 0 | 0 | 0 | 0 | 0 | 0
WT_off | 0 | 0 | 0 | 0 | 0 | 0
PseudoUnit | 0 | 0 | 0 | 0 | 0 | 0
FixedInterchange | 0 | 0 | 0 | 0 | 0 | 0
Emission Cost by Reporting Type: ERCOT
ReportingType | 2015 | 2020 | 2025 | 2030 | 2035 | 2040
BM | 0 | 0 | 0 | 0 | 0 | 0
CC | 0 | 0 | 0 | 0 | 0 | 0
CSP | 0 | 0 | 0 | 0 | 0 | 0
CT | 0 | 0 | 0 | 0 | 0 | 0
Coal | 0 | 0 | 0 | 0 | 0 | 0
Geo | 0 | 0 | 0 | 0 | 0 | 0
H | 0 | 0 | 0 | 0 | 0 | 0
LFG | 0 | 0 | 0 | 0 | 0 | 0
Nuc | 0 | 0 | 0 | 0 | 0 | 0
PS | 0 | 0 | 0 | 0 | 0 | 0
PV | 0 | 0 | 0 | 0 | 0 | 0
PeakG | 0 | 0 | 0 | 0 | 0 | 0
PeakO | 0 | 0 | 0 | 0 | 0 | 0
ST | 0 | 0 | 0 | 0 | 0 | 0
STOG | 0 | 0 | 0 | 0 | 0 | 0
STWD | 0 | 0 | 0 | 0 | 0 | 0
WT | 0 | 0 | 0 | 0 | 0 | 0
IGCC | 0 | 0 | 0 | 0 | 0 | 0
DemandResponse | 0 | 0 | 0 | 0 | 0 | 0
IGCC-CCS | 0 | 0 | 0 | 0 | 0 | 0
WT_off | 0 | 0 | 0 | 0 | 0 | 0
PseudoUnit | 0 | 0 | 0 | 0 | 0 | 0
FixedInterchange | 0 | 0 | 0 | 0 | 0 | 0
Emission Cost by Reporting Type: NP15
ReportingType | 2015 | 2020 | 2025 | 2030 | 2035 | 2040
BM | 0 | 0 | 0 | 0 | 0 | 0
CC | 0 | 0 | 0 | 0 | 0 | 0
CSP | 0 | 0 | 0 | 0 | 0 | 0
CT | 0 | 0 | 0 | 0 | 0 | 0
Coal | 0 | 0 | 0 | 0 | 0 | 0
Geo | 0 | 0 | 0 | 0 | 0 | 0
H | 0 | 0 | 0 | 0 | 0 | 0
LFG | 0 | 0 | 0 | 0 | 0 | 0
Nuc | 0 | 0 | 0 | 0 | 0 | 0
PS | 0 | 0 | 0 | 0 | 0 | 0
PV | 0 | 0 | 0 | 0 | 0 | 0
PeakG | 0 | 0 | 0 | 0 | 0 | 0
PeakO | 0 | 0 | 0 | 0 | 0 | 0
ST | 0 | 0 | 0 | 0 | 0 | 0
STOG | 0 | 0 | 0 | 0 | 0 | 0
STWD | 0 | 0 | 0 | 0 | 0 | 0
WT | 0 | 0 | 0 | 0 | 0 | 0
IGCC | 0 | 0 | 0 | 0 | 0 | 0
DemandResponse | 0 | 0 | 0 | 0 | 0 | 0
IGCC-CCS | 0 | 0 | 0 | 0 | 0 | 0
WT_off | 0 | 0 | 0 | 0 | 0 | 0
PseudoUnit | 0 | 0 | 0 | 0 | 0 | 0
FixedInterchange | 0 | 0 | 0 | 0 | 0 | 0
Emission Cost by Reporting Type: NWPP_Coal
ReportingType | 2015 | 2020 | 2025 | 2030 | 2035 | 2040
BM | 0 | 0 | 0 | 0 | 0 | 0
CC | 0 | 0 | 0 | 0 | 0 | 0
CSP | 0 | 0 | 0 | 0 | 0 | 0
CT | 0 | 0 | 0 | 0 | 0 | 0
Coal | 0 | 0 | 0 | 0 | 0 | 0
Geo | 0 | 0 | 0 | 0 | 0 | 0
H | 0 | 0 | 0 | 0 | 0 | 0
LFG | 0 | 0 | 0 | 0 | 0 | 0
Nuc | 0 | 0 | 0 | 0 | 0 | 0
PS | 0 | 0 | 0 | 0 | 0 | 0
PV | 0 | 0 | 0 | 0 | 0 | 0
PeakG | 0 | 0 | 0 | 0 | 0 | 0
PeakO | 0 | 0 | 0 | 0 | 0 | 0
ST | 0 | 0 | 0 | 0 | 0 | 0
STOG | 0 | 0 | 0 | 0 | 0 | 0
STWD | 0 | 0 | 0 | 0 | 0 | 0
WT | 0 | 0 | 0 | 0 | 0 | 0
IGCC | 0 | 0 | 0 | 0 | 0 | 0
DemandResponse | 0 | 0 | 0 | 0 | 0 | 0
IGCC-CCS | 0 | 0 | 0 | 0 | 0 | 0
WT_off | 0 | 0 | 0 | 0 | 0 | 0
PseudoUnit | 0 | 0 | 0 | 0 | 0 | 0
FixedInterchange | 0 | 0 | 0 | 0 | 0 | 0
Emission Cost by Reporting Type: NWPP_Gas
ReportingType | 2015 | 2020 | 2025 | 2030 | 2035 | 2040
BM | 0 | 0 | 0 | 0 | 0 | 0
CC | 0 | 0 | 0 | 0 | 0 | 0
CSP | 0 | 0 | 0 | 0 | 0 | 0
CT | 0 | 0 | 0 | 0 | 0 | 0
Coal | 0 | 0 | 0 | 0 | 0 | 0
Geo | 0 | 0 | 0 | 0 | 0 | 0
H | 0 | 0 | 0 | 0 | 0 | 0
LFG | 0 | 0 | 0 | 0 | 0 | 0
Nuc | 0 | 0 | 0 | 0 | 0 | 0
PS | 0 | 0 | 0 | 0 | 0 | 0
PV | 0 | 0 | 0 | 0 | 0 | 0
PeakG | 0 | 0 | 0 | 0 | 0 | 0
PeakO | 0 | 0 | 0 | 0 | 0 | 0
ST | 0 | 0 | 0 | 0 | 0 | 0
STOG | 0 | 0 | 0 | 0 | 0 | 0
STWD | 0 | 0 | 0 | 0 | 0 | 0
WT | 0 | 0 | 0 | 0 | 0 | 0
IGCC | 0 | 0 | 0 | 0 | 0 | 0
DemandResponse | 0 | 0 | 0 | 0 | 0 | 0
IGCC-CCS | 0 | 0 | 0 | 0 | 0 | 0
WT_off | 0 | 0 | 0 | 0 | 0 | 0
PseudoUnit | 0 | 0 | 0 | 0 | 0 | 0
FixedInterchange | 0 | 0 | 0 | 0 | 0 | 0
Emission Cost by Reporting Type: NWPP_NucRenew
ReportingType | 2015 | 2020 | 2025 | 2030 | 2035 | 2040
BM | 0 | 0 | 0 | 0 | 0 | 0
CC | 0 | 0 | 0 | 0 | 0 | 0
CSP | 0 | 0 | 0 | 0 | 0 | 0
CT | 0 | 0 | 0 | 0 | 0 | 0
Coal | 0 | 0 | 0 | 0 | 0 | 0
Geo | 0 | 0 | 0 | 0 | 0 | 0
H | 0 | 0 | 0 | 0 | 0 | 0
LFG | 0 | 0 | 0 | 0 | 0 | 0
Nuc | 0 | 0 | 0 | 0 | 0 | 0
PS | 0 | 0 | 0 | 0 | 0 | 0
PV | 0 | 0 | 0 | 0 | 0 | 0
PeakG | 0 | 0 | 0 | 0 | 0 | 0
PeakO | 0 | 0 | 0 | 0 | 0 | 0
ST | 0 | 0 | 0 | 0 | 0 | 0
STOG | 0 | 0 | 0 | 0 | 0 | 0
STWD | 0 | 0 | 0 | 0 | 0 | 0
WT | 0 | 0 | 0 | 0 | 0 | 0
IGCC | 0 | 0 | 0 | 0 | 0 | 0
DemandResponse | 0 | 0 | 0 | 0 | 0 | 0
IGCC-CCS | 0 | 0 | 0 | 0 | 0 | 0
WT_off | 0 | 0 | 0 | 0 | 0 | 0
PseudoUnit | 0 | 0 | 0 | 0 | 0 | 0
FixedInterchange | 0 | 0 | 0 | 0 | 0 | 0
Emission Cost by Reporting Type: RMPA
ReportingType | 2015 | 2020 | 2025 | 2030 | 2035 | 2040
BM | 0 | 0 | 0 | 0 | 0 | 0
CC | 0 | 0 | 0 | 0 | 0 | 0
CSP | 0 | 0 | 0 | 0 | 0 | 0
CT | 0 | 0 | 0 | 0 | 0 | 0
Coal | 0 | 0 | 0 | 0 | 0 | 0
Geo | 0 | 0 | 0 | 0 | 0 | 0
H | 0 | 0 | 0 | 0 | 0 | 0
LFG | 0 | 0 | 0 | 0 | 0 | 0
Nuc | 0 | 0 | 0 | 0 | 0 | 0
PS | 0 | 0 | 0 | 0 | 0 | 0
PV | 0 | 0 | 0 | 0 | 0 | 0
PeakG | 0 | 0 | 0 | 0 | 0 | 0
PeakO | 0 | 0 | 0 | 0 | 0 | 0
ST | 0 | 0 | 0 | 0 | 0 | 0
STOG | 0 | 0 | 0 | 0 | 0 | 0
STWD | 0 | 0 | 0 | 0 | 0 | 0
WT | 0 | 0 | 0 | 0 | 0 | 0
IGCC | 0 | 0 | 0 | 0 | 0 | 0
DemandResponse | 0 | 0 | 0 | 0 | 0 | 0
IGCC-CCS | 0 | 0 | 0 | 0 | 0 | 0
WT_off | 0 | 0 | 0 | 0 | 0 | 0
PseudoUnit | 0 | 0 | 0 | 0 | 0 | 0
FixedInterchange | 0 | 0 | 0 | 0 | 0 | 0
Emission Cost by Reporting Type: SP15
ReportingType | 2015 | 2020 | 2025 | 2030 | 2035 | 2040
BM | 0 | 0 | 0 | 0 | 0 | 0
CC | 0 | 0 | 0 | 0 | 0 | 0
CSP | 0 | 0 | 0 | 0 | 0 | 0
CT | 0 | 0 | 0 | 0 | 0 | 0
Coal | 0 | 0 | 0 | 0 | 0 | 0
Geo | 0 | 0 | 0 | 0 | 0 | 0
H | 0 | 0 | 0 | 0 | 0 | 0
LFG | 0 | 0 | 0 | 0 | 0 | 0
Nuc | 0 | 0 | 0 | 0 | 0 | 0
PS | 0 | 0 | 0 | 0 | 0 | 0
PV | 0 | 0 | 0 | 0 | 0 | 0
PeakG | 0 | 0 | 0 | 0 | 0 | 0
PeakO | 0 | 0 | 0 | 0 | 0 | 0
ST | 0 | 0 | 0 | 0 | 0 | 0
STOG | 0 | 0 | 0 | 0 | 0 | 0
STWD | 0 | 0 | 0 | 0 | 0 | 0
WT | 0 | 0 | 0 | 0 | 0 | 0
IGCC | 0 | 0 | 0 | 0 | 0 | 0
DemandResponse | 0 | 0 | 0 | 0 | 0 | 0
IGCC-CCS | 0 | 0 | 0 | 0 | 0 | 0
WT_off | 0 | 0 | 0 | 0 | 0 | 0
PseudoUnit | 0 | 0 | 0 | 0 | 0 | 0
FixedInterchange | 0 | 0 | 0 | 0 | 0 | 0
Emission Cost by Reporting Type: ALB
ReportingType | 2015 | 2020 | 2025 | 2030 | 2035 | 2040
BM | 0 | 0 | 0 | 0 | 0 | 0
CC | 0 | 0 | 0 | 0 | 0 | 0
CSP | 0 | 0 | 0 | 0 | 0 | 0
CT | 0 | 0 | 0 | 0 | 0 | 0
Coal | 0 | 0 | 0 | 0 | 0 | 0
Geo | 0 | 0 | 0 | 0 | 0 | 0
H | 0 | 0 | 0 | 0 | 0 | 0
LFG | 0 | 0 | 0 | 0 | 0 | 0
Nuc | 0 | 0 | 0 | 0 | 0 | 0
PS | 0 | 0 | 0 | 0 | 0 | 0
PV | 0 | 0 | 0 | 0 | 0 | 0
PeakG | 0 | 0 | 0 | 0 | 0 | 0
PeakO | 0 | 0 | 0 | 0 | 0 | 0
ST | 0 | 0 | 0 | 0 | 0 | 0
STOG | 0 | 0 | 0 | 0 | 0 | 0
STWD | 0 | 0 | 0 | 0 | 0 | 0
WT | 0 | 0 | 0 | 0 | 0 | 0
IGCC | 0 | 0 | 0 | 0 | 0 | 0
DemandResponse | 0 | 0 | 0 | 0 | 0 | 0
IGCC-CCS | 0 | 0 | 0 | 0 | 0 | 0
WT_off | 0 | 0 | 0 | 0 | 0 | 0
PseudoUnit | 0 | 0 | 0 | 0 | 0 | 0
FixedInterchange | 0 | 0 | 0 | 0 | 0 | 0
Emission Cost by Reporting Type: BC
ReportingType | 2015 | 2020 | 2025 | 2030 | 2035 | 2040
BM | 0 | 0 | 0 | 0 | 0 | 0
CC | 0 | 0 | 0 | 0 | 0 | 0
CSP | 0 | 0 | 0 | 0 | 0 | 0
CT | 0 | 0 | 0 | 0 | 0 | 0
Coal | 0 | 0 | 0 | 0 | 0 | 0
Geo | 0 | 0 | 0 | 0 | 0 | 0
H | 0 | 0 | 0 | 0 | 0 | 0
LFG | 0 | 0 | 0 | 0 | 0 | 0
Nuc | 0 | 0 | 0 | 0 | 0 | 0
PS | 0 | 0 | 0 | 0 | 0 | 0
PV | 0 | 0 | 0 | 0 | 0 | 0
PeakG | 0 | 0 | 0 | 0 | 0 | 0
PeakO | 0 | 0 | 0 | 0 | 0 | 0
ST | 0 | 0 | 0 | 0 | 0 | 0
STOG | 0 | 0 | 0 | 0 | 0 | 0
STWD | 0 | 0 | 0 | 0 | 0 | 0
WT | 0 | 0 | 0 | 0 | 0 | 0
IGCC | 0 | 0 | 0 | 0 | 0 | 0
DemandResponse | 0 | 0 | 0 | 0 | 0 | 0
IGCC-CCS | 0 | 0 | 0 | 0 | 0 | 0
WT_off | 0 | 0 | 0 | 0 | 0 | 0
PseudoUnit | 0 | 0 | 0 | 0 | 0 | 0
FixedInterchange | 0 | 0 | 0 | 0 | 0 | 0
Emission Cost by Reporting Type: HQ_IESO
ReportingType | 2015 | 2020 | 2025 | 2030 | 2035 | 2040
BM | 0 | 0 | 0 | 0 | 0 | 0
CC | 0 | 0 | 0 | 0 | 0 | 0
CSP | 0 | 0 | 0 | 0 | 0 | 0
CT | 0 | 0 | 0 | 0 | 0 | 0
Coal | 0 | 0 | 0 | 0 | 0 | 0
Geo | 0 | 0 | 0 | 0 | 0 | 0
H | 0 | 0 | 0 | 0 | 0 | 0
LFG | 0 | 0 | 0 | 0 | 0 | 0
Nuc | 0 | 0 | 0 | 0 | 0 | 0
PS | 0 | 0 | 0 | 0 | 0 | 0
PV | 0 | 0 | 0 | 0 | 0 | 0
PeakG | 0 | 0 | 0 | 0 | 0 | 0
PeakO | 0 | 0 | 0 | 0 | 0 | 0
ST | 0 | 0 | 0 | 0 | 0 | 0
STOG | 0 | 0 | 0 | 0 | 0 | 0
STWD | 0 | 0 | 0 | 0 | 0 | 0
WT | 0 | 0 | 0 | 0 | 0 | 0
IGCC | 0 | 0 | 0 | 0 | 0 | 0
DemandResponse | 0 | 0 | 0 | 0 | 0 | 0
IGCC-CCS | 0 | 0 | 0 | 0 | 0 | 0
WT_off | 0 | 0 | 0 | 0 | 0 | 0
PseudoUnit | 0 | 0 | 0 | 0 | 0 | 0
FixedInterchange | 0 | 0 | 0 | 0 | 0 | 0
Emission Cost by Reporting Type: HQ_NEISO
ReportingType | 2015 | 2020 | 2025 | 2030 | 2035 | 2040
BM | 0 | 0 | 0 | 0 | 0 | 0
CC | 0 | 0 | 0 | 0 | 0 | 0
CSP | 0 | 0 | 0 | 0 | 0 | 0
CT | 0 | 0 | 0 | 0 | 0 | 0
Coal | 0 | 0 | 0 | 0 | 0 | 0
Geo | 0 | 0 | 0 | 0 | 0 | 0
H | 0 | 0 | 0 | 0 | 0 | 0
LFG | 0 | 0 | 0 | 0 | 0 | 0
Nuc | 0 | 0 | 0 | 0 | 0 | 0
PS | 0 | 0 | 0 | 0 | 0 | 0
PV | 0 | 0 | 0 | 0 | 0 | 0
PeakG | 0 | 0 | 0 | 0 | 0 | 0
PeakO | 0 | 0 | 0 | 0 | 0 | 0
ST | 0 | 0 | 0 | 0 | 0 | 0
STOG | 0 | 0 | 0 | 0 | 0 | 0
STWD | 0 | 0 | 0 | 0 | 0 | 0
WT | 0 | 0 | 0 | 0 | 0 | 0
IGCC | 0 | 0 | 0 | 0 | 0 | 0
DemandResponse | 0 | 0 | 0 | 0 | 0 | 0
IGCC-CCS | 0 | 0 | 0 | 0 | 0 | 0
WT_off | 0 | 0 | 0 | 0 | 0 | 0
PseudoUnit | 0 | 0 | 0 | 0 | 0 | 0
FixedInterchange | 0 | 0 | 0 | 0 | 0 | 0
Emission Cost by Reporting Type: HQ_NY
ReportingType | 2015 | 2020 | 2025 | 2030 | 2035 | 2040
BM | 0 | 0 | 0 | 0 | 0 | 0
CC | 0 | 0 | 0 | 0 | 0 | 0
CSP | 0 | 0 | 0 | 0 | 0 | 0
CT | 0 | 0 | 0 | 0 | 0 | 0
Coal | 0 | 0 | 0 | 0 | 0 | 0
Geo | 0 | 0 | 0 | 0 | 0 | 0
H | 0 | 0 | 0 | 0 | 0 | 0
LFG | 0 | 0 | 0 | 0 | 0 | 0
Nuc | 0 | 0 | 0 | 0 | 0 | 0
PS | 0 | 0 | 0 | 0 | 0 | 0
PV | 0 | 0 | 0 | 0 | 0 | 0
PeakG | 0 | 0 | 0 | 0 | 0 | 0
PeakO | 0 | 0 | 0 | 0 | 0 | 0
ST | 0 | 0 | 0 | 0 | 0 | 0
STOG | 0 | 0 | 0 | 0 | 0 | 0
STWD | 0 | 0 | 0 | 0 | 0 | 0
WT | 0 | 0 | 0 | 0 | 0 | 0
IGCC | 0 | 0 | 0 | 0 | 0 | 0
DemandResponse | 0 | 0 | 0 | 0 | 0 | 0
IGCC-CCS | 0 | 0 | 0 | 0 | 0 | 0
WT_off | 0 | 0 | 0 | 0 | 0 | 0
PseudoUnit | 0 | 0 | 0 | 0 | 0 | 0
FixedInterchange | 0 | 0 | 0 | 0 | 0 | 0
Emission Cost by Reporting Type: MARITIMES
ReportingType | 2015 | 2020 | 2025 | 2030 | 2035 | 2040
BM | 0 | 0 | 0 | 0 | 0 | 0
CC | 0 | 0 | 0 | 0 | 0 | 0
CSP | 0 | 0 | 0 | 0 | 0 | 0
CT | 0 | 0 | 0 | 0 | 0 | 0
Coal | 0 | 0 | 0 | 0 | 0 | 0
Geo | 0 | 0 | 0 | 0 | 0 | 0
H | 0 | 0 | 0 | 0 | 0 | 0
LFG | 0 | 0 | 0 | 0 | 0 | 0
Nuc | 0 | 0 | 0 | 0 | 0 | 0
PS | 0 | 0 | 0 | 0 | 0 | 0
PV | 0 | 0 | 0 | 0 | 0 | 0
PeakG | 0 | 0 | 0 | 0 | 0 | 0
PeakO | 0 | 0 | 0 | 0 | 0 | 0
ST | 0 | 0 | 0 | 0 | 0 | 0
STOG | 0 | 0 | 0 | 0 | 0 | 0
STWD | 0 | 0 | 0 | 0 | 0 | 0
WT | 0 | 0 | 0 | 0 | 0 | 0
IGCC | 0 | 0 | 0 | 0 | 0 | 0
DemandResponse | 0 | 0 | 0 | 0 | 0 | 0
IGCC-CCS | 0 | 0 | 0 | 0 | 0 | 0
WT_off | 0 | 0 | 0 | 0 | 0 | 0
PseudoUnit | 0 | 0 | 0 | 0 | 0 | 0
FixedInterchange | 0 | 0 | 0 | 0 | 0 | 0
Emission Cost by Reporting Type: All
ReportingType | 2015 | 2020 | 2025 | 2030 | 2035 | 2040
BM | 0 | 0 | 0 | 0 | 0 | 0
CC | 0 | 0 | 0 | 0 | 0 | 0
CSP | 0 | 0 | 0 | 0 | 0 | 0
CT | 0 | 0 | 0 | 0 | 0 | 0
Coal | 0 | 0 | 0 | 0 | 0 | 0
Geo | 0 | 0 | 0 | 0 | 0 | 0
H | 0 | 0 | 0 | 0 | 0 | 0
LFG | 0 | 0 | 0 | 0 | 0 | 0
Nuc | 0 | 0 | 0 | 0 | 0 | 0
PS | 0 | 0 | 0 | 0 | 0 | 0
PV | 0 | 0 | 0 | 0 | 0 | 0
PeakG | 0 | 0 | 0 | 0 | 0 | 0
PeakO | 0 | 0 | 0 | 0 | 0 | 0
ST | 0 | 0 | 0 | 0 | 0 | 0
STOG | 0 | 0 | 0 | 0 | 0 | 0
STWD | 0 | 0 | 0 | 0 | 0 | 0
WT | 0 | 0 | 0 | 0 | 0 | 0
IGCC | 0 | 0 | 0 | 0 | 0 | 0
DemandResponse | 0 | 0 | 0 | 0 | 0 | 0
IGCC-CCS | 0 | 0 | 0 | 0 | 0 | 0
WT_off | 0 | 0 | 0 | 0 | 0 | 0
PseudoUnit | 0 | 0 | 0 | 0 | 0 | 0
FixedInterchange | 0 | 0 | 0 | 0 | 0 | 0
Emission Cost by Reporting Type: EI_US
ReportingType | 2015 | 2020 | 2025 | 2030 | 2035 | 2040
BM | 0 | 0 | 0 | 0 | 0 | 0
CC | 0 | 0 | 0 | 0 | 0 | 0
CSP | 0 | 0 | 0 | 0 | 0 | 0
CT | 0 | 0 | 0 | 0 | 0 | 0
Coal | 0 | 0 | 0 | 0 | 0 | 0
Geo | 0 | 0 | 0 | 0 | 0 | 0
H | 0 | 0 | 0 | 0 | 0 | 0
LFG | 0 | 0 | 0 | 0 | 0 | 0
Nuc | 0 | 0 | 0 | 0 | 0 | 0
PS | 0 | 0 | 0 | 0 | 0 | 0
PV | 0 | 0 | 0 | 0 | 0 | 0
PeakG | 0 | 0 | 0 | 0 | 0 | 0
PeakO | 0 | 0 | 0 | 0 | 0 | 0
ST | 0 | 0 | 0 | 0 | 0 | 0
STOG | 0 | 0 | 0 | 0 | 0 | 0
STWD | 0 | 0 | 0 | 0 | 0 | 0
WT | 0 | 0 | 0 | 0 | 0 | 0
IGCC | 0 | 0 | 0 | 0 | 0 | 0
DemandResponse | 0 | 0 | 0 | 0 | 0 | 0
IGCC-CCS | 0 | 0 | 0 | 0 | 0 | 0
WT_off | 0 | 0 | 0 | 0 | 0 | 0
PseudoUnit | 0 | 0 | 0 | 0 | 0 | 0
FixedInterchange | 0 | 0 | 0 | 0 | 0 | 0
Emission Cost by Reporting Type: EI_Canada
ReportingType | 2015 | 2020 | 2025 | 2030 | 2035 | 2040
BM | 0 | 0 | 0 | 0 | 0 | 0
CC | 0 | 0 | 0 | 0 | 0 | 0
CSP | 0 | 0 | 0 | 0 | 0 | 0
CT | 0 | 0 | 0 | 0 | 0 | 0
Coal | 0 | 0 | 0 | 0 | 0 | 0
Geo | 0 | 0 | 0 | 0 | 0 | 0
H | 0 | 0 | 0 | 0 | 0 | 0
LFG | 0 | 0 | 0 | 0 | 0 | 0
Nuc | 0 | 0 | 0 | 0 | 0 | 0
PS | 0 | 0 | 0 | 0 | 0 | 0
PV | 0 | 0 | 0 | 0 | 0 | 0
PeakG | 0 | 0 | 0 | 0 | 0 | 0
PeakO | 0 | 0 | 0 | 0 | 0 | 0
ST | 0 | 0 | 0 | 0 | 0 | 0
STOG | 0 | 0 | 0 | 0 | 0 | 0
STWD | 0 | 0 | 0 | 0 | 0 | 0
WT | 0 | 0 | 0 | 0 | 0 | 0
IGCC | 0 | 0 | 0 | 0 | 0 | 0
DemandResponse | 0 | 0 | 0 | 0 | 0 | 0
IGCC-CCS | 0 | 0 | 0 | 0 | 0 | 0
WT_off | 0 | 0 | 0 | 0 | 0 | 0
PseudoUnit | 0 | 0 | 0 | 0 | 0 | 0
FixedInterchange | 0 | 0 | 0 | 0 | 0 | 0
Emission Cost by Reporting Type: EI
ReportingType | 2015 | 2020 | 2025 | 2030 | 2035 | 2040
BM | 0 | 0 | 0 | 0 | 0 | 0
CC | 0 | 0 | 0 | 0 | 0 | 0
CSP | 0 | 0 | 0 | 0 | 0 | 0
CT | 0 | 0 | 0 | 0 | 0 | 0
Coal | 0 | 0 | 0 | 0 | 0 | 0
Geo | 0 | 0 | 0 | 0 | 0 | 0
H | 0 | 0 | 0 | 0 | 0 | 0
LFG | 0 | 0 | 0 | 0 | 0 | 0
Nuc | 0 | 0 | 0 | 0 | 0 | 0
PS | 0 | 0 | 0 | 0 | 0 | 0
PV | 0 | 0 | 0 | 0 | 0 | 0
PeakG | 0 | 0 | 0 | 0 | 0 | 0
PeakO | 0 | 0 | 0 | 0 | 0 | 0
ST | 0 | 0 | 0 | 0 | 0 | 0
STOG | 0 | 0 | 0 | 0 | 0 | 0
STWD | 0 | 0 | 0 | 0 | 0 | 0
WT | 0 | 0 | 0 | 0 | 0 | 0
IGCC | 0 | 0 | 0 | 0 | 0 | 0
DemandResponse | 0 | 0 | 0 | 0 | 0 | 0
IGCC-CCS | 0 | 0 | 0 | 0 | 0 | 0
WT_off | 0 | 0 | 0 | 0 | 0 | 0
PseudoUnit | 0 | 0 | 0 | 0 | 0 | 0
FixedInterchange | 0 | 0 | 0 | 0 | 0 | 0
Emission Cost by Reporting Type: Outside_EI
ReportingType | 2015 | 2020 | 2025 | 2030 | 2035 | 2040
BM | 0 | 0 | 0 | 0 | 0 | 0
CC | 0 | 0 | 0 | 0 | 0 | 0
CSP | 0 | 0 | 0 | 0 | 0 | 0
CT | 0 | 0 | 0 | 0 | 0 | 0
Coal | 0 | 0 | 0 | 0 | 0 | 0
Geo | 0 | 0 | 0 | 0 | 0 | 0
H | 0 | 0 | 0 | 0 | 0 | 0
LFG | 0 | 0 | 0 | 0 | 0 | 0
Nuc | 0 | 0 | 0 | 0 | 0 | 0
PS | 0 | 0 | 0 | 0 | 0 | 0
PV | 0 | 0 | 0 | 0 | 0 | 0
PeakG | 0 | 0 | 0 | 0 | 0 | 0
PeakO | 0 | 0 | 0 | 0 | 0 | 0
ST | 0 | 0 | 0 | 0 | 0 | 0
STOG | 0 | 0 | 0 | 0 | 0 | 0
STWD | 0 | 0 | 0 | 0 | 0 | 0
WT | 0 | 0 | 0 | 0 | 0 | 0
IGCC | 0 | 0 | 0 | 0 | 0 | 0
DemandResponse | 0 | 0 | 0 | 0 | 0 | 0
IGCC-CCS | 0 | 0 | 0 | 0 | 0 | 0
WT_off | 0 | 0 | 0 | 0 | 0 | 0
PseudoUnit | 0 | 0 | 0 | 0 | 0 | 0
FixedInterchange | 0 | 0 | 0 | 0 | 0 | 0
==== Emission Program: Carbon_CA : (CO2) ====
Emission Cost by Reporting Type: Entergy
ReportingType | 2015 | 2020 | 2025 | 2030 | 2035 | 2040
BM | 0 | 0 | 0 | 0 | 0 | 0
CC | 0 | 0 | 0 | 0 | 0 | 0
CSP | 0 | 0 | 0 | 0 | 0 | 0
CT | 0 | 0 | 0 | 0 | 0 | 0
Coal | 0 | 0 | 0 | 0 | 0 | 0
Geo | 0 | 0 | 0 | 0 | 0 | 0
H | 0 | 0 | 0 | 0 | 0 | 0
LFG | 0 | 0 | 0 | 0 | 0 | 0
Nuc | 0 | 0 | 0 | 0 | 0 | 0
PS | 0 | 0 | 0 | 0 | 0 | 0
PV | 0 | 0 | 0 | 0 | 0 | 0
PeakG | 0 | 0 | 0 | 0 | 0 | 0
PeakO | 0 | 0 | 0 | 0 | 0 | 0
ST | 0 | 0 | 0 | 0 | 0 | 0
STOG | 0 | 0 | 0 | 0 | 0 | 0
STWD | 0 | 0 | 0 | 0 | 0 | 0
WT | 0 | 0 | 0 | 0 | 0 | 0
IGCC | 0 | 0 | 0 | 0 | 0 | 0
DemandResponse | 0 | 0 | 0 | 0 | 0 | 0
IGCC-CCS | 0 | 0 | 0 | 0 | 0 | 0
WT_off | 0 | 0 | 0 | 0 | 0 | 0
PseudoUnit | 0 | 0 | 0 | 0 | 0 | 0
FixedInterchange | 0 | 0 | 0 | 0 | 0 | 0
Emission Cost by Reporting Type: FRCC
ReportingType | 2015 | 2020 | 2025 | 2030 | 2035 | 2040
BM | 0 | 0 | 0 | 0 | 0 | 0
CC | 0 | 0 | 0 | 0 | 0 | 0
CSP | 0 | 0 | 0 | 0 | 0 | 0
CT | 0 | 0 | 0 | 0 | 0 | 0
Coal | 0 | 0 | 0 | 0 | 0 | 0
Geo | 0 | 0 | 0 | 0 | 0 | 0
H | 0 | 0 | 0 | 0 | 0 | 0
LFG | 0 | 0 | 0 | 0 | 0 | 0
Nuc | 0 | 0 | 0 | 0 | 0 | 0
PS | 0 | 0 | 0 | 0 | 0 | 0
PV | 0 | 0 | 0 | 0 | 0 | 0
PeakG | 0 | 0 | 0 | 0 | 0 | 0
PeakO | 0 | 0 | 0 | 0 | 0 | 0
ST | 0 | 0 | 0 | 0 | 0 | 0
STOG | 0 | 0 | 0 | 0 | 0 | 0
STWD | 0 | 0 | 0 | 0 | 0 | 0
WT | 0 | 0 | 0 | 0 | 0 | 0
IGCC | 0 | 0 | 0 | 0 | 0 | 0
DemandResponse | 0 | 0 | 0 | 0 | 0 | 0
IGCC-CCS | 0 | 0 | 0 | 0 | 0 | 0
WT_off | 0 | 0 | 0 | 0 | 0 | 0
PseudoUnit | 0 | 0 | 0 | 0 | 0 | 0
FixedInterchange | 0 | 0 | 0 | 0 | 0 | 0
Emission Cost by Reporting Type: MAPP_US
ReportingType | 2015 | 2020 | 2025 | 2030 | 2035 | 2040
BM | 0 | 0 | 0 | 0 | 0 | 0
CC | 0 | 0 | 0 | 0 | 0 | 0
CSP | 0 | 0 | 0 | 0 | 0 | 0
CT | 0 | 0 | 0 | 0 | 0 | 0
Coal | 0 | 0 | 0 | 0 | 0 | 0
Geo | 0 | 0 | 0 | 0 | 0 | 0
H | 0 | 0 | 0 | 0 | 0 | 0
LFG | 0 | 0 | 0 | 0 | 0 | 0
Nuc | 0 | 0 | 0 | 0 | 0 | 0
PS | 0 | 0 | 0 | 0 | 0 | 0
PV | 0 | 0 | 0 | 0 | 0 | 0
PeakG | 0 | 0 | 0 | 0 | 0 | 0
PeakO | 0 | 0 | 0 | 0 | 0 | 0
ST | 0 | 0 | 0 | 0 | 0 | 0
STOG | 0 | 0 | 0 | 0 | 0 | 0
STWD | 0 | 0 | 0 | 0 | 0 | 0
WT | 0 | 0 | 0 | 0 | 0 | 0
IGCC | 0 | 0 | 0 | 0 | 0 | 0
DemandResponse | 0 | 0 | 0 | 0 | 0 | 0
IGCC-CCS | 0 | 0 | 0 | 0 | 0 | 0
WT_off | 0 | 0 | 0 | 0 | 0 | 0
PseudoUnit | 0 | 0 | 0 | 0 | 0 | 0
FixedInterchange | 0 | 0 | 0 | 0 | 0 | 0
Emission Cost by Reporting Type: MISO_IN
ReportingType | 2015 | 2020 | 2025 | 2030 | 2035 | 2040
BM | 0 | 0 | 0 | 0 | 0 | 0
CC | 0 | 0 | 0 | 0 | 0 | 0
CSP | 0 | 0 | 0 | 0 | 0 | 0
CT | 0 | 0 | 0 | 0 | 0 | 0
Coal | 0 | 0 | 0 | 0 | 0 | 0
Geo | 0 | 0 | 0 | 0 | 0 | 0
H | 0 | 0 | 0 | 0 | 0 | 0
LFG | 0 | 0 | 0 | 0 | 0 | 0
Nuc | 0 | 0 | 0 | 0 | 0 | 0
PS | 0 | 0 | 0 | 0 | 0 | 0
PV | 0 | 0 | 0 | 0 | 0 | 0
PeakG | 0 | 0 | 0 | 0 | 0 | 0
PeakO | 0 | 0 | 0 | 0 | 0 | 0
ST | 0 | 0 | 0 | 0 | 0 | 0
STOG | 0 | 0 | 0 | 0 | 0 | 0
STWD | 0 | 0 | 0 | 0 | 0 | 0
WT | 0 | 0 | 0 | 0 | 0 | 0
IGCC | 0 | 0 | 0 | 0 | 0 | 0
DemandResponse | 0 | 0 | 0 | 0 | 0 | 0
IGCC-CCS | 0 | 0 | 0 | 0 | 0 | 0
WT_off | 0 | 0 | 0 | 0 | 0 | 0
PseudoUnit | 0 | 0 | 0 | 0 | 0 | 0
FixedInterchange | 0 | 0 | 0 | 0 | 0 | 0
Emission Cost by Reporting Type: MISO_MI
ReportingType | 2015 | 2020 | 2025 | 2030 | 2035 | 2040
BM | 0 | 0 | 0 | 0 | 0 | 0
CC | 0 | 0 | 0 | 0 | 0 | 0
CSP | 0 | 0 | 0 | 0 | 0 | 0
CT | 0 | 0 | 0 | 0 | 0 | 0
Coal | 0 | 0 | 0 | 0 | 0 | 0
Geo | 0 | 0 | 0 | 0 | 0 | 0
H | 0 | 0 | 0 | 0 | 0 | 0
LFG | 0 | 0 | 0 | 0 | 0 | 0
Nuc | 0 | 0 | 0 | 0 | 0 | 0
PS | 0 | 0 | 0 | 0 | 0 | 0
PV | 0 | 0 | 0 | 0 | 0 | 0
PeakG | 0 | 0 | 0 | 0 | 0 | 0
PeakO | 0 | 0 | 0 | 0 | 0 | 0
ST | 0 | 0 | 0 | 0 | 0 | 0
STOG | 0 | 0 | 0 | 0 | 0 | 0
STWD | 0 | 0 | 0 | 0 | 0 | 0
WT | 0 | 0 | 0 | 0 | 0 | 0
IGCC | 0 | 0 | 0 | 0 | 0 | 0
DemandResponse | 0 | 0 | 0 | 0 | 0 | 0
IGCC-CCS | 0 | 0 | 0 | 0 | 0 | 0
WT_off | 0 | 0 | 0 | 0 | 0 | 0
PseudoUnit | 0 | 0 | 0 | 0 | 0 | 0
FixedInterchange | 0 | 0 | 0 | 0 | 0 | 0
Emission Cost by Reporting Type: MISO_MO-IL
ReportingType | 2015 | 2020 | 2025 | 2030 | 2035 | 2040
BM | 0 | 0 | 0 | 0 | 0 | 0
CC | 0 | 0 | 0 | 0 | 0 | 0
CSP | 0 | 0 | 0 | 0 | 0 | 0
CT | 0 | 0 | 0 | 0 | 0 | 0
Coal | 0 | 0 | 0 | 0 | 0 | 0
Geo | 0 | 0 | 0 | 0 | 0 | 0
H | 0 | 0 | 0 | 0 | 0 | 0
LFG | 0 | 0 | 0 | 0 | 0 | 0
Nuc | 0 | 0 | 0 | 0 | 0 | 0
PS | 0 | 0 | 0 | 0 | 0 | 0
PV | 0 | 0 | 0 | 0 | 0 | 0
PeakG | 0 | 0 | 0 | 0 | 0 | 0
PeakO | 0 | 0 | 0 | 0 | 0 | 0
ST | 0 | 0 | 0 | 0 | 0 | 0
STOG | 0 | 0 | 0 | 0 | 0 | 0
STWD | 0 | 0 | 0 | 0 | 0 | 0
WT | 0 | 0 | 0 | 0 | 0 | 0
IGCC | 0 | 0 | 0 | 0 | 0 | 0
DemandResponse | 0 | 0 | 0 | 0 | 0 | 0
IGCC-CCS | 0 | 0 | 0 | 0 | 0 | 0
WT_off | 0 | 0 | 0 | 0 | 0 | 0
PseudoUnit | 0 | 0 | 0 | 0 | 0 | 0
FixedInterchange | 0 | 0 | 0 | 0 | 0 | 0
Emission Cost by Reporting Type: MISO_W
ReportingType | 2015 | 2020 | 2025 | 2030 | 2035 | 2040
BM | 0 | 0 | 0 | 0 | 0 | 0
CC | 0 | 0 | 0 | 0 | 0 | 0
CSP | 0 | 0 | 0 | 0 | 0 | 0
CT | 0 | 0 | 0 | 0 | 0 | 0
Coal | 0 | 0 | 0 | 0 | 0 | 0
Geo | 0 | 0 | 0 | 0 | 0 | 0
H | 0 | 0 | 0 | 0 | 0 | 0
LFG | 0 | 0 | 0 | 0 | 0 | 0
Nuc | 0 | 0 | 0 | 0 | 0 | 0
PS | 0 | 0 | 0 | 0 | 0 | 0
PV | 0 | 0 | 0 | 0 | 0 | 0
PeakG | 0 | 0 | 0 | 0 | 0 | 0
PeakO | 0 | 0 | 0 | 0 | 0 | 0
ST | 0 | 0 | 0 | 0 | 0 | 0
STOG | 0 | 0 | 0 | 0 | 0 | 0
STWD | 0 | 0 | 0 | 0 | 0 | 0
WT | 0 | 0 | 0 | 0 | 0 | 0
IGCC | 0 | 0 | 0 | 0 | 0 | 0
DemandResponse | 0 | 0 | 0 | 0 | 0 | 0
IGCC-CCS | 0 | 0 | 0 | 0 | 0 | 0
WT_off | 0 | 0 | 0 | 0 | 0 | 0
PseudoUnit | 0 | 0 | 0 | 0 | 0 | 0
FixedInterchange | 0 | 0 | 0 | 0 | 0 | 0
Emission Cost by Reporting Type: MISO_WUMS
ReportingType | 2015 | 2020 | 2025 | 2030 | 2035 | 2040
BM | 0 | 0 | 0 | 0 | 0 | 0
CC | 0 | 0 | 0 | 0 | 0 | 0
CSP | 0 | 0 | 0 | 0 | 0 | 0
CT | 0 | 0 | 0 | 0 | 0 | 0
Coal | 0 | 0 | 0 | 0 | 0 | 0
Geo | 0 | 0 | 0 | 0 | 0 | 0
H | 0 | 0 | 0 | 0 | 0 | 0
LFG | 0 | 0 | 0 | 0 | 0 | 0
Nuc | 0 | 0 | 0 | 0 | 0 | 0
PS | 0 | 0 | 0 | 0 | 0 | 0
PV | 0 | 0 | 0 | 0 | 0 | 0
PeakG | 0 | 0 | 0 | 0 | 0 | 0
PeakO | 0 | 0 | 0 | 0 | 0 | 0
ST | 0 | 0 | 0 | 0 | 0 | 0
STOG | 0 | 0 | 0 | 0 | 0 | 0
STWD | 0 | 0 | 0 | 0 | 0 | 0
WT | 0 | 0 | 0 | 0 | 0 | 0
IGCC | 0 | 0 | 0 | 0 | 0 | 0
DemandResponse | 0 | 0 | 0 | 0 | 0 | 0
IGCC-CCS | 0 | 0 | 0 | 0 | 0 | 0
WT_off | 0 | 0 | 0 | 0 | 0 | 0
PseudoUnit | 0 | 0 | 0 | 0 | 0 | 0
FixedInterchange | 0 | 0 | 0 | 0 | 0 | 0
Emission Cost by Reporting Type: Nebraska
ReportingType | 2015 | 2020 | 2025 | 2030 | 2035 | 2040
BM | 0 | 0 | 0 | 0 | 0 | 0
CC | 0 | 0 | 0 | 0 | 0 | 0
CSP | 0 | 0 | 0 | 0 | 0 | 0
CT | 0 | 0 | 0 | 0 | 0 | 0
Coal | 0 | 0 | 0 | 0 | 0 | 0
Geo | 0 | 0 | 0 | 0 | 0 | 0
H | 0 | 0 | 0 | 0 | 0 | 0
LFG | 0 | 0 | 0 | 0 | 0 | 0
Nuc | 0 | 0 | 0 | 0 | 0 | 0
PS | 0 | 0 | 0 | 0 | 0 | 0
PV | 0 | 0 | 0 | 0 | 0 | 0
PeakG | 0 | 0 | 0 | 0 | 0 | 0
PeakO | 0 | 0 | 0 | 0 | 0 | 0
ST | 0 | 0 | 0 | 0 | 0 | 0
STOG | 0 | 0 | 0 | 0 | 0 | 0
STWD | 0 | 0 | 0 | 0 | 0 | 0
WT | 0 | 0 | 0 | 0 | 0 | 0
IGCC | 0 | 0 | 0 | 0 | 0 | 0
DemandResponse | 0 | 0 | 0 | 0 | 0 | 0
IGCC-CCS | 0 | 0 | 0 | 0 | 0 | 0
WT_off | 0 | 0 | 0 | 0 | 0 | 0
PseudoUnit | 0 | 0 | 0 | 0 | 0 | 0
FixedInterchange | 0 | 0 | 0 | 0 | 0 | 0
Emission Cost by Reporting Type: NEISO
ReportingType | 2015 | 2020 | 2025 | 2030 | 2035 | 2040
BM | 0 | 0 | 0 | 0 | 0 | 0
CC | 0 | 0 | 0 | 0 | 0 | 0
CSP | 0 | 0 | 0 | 0 | 0 | 0
CT | 0 | 0 | 0 | 0 | 0 | 0
Coal | 0 | 0 | 0 | 0 | 0 | 0
Geo | 0 | 0 | 0 | 0 | 0 | 0
H | 0 | 0 | 0 | 0 | 0 | 0
LFG | 0 | 0 | 0 | 0 | 0 | 0
Nuc | 0 | 0 | 0 | 0 | 0 | 0
PS | 0 | 0 | 0 | 0 | 0 | 0
PV | 0 | 0 | 0 | 0 | 0 | 0
PeakG | 0 | 0 | 0 | 0 | 0 | 0
PeakO | 0 | 0 | 0 | 0 | 0 | 0
ST | 0 | 0 | 0 | 0 | 0 | 0
STOG | 0 | 0 | 0 | 0 | 0 | 0
STWD | 0 | 0 | 0 | 0 | 0 | 0
WT | 0 | 0 | 0 | 0 | 0 | 0
IGCC | 0 | 0 | 0 | 0 | 0 | 0
DemandResponse | 0 | 0 | 0 | 0 | 0 | 0
IGCC-CCS | 0 | 0 | 0 | 0 | 0 | 0
WT_off | 0 | 0 | 0 | 0 | 0 | 0
PseudoUnit | 0 | 0 | 0 | 0 | 0 | 0
FixedInterchange | 0 | 0 | 0 | 0 | 0 | 0
Emission Cost by Reporting Type: NonRTO_Midwest
ReportingType | 2015 | 2020 | 2025 | 2030 | 2035 | 2040
BM | 0 | 0 | 0 | 0 | 0 | 0
CC | 0 | 0 | 0 | 0 | 0 | 0
CSP | 0 | 0 | 0 | 0 | 0 | 0
CT | 0 | 0 | 0 | 0 | 0 | 0
Coal | 0 | 0 | 0 | 0 | 0 | 0
Geo | 0 | 0 | 0 | 0 | 0 | 0
H | 0 | 0 | 0 | 0 | 0 | 0
LFG | 0 | 0 | 0 | 0 | 0 | 0
Nuc | 0 | 0 | 0 | 0 | 0 | 0
PS | 0 | 0 | 0 | 0 | 0 | 0
PV | 0 | 0 | 0 | 0 | 0 | 0
PeakG | 0 | 0 | 0 | 0 | 0 | 0
PeakO | 0 | 0 | 0 | 0 | 0 | 0
ST | 0 | 0 | 0 | 0 | 0 | 0
STOG | 0 | 0 | 0 | 0 | 0 | 0
STWD | 0 | 0 | 0 | 0 | 0 | 0
WT | 0 | 0 | 0 | 0 | 0 | 0
IGCC | 0 | 0 | 0 | 0 | 0 | 0
DemandResponse | 0 | 0 | 0 | 0 | 0 | 0
IGCC-CCS | 0 | 0 | 0 | 0 | 0 | 0
WT_off | 0 | 0 | 0 | 0 | 0 | 0
PseudoUnit | 0 | 0 | 0 | 0 | 0 | 0
FixedInterchange | 0 | 0 | 0 | 0 | 0 | 0
Emission Cost by Reporting Type: NYISO_A-F
ReportingType | 2015 | 2020 | 2025 | 2030 | 2035 | 2040
BM | 0 | 0 | 0 | 0 | 0 | 0
CC | 0 | 0 | 0 | 0 | 0 | 0
CSP | 0 | 0 | 0 | 0 | 0 | 0
CT | 0 | 0 | 0 | 0 | 0 | 0
Coal | 0 | 0 | 0 | 0 | 0 | 0
Geo | 0 | 0 | 0 | 0 | 0 | 0
H | 0 | 0 | 0 | 0 | 0 | 0
LFG | 0 | 0 | 0 | 0 | 0 | 0
Nuc | 0 | 0 | 0 | 0 | 0 | 0
PS | 0 | 0 | 0 | 0 | 0 | 0
PV | 0 | 0 | 0 | 0 | 0 | 0
PeakG | 0 | 0 | 0 | 0 | 0 | 0
PeakO | 0 | 0 | 0 | 0 | 0 | 0
ST | 0 | 0 | 0 | 0 | 0 | 0
STOG | 0 | 0 | 0 | 0 | 0 | 0
STWD | 0 | 0 | 0 | 0 | 0 | 0
WT | 0 | 0 | 0 | 0 | 0 | 0
IGCC | 0 | 0 | 0 | 0 | 0 | 0
DemandResponse | 0 | 0 | 0 | 0 | 0 | 0
IGCC-CCS | 0 | 0 | 0 | 0 | 0 | 0
WT_off | 0 | 0 | 0 | 0 | 0 | 0
PseudoUnit | 0 | 0 | 0 | 0 | 0 | 0
FixedInterchange | 0 | 0 | 0 | 0 | 0 | 0
Emission Cost by Reporting Type: NYISO_G-I
ReportingType | 2015 | 2020 | 2025 | 2030 | 2035 | 2040
BM | 0 | 0 | 0 | 0 | 0 | 0
CC | 0 | 0 | 0 | 0 | 0 | 0
CSP | 0 | 0 | 0 | 0 | 0 | 0
CT | 0 | 0 | 0 | 0 | 0 | 0
Coal | 0 | 0 | 0 | 0 | 0 | 0
Geo | 0 | 0 | 0 | 0 | 0 | 0
H | 0 | 0 | 0 | 0 | 0 | 0
LFG | 0 | 0 | 0 | 0 | 0 | 0
Nuc | 0 | 0 | 0 | 0 | 0 | 0
PS | 0 | 0 | 0 | 0 | 0 | 0
PV | 0 | 0 | 0 | 0 | 0 | 0
PeakG | 0 | 0 | 0 | 0 | 0 | 0
PeakO | 0 | 0 | 0 | 0 | 0 | 0
ST | 0 | 0 | 0 | 0 | 0 | 0
STOG | 0 | 0 | 0 | 0 | 0 | 0
STWD | 0 | 0 | 0 | 0 | 0 | 0
WT | 0 | 0 | 0 | 0 | 0 | 0
IGCC | 0 | 0 | 0 | 0 | 0 | 0
DemandResponse | 0 | 0 | 0 | 0 | 0 | 0
IGCC-CCS | 0 | 0 | 0 | 0 | 0 | 0
WT_off | 0 | 0 | 0 | 0 | 0 | 0
PseudoUnit | 0 | 0 | 0 | 0 | 0 | 0
FixedInterchange | 0 | 0 | 0 | 0 | 0 | 0
Emission Cost by Reporting Type: NYISO_J-K
ReportingType | 2015 | 2020 | 2025 | 2030 | 2035 | 2040
BM | 0 | 0 | 0 | 0 | 0 | 0
CC | 0 | 0 | 0 | 0 | 0 | 0
CSP | 0 | 0 | 0 | 0 | 0 | 0
CT | 0 | 0 | 0 | 0 | 0 | 0
Coal | 0 | 0 | 0 | 0 | 0 | 0
Geo | 0 | 0 | 0 | 0 | 0 | 0
H | 0 | 0 | 0 | 0 | 0 | 0
LFG | 0 | 0 | 0 | 0 | 0 | 0
Nuc | 0 | 0 | 0 | 0 | 0 | 0
PS | 0 | 0 | 0 | 0 | 0 | 0
PV | 0 | 0 | 0 | 0 | 0 | 0
PeakG | 0 | 0 | 0 | 0 | 0 | 0
PeakO | 0 | 0 | 0 | 0 | 0 | 0
ST | 0 | 0 | 0 | 0 | 0 | 0
STOG | 0 | 0 | 0 | 0 | 0 | 0
STWD | 0 | 0 | 0 | 0 | 0 | 0
WT | 0 | 0 | 0 | 0 | 0 | 0
IGCC | 0 | 0 | 0 | 0 | 0 | 0
DemandResponse | 0 | 0 | 0 | 0 | 0 | 0
IGCC-CCS | 0 | 0 | 0 | 0 | 0 | 0
WT_off | 0 | 0 | 0 | 0 | 0 | 0
PseudoUnit | 0 | 0 | 0 | 0 | 0 | 0
FixedInterchange | 0 | 0 | 0 | 0 | 0 | 0
Emission Cost by Reporting Type: PJM_E
ReportingType | 2015 | 2020 | 2025 | 2030 | 2035 | 2040
BM | 0 | 0 | 0 | 0 | 0 | 0
CC | 0 | 0 | 0 | 0 | 0 | 0
CSP | 0 | 0 | 0 | 0 | 0 | 0
CT | 0 | 0 | 0 | 0 | 0 | 0
Coal | 0 | 0 | 0 | 0 | 0 | 0
Geo | 0 | 0 | 0 | 0 | 0 | 0
H | 0 | 0 | 0 | 0 | 0 | 0
LFG | 0 | 0 | 0 | 0 | 0 | 0
Nuc | 0 | 0 | 0 | 0 | 0 | 0
PS | 0 | 0 | 0 | 0 | 0 | 0
PV | 0 | 0 | 0 | 0 | 0 | 0
PeakG | 0 | 0 | 0 | 0 | 0 | 0
PeakO | 0 | 0 | 0 | 0 | 0 | 0
ST | 0 | 0 | 0 | 0 | 0 | 0
STOG | 0 | 0 | 0 | 0 | 0 | 0
STWD | 0 | 0 | 0 | 0 | 0 | 0
WT | 0 | 0 | 0 | 0 | 0 | 0
IGCC | 0 | 0 | 0 | 0 | 0 | 0
DemandResponse | 0 | 0 | 0 | 0 | 0 | 0
IGCC-CCS | 0 | 0 | 0 | 0 | 0 | 0
WT_off | 0 | 0 | 0 | 0 | 0 | 0
PseudoUnit | 0 | 0 | 0 | 0 | 0 | 0
FixedInterchange | 0 | 0 | 0 | 0 | 0 | 0
Emission Cost by Reporting Type: PJM_ROM
ReportingType | 2015 | 2020 | 2025 | 2030 | 2035 | 2040
BM | 0 | 0 | 0 | 0 | 0 | 0
CC | 0 | 0 | 0 | 0 | 0 | 0
CSP | 0 | 0 | 0 | 0 | 0 | 0
CT | 0 | 0 | 0 | 0 | 0 | 0
Coal | 0 | 0 | 0 | 0 | 0 | 0
Geo | 0 | 0 | 0 | 0 | 0 | 0
H | 0 | 0 | 0 | 0 | 0 | 0
LFG | 0 | 0 | 0 | 0 | 0 | 0
Nuc | 0 | 0 | 0 | 0 | 0 | 0
PS | 0 | 0 | 0 | 0 | 0 | 0
PV | 0 | 0 | 0 | 0 | 0 | 0
PeakG | 0 | 0 | 0 | 0 | 0 | 0
PeakO | 0 | 0 | 0 | 0 | 0 | 0
ST | 0 | 0 | 0 | 0 | 0 | 0
STOG | 0 | 0 | 0 | 0 | 0 | 0
STWD | 0 | 0 | 0 | 0 | 0 | 0
WT | 0 | 0 | 0 | 0 | 0 | 0
IGCC | 0 | 0 | 0 | 0 | 0 | 0
DemandResponse | 0 | 0 | 0 | 0 | 0 | 0
IGCC-CCS | 0 | 0 | 0 | 0 | 0 | 0
WT_off | 0 | 0 | 0 | 0 | 0 | 0
PseudoUnit | 0 | 0 | 0 | 0 | 0 | 0
FixedInterchange | 0 | 0 | 0 | 0 | 0 | 0
Emission Cost by Reporting Type: PJM_ROR
ReportingType | 2015 | 2020 | 2025 | 2030 | 2035 | 2040
BM | 0 | 0 | 0 | 0 | 0 | 0
CC | 0 | 0 | 0 | 0 | 0 | 0
CSP | 0 | 0 | 0 | 0 | 0 | 0
CT | 0 | 0 | 0 | 0 | 0 | 0
Coal | 0 | 0 | 0 | 0 | 0 | 0
Geo | 0 | 0 | 0 | 0 | 0 | 0
H | 0 | 0 | 0 | 0 | 0 | 0
LFG | 0 | 0 | 0 | 0 | 0 | 0
Nuc | 0 | 0 | 0 | 0 | 0 | 0
PS | 0 | 0 | 0 | 0 | 0 | 0
PV | 0 | 0 | 0 | 0 | 0 | 0
PeakG | 0 | 0 | 0 | 0 | 0 | 0
PeakO | 0 | 0 | 0 | 0 | 0 | 0
ST | 0 | 0 | 0 | 0 | 0 | 0
STOG | 0 | 0 | 0 | 0 | 0 | 0
STWD | 0 | 0 | 0 | 0 | 0 | 0
WT | 0 | 0 | 0 | 0 | 0 | 0
IGCC | 0 | 0 | 0 | 0 | 0 | 0
DemandResponse | 0 | 0 | 0 | 0 | 0 | 0
IGCC-CCS | 0 | 0 | 0 | 0 | 0 | 0
WT_off | 0 | 0 | 0 | 0 | 0 | 0
PseudoUnit | 0 | 0 | 0 | 0 | 0 | 0
FixedInterchange | 0 | 0 | 0 | 0 | 0 | 0
Emission Cost by Reporting Type: SOCO
ReportingType | 2015 | 2020 | 2025 | 2030 | 2035 | 2040
BM | 0 | 0 | 0 | 0 | 0 | 0
CC | 0 | 0 | 0 | 0 | 0 | 0
CSP | 0 | 0 | 0 | 0 | 0 | 0
CT | 0 | 0 | 0 | 0 | 0 | 0
Coal | 0 | 0 | 0 | 0 | 0 | 0
Geo | 0 | 0 | 0 | 0 | 0 | 0
H | 0 | 0 | 0 | 0 | 0 | 0
LFG | 0 | 0 | 0 | 0 | 0 | 0
Nuc | 0 | 0 | 0 | 0 | 0 | 0
PS | 0 | 0 | 0 | 0 | 0 | 0
PV | 0 | 0 | 0 | 0 | 0 | 0
PeakG | 0 | 0 | 0 | 0 | 0 | 0
PeakO | 0 | 0 | 0 | 0 | 0 | 0
ST | 0 | 0 | 0 | 0 | 0 | 0
STOG | 0 | 0 | 0 | 0 | 0 | 0
STWD | 0 | 0 | 0 | 0 | 0 | 0
WT | 0 | 0 | 0 | 0 | 0 | 0
IGCC | 0 | 0 | 0 | 0 | 0 | 0
DemandResponse | 0 | 0 | 0 | 0 | 0 | 0
IGCC-CCS | 0 | 0 | 0 | 0 | 0 | 0
WT_off | 0 | 0 | 0 | 0 | 0 | 0
PseudoUnit | 0 | 0 | 0 | 0 | 0 | 0
FixedInterchange | 0 | 0 | 0 | 0 | 0 | 0
Emission Cost by Reporting Type: SPP_N
ReportingType | 2015 | 2020 | 2025 | 2030 | 2035 | 2040
BM | 0 | 0 | 0 | 0 | 0 | 0
CC | 0 | 0 | 0 | 0 | 0 | 0
CSP | 0 | 0 | 0 | 0 | 0 | 0
CT | 0 | 0 | 0 | 0 | 0 | 0
Coal | 0 | 0 | 0 | 0 | 0 | 0
Geo | 0 | 0 | 0 | 0 | 0 | 0
H | 0 | 0 | 0 | 0 | 0 | 0
LFG | 0 | 0 | 0 | 0 | 0 | 0
Nuc | 0 | 0 | 0 | 0 | 0 | 0
PS | 0 | 0 | 0 | 0 | 0 | 0
PV | 0 | 0 | 0 | 0 | 0 | 0
PeakG | 0 | 0 | 0 | 0 | 0 | 0
PeakO | 0 | 0 | 0 | 0 | 0 | 0
ST | 0 | 0 | 0 | 0 | 0 | 0
STOG | 0 | 0 | 0 | 0 | 0 | 0
STWD | 0 | 0 | 0 | 0 | 0 | 0
WT | 0 | 0 | 0 | 0 | 0 | 0
IGCC | 0 | 0 | 0 | 0 | 0 | 0
DemandResponse | 0 | 0 | 0 | 0 | 0 | 0
IGCC-CCS | 0 | 0 | 0 | 0 | 0 | 0
WT_off | 0 | 0 | 0 | 0 | 0 | 0
PseudoUnit | 0 | 0 | 0 | 0 | 0 | 0
FixedInterchange | 0 | 0 | 0 | 0 | 0 | 0
Emission Cost by Reporting Type: SPP_S
ReportingType | 2015 | 2020 | 2025 | 2030 | 2035 | 2040
BM | 0 | 0 | 0 | 0 | 0 | 0
CC | 0 | 0 | 0 | 0 | 0 | 0
CSP | 0 | 0 | 0 | 0 | 0 | 0
CT | 0 | 0 | 0 | 0 | 0 | 0
Coal | 0 | 0 | 0 | 0 | 0 | 0
Geo | 0 | 0 | 0 | 0 | 0 | 0
H | 0 | 0 | 0 | 0 | 0 | 0
LFG | 0 | 0 | 0 | 0 | 0 | 0
Nuc | 0 | 0 | 0 | 0 | 0 | 0
PS | 0 | 0 | 0 | 0 | 0 | 0
PV | 0 | 0 | 0 | 0 | 0 | 0
PeakG | 0 | 0 | 0 | 0 | 0 | 0
PeakO | 0 | 0 | 0 | 0 | 0 | 0
ST | 0 | 0 | 0 | 0 | 0 | 0
STOG | 0 | 0 | 0 | 0 | 0 | 0
STWD | 0 | 0 | 0 | 0 | 0 | 0
WT | 0 | 0 | 0 | 0 | 0 | 0
IGCC | 0 | 0 | 0 | 0 | 0 | 0
DemandResponse | 0 | 0 | 0 | 0 | 0 | 0
IGCC-CCS | 0 | 0 | 0 | 0 | 0 | 0
WT_off | 0 | 0 | 0 | 0 | 0 | 0
PseudoUnit | 0 | 0 | 0 | 0 | 0 | 0
FixedInterchange | 0 | 0 | 0 | 0 | 0 | 0
Emission Cost by Reporting Type: TVA
ReportingType | 2015 | 2020 | 2025 | 2030 | 2035 | 2040
BM | 0 | 0 | 0 | 0 | 0 | 0
CC | 0 | 0 | 0 | 0 | 0 | 0
CSP | 0 | 0 | 0 | 0 | 0 | 0
CT | 0 | 0 | 0 | 0 | 0 | 0
Coal | 0 | 0 | 0 | 0 | 0 | 0
Geo | 0 | 0 | 0 | 0 | 0 | 0
H | 0 | 0 | 0 | 0 | 0 | 0
LFG | 0 | 0 | 0 | 0 | 0 | 0
Nuc | 0 | 0 | 0 | 0 | 0 | 0
PS | 0 | 0 | 0 | 0 | 0 | 0
PV | 0 | 0 | 0 | 0 | 0 | 0
PeakG | 0 | 0 | 0 | 0 | 0 | 0
PeakO | 0 | 0 | 0 | 0 | 0 | 0
ST | 0 | 0 | 0 | 0 | 0 | 0
STOG | 0 | 0 | 0 | 0 | 0 | 0
STWD | 0 | 0 | 0 | 0 | 0 | 0
WT | 0 | 0 | 0 | 0 | 0 | 0
IGCC | 0 | 0 | 0 | 0 | 0 | 0
DemandResponse | 0 | 0 | 0 | 0 | 0 | 0
IGCC-CCS | 0 | 0 | 0 | 0 | 0 | 0
WT_off | 0 | 0 | 0 | 0 | 0 | 0
PseudoUnit | 0 | 0 | 0 | 0 | 0 | 0
FixedInterchange | 0 | 0 | 0 | 0 | 0 | 0
Emission Cost by Reporting Type: TVA_Transmission
ReportingType | 2015 | 2020 | 2025 | 2030 | 2035 | 2040
BM | 0 | 0 | 0 | 0 | 0 | 0
CC | 0 | 0 | 0 | 0 | 0 | 0
CSP | 0 | 0 | 0 | 0 | 0 | 0
CT | 0 | 0 | 0 | 0 | 0 | 0
Coal | 0 | 0 | 0 | 0 | 0 | 0
Geo | 0 | 0 | 0 | 0 | 0 | 0
H | 0 | 0 | 0 | 0 | 0 | 0
LFG | 0 | 0 | 0 | 0 | 0 | 0
Nuc | 0 | 0 | 0 | 0 | 0 | 0
PS | 0 | 0 | 0 | 0 | 0 | 0
PV | 0 | 0 | 0 | 0 | 0 | 0
PeakG | 0 | 0 | 0 | 0 | 0 | 0
PeakO | 0 | 0 | 0 | 0 | 0 | 0
ST | 0 | 0 | 0 | 0 | 0 | 0
STOG | 0 | 0 | 0 | 0 | 0 | 0
STWD | 0 | 0 | 0 | 0 | 0 | 0
WT | 0 | 0 | 0 | 0 | 0 | 0
IGCC | 0 | 0 | 0 | 0 | 0 | 0
DemandResponse | 0 | 0 | 0 | 0 | 0 | 0
IGCC-CCS | 0 | 0 | 0 | 0 | 0 | 0
WT_off | 0 | 0 | 0 | 0 | 0 | 0
PseudoUnit | 0 | 0 | 0 | 0 | 0 | 0
FixedInterchange | 0 | 0 | 0 | 0 | 0 | 0
Emission Cost by Reporting Type: VACAR
ReportingType | 2015 | 2020 | 2025 | 2030 | 2035 | 2040
BM | 0 | 0 | 0 | 0 | 0 | 0
CC | 0 | 0 | 0 | 0 | 0 | 0
CSP | 0 | 0 | 0 | 0 | 0 | 0
CT | 0 | 0 | 0 | 0 | 0 | 0
Coal | 0 | 0 | 0 | 0 | 0 | 0
Geo | 0 | 0 | 0 | 0 | 0 | 0
H | 0 | 0 | 0 | 0 | 0 | 0
LFG | 0 | 0 | 0 | 0 | 0 | 0
Nuc | 0 | 0 | 0 | 0 | 0 | 0
PS | 0 | 0 | 0 | 0 | 0 | 0
PV | 0 | 0 | 0 | 0 | 0 | 0
PeakG | 0 | 0 | 0 | 0 | 0 | 0
PeakO | 0 | 0 | 0 | 0 | 0 | 0
ST | 0 | 0 | 0 | 0 | 0 | 0
STOG | 0 | 0 | 0 | 0 | 0 | 0
STWD | 0 | 0 | 0 | 0 | 0 | 0
WT | 0 | 0 | 0 | 0 | 0 | 0
IGCC | 0 | 0 | 0 | 0 | 0 | 0
DemandResponse | 0 | 0 | 0 | 0 | 0 | 0
IGCC-CCS | 0 | 0 | 0 | 0 | 0 | 0
WT_off | 0 | 0 | 0 | 0 | 0 | 0
PseudoUnit | 0 | 0 | 0 | 0 | 0 | 0
FixedInterchange | 0 | 0 | 0 | 0 | 0 | 0
Emission Cost by Reporting Type: IESO
ReportingType | 2015 | 2020 | 2025 | 2030 | 2035 | 2040
BM | 0 | 0 | 0 | 0 | 0 | 0
CC | 0 | 0 | 0 | 0 | 0 | 0
CSP | 0 | 0 | 0 | 0 | 0 | 0
CT | 0 | 0 | 0 | 0 | 0 | 0
Coal | 0 | 0 | 0 | 0 | 0 | 0
Geo | 0 | 0 | 0 | 0 | 0 | 0
H | 0 | 0 | 0 | 0 | 0 | 0
LFG | 0 | 0 | 0 | 0 | 0 | 0
Nuc | 0 | 0 | 0 | 0 | 0 | 0
PS | 0 | 0 | 0 | 0 | 0 | 0
PV | 0 | 0 | 0 | 0 | 0 | 0
PeakG | 0 | 0 | 0 | 0 | 0 | 0
PeakO | 0 | 0 | 0 | 0 | 0 | 0
ST | 0 | 0 | 0 | 0 | 0 | 0
STOG | 0 | 0 | 0 | 0 | 0 | 0
STWD | 0 | 0 | 0 | 0 | 0 | 0
WT | 0 | 0 | 0 | 0 | 0 | 0
IGCC | 0 | 0 | 0 | 0 | 0 | 0
DemandResponse | 0 | 0 | 0 | 0 | 0 | 0
IGCC-CCS | 0 | 0 | 0 | 0 | 0 | 0
WT_off | 0 | 0 | 0 | 0 | 0 | 0
PseudoUnit | 0 | 0 | 0 | 0 | 0 | 0
FixedInterchange | 0 | 0 | 0 | 0 | 0 | 0
Emission Cost by Reporting Type: MAPP_CA
ReportingType | 2015 | 2020 | 2025 | 2030 | 2035 | 2040
BM | 0 | 0 | 0 | 0 | 0 | 0
CC | 0 | 0 | 0 | 0 | 0 | 0
CSP | 0 | 0 | 0 | 0 | 0 | 0
CT | 0 | 0 | 0 | 0 | 0 | 0
Coal | 0 | 0 | 0 | 0 | 0 | 0
Geo | 0 | 0 | 0 | 0 | 0 | 0
H | 0 | 0 | 0 | 0 | 0 | 0
LFG | 0 | 0 | 0 | 0 | 0 | 0
Nuc | 0 | 0 | 0 | 0 | 0 | 0
PS | 0 | 0 | 0 | 0 | 0 | 0
PV | 0 | 0 | 0 | 0 | 0 | 0
PeakG | 0 | 0 | 0 | 0 | 0 | 0
PeakO | 0 | 0 | 0 | 0 | 0 | 0
ST | 0 | 0 | 0 | 0 | 0 | 0
STOG | 0 | 0 | 0 | 0 | 0 | 0
STWD | 0 | 0 | 0 | 0 | 0 | 0
WT | 0 | 0 | 0 | 0 | 0 | 0
IGCC | 0 | 0 | 0 | 0 | 0 | 0
DemandResponse | 0 | 0 | 0 | 0 | 0 | 0
IGCC-CCS | 0 | 0 | 0 | 0 | 0 | 0
WT_off | 0 | 0 | 0 | 0 | 0 | 0
PseudoUnit | 0 | 0 | 0 | 0 | 0 | 0
FixedInterchange | 0 | 0 | 0 | 0 | 0 | 0
Emission Cost by Reporting Type: AZ_NM_SNV_Coal
ReportingType | 2015 | 2020 | 2025 | 2030 | 2035 | 2040
BM | 0 | 0 | 0 | 0 | 0 | 0
CC | 0 | 0 | 0 | 0 | 0 | 0
CSP | 0 | 0 | 0 | 0 | 0 | 0
CT | 0 | 0 | 0 | 0 | 0 | 0
Coal | 0 | 0 | 0 | 0 | 0 | 0
Geo | 0 | 0 | 0 | 0 | 0 | 0
H | 0 | 0 | 0 | 0 | 0 | 0
LFG | 0 | 0 | 0 | 0 | 0 | 0
Nuc | 0 | 0 | 0 | 0 | 0 | 0
PS | 0 | 0 | 0 | 0 | 0 | 0
PV | 0 | 0 | 0 | 0 | 0 | 0
PeakG | 0 | 0 | 0 | 0 | 0 | 0
PeakO | 0 | 0 | 0 | 0 | 0 | 0
ST | 0 | 0 | 0 | 0 | 0 | 0
STOG | 0 | 0 | 0 | 0 | 0 | 0
STWD | 0 | 0 | 0 | 0 | 0 | 0
WT | 0 | 0 | 0 | 0 | 0 | 0
IGCC | 0 | 0 | 0 | 0 | 0 | 0
DemandResponse | 0 | 0 | 0 | 0 | 0 | 0
IGCC-CCS | 0 | 0 | 0 | 0 | 0 | 0
WT_off | 0 | 0 | 0 | 0 | 0 | 0
PseudoUnit | 0 | 0 | 0 | 0 | 0 | 0
FixedInterchange | 0 | 0 | 0 | 0 | 0 | 0
Emission Cost by Reporting Type: AZ_NM_SNV_Gas
ReportingType | 2015 | 2020 | 2025 | 2030 | 2035 | 2040
BM | 0 | 0 | 0 | 0 | 0 | 0
CC | 0 | 0 | 0 | 0 | 0 | 0
CSP | 0 | 0 | 0 | 0 | 0 | 0
CT | 0 | 0 | 0 | 0 | 0 | 0
Coal | 0 | 0 | 0 | 0 | 0 | 0
Geo | 0 | 0 | 0 | 0 | 0 | 0
H | 0 | 0 | 0 | 0 | 0 | 0
LFG | 0 | 0 | 0 | 0 | 0 | 0
Nuc | 0 | 0 | 0 | 0 | 0 | 0
PS | 0 | 0 | 0 | 0 | 0 | 0
PV | 0 | 0 | 0 | 0 | 0 | 0
PeakG | 0 | 0 | 0 | 0 | 0 | 0
PeakO | 0 | 0 | 0 | 0 | 0 | 0
ST | 0 | 0 | 0 | 0 | 0 | 0
STOG | 0 | 0 | 0 | 0 | 0 | 0
STWD | 0 | 0 | 0 | 0 | 0 | 0
WT | 0 | 0 | 0 | 0 | 0 | 0
IGCC | 0 | 0 | 0 | 0 | 0 | 0
DemandResponse | 0 | 0 | 0 | 0 | 0 | 0
IGCC-CCS | 0 | 0 | 0 | 0 | 0 | 0
WT_off | 0 | 0 | 0 | 0 | 0 | 0
PseudoUnit | 0 | 0 | 0 | 0 | 0 | 0
FixedInterchange | 0 | 0 | 0 | 0 | 0 | 0
Emission Cost by Reporting Type: AZ_NM_SNV_NucRenew
ReportingType | 2015 | 2020 | 2025 | 2030 | 2035 | 2040
BM | 0 | 0 | 0 | 0 | 0 | 0
CC | 0 | 0 | 0 | 0 | 0 | 0
CSP | 0 | 0 | 0 | 0 | 0 | 0
CT | 0 | 0 | 0 | 0 | 0 | 0
Coal | 0 | 0 | 0 | 0 | 0 | 0
Geo | 0 | 0 | 0 | 0 | 0 | 0
H | 0 | 0 | 0 | 0 | 0 | 0
LFG | 0 | 0 | 0 | 0 | 0 | 0
Nuc | 0 | 0 | 0 | 0 | 0 | 0
PS | 0 | 0 | 0 | 0 | 0 | 0
PV | 0 | 0 | 0 | 0 | 0 | 0
PeakG | 0 | 0 | 0 | 0 | 0 | 0
PeakO | 0 | 0 | 0 | 0 | 0 | 0
ST | 0 | 0 | 0 | 0 | 0 | 0
STOG | 0 | 0 | 0 | 0 | 0 | 0
STWD | 0 | 0 | 0 | 0 | 0 | 0
WT | 0 | 0 | 0 | 0 | 0 | 0
IGCC | 0 | 0 | 0 | 0 | 0 | 0
DemandResponse | 0 | 0 | 0 | 0 | 0 | 0
IGCC-CCS | 0 | 0 | 0 | 0 | 0 | 0
WT_off | 0 | 0 | 0 | 0 | 0 | 0
PseudoUnit | 0 | 0 | 0 | 0 | 0 | 0
FixedInterchange | 0 | 0 | 0 | 0 | 0 | 0
Emission Cost by Reporting Type: ERCOT
ReportingType | 2015 | 2020 | 2025 | 2030 | 2035 | 2040
BM | 0 | 0 | 0 | 0 | 0 | 0
CC | 0 | 0 | 0 | 0 | 0 | 0
CSP | 0 | 0 | 0 | 0 | 0 | 0
CT | 0 | 0 | 0 | 0 | 0 | 0
Coal | 0 | 0 | 0 | 0 | 0 | 0
Geo | 0 | 0 | 0 | 0 | 0 | 0
H | 0 | 0 | 0 | 0 | 0 | 0
LFG | 0 | 0 | 0 | 0 | 0 | 0
Nuc | 0 | 0 | 0 | 0 | 0 | 0
PS | 0 | 0 | 0 | 0 | 0 | 0
PV | 0 | 0 | 0 | 0 | 0 | 0
PeakG | 0 | 0 | 0 | 0 | 0 | 0
PeakO | 0 | 0 | 0 | 0 | 0 | 0
ST | 0 | 0 | 0 | 0 | 0 | 0
STOG | 0 | 0 | 0 | 0 | 0 | 0
STWD | 0 | 0 | 0 | 0 | 0 | 0
WT | 0 | 0 | 0 | 0 | 0 | 0
IGCC | 0 | 0 | 0 | 0 | 0 | 0
DemandResponse | 0 | 0 | 0 | 0 | 0 | 0
IGCC-CCS | 0 | 0 | 0 | 0 | 0 | 0
WT_off | 0 | 0 | 0 | 0 | 0 | 0
PseudoUnit | 0 | 0 | 0 | 0 | 0 | 0
FixedInterchange | 0 | 0 | 0 | 0 | 0 | 0
Emission Cost by Reporting Type: NP15
ReportingType | 2015 | 2020 | 2025 | 2030 | 2035 | 2040
BM | 0 | 0 | 0 | 0 | 0 | 0
CC | 284.93 | 359.01 | 521.51 | 334.06 | 163.58 | 103.27
CSP | 0 | 0 | 0 | 0 | 0 | 0
CT | 0 | 0 | 0 | 1.19 | 0 | 0.21
Coal | 4.6 | 5.87 | 7.49 | 9.56 | 0.35 | 0
Geo | 0 | 0 | 0 | 0 | 0 | 0
H | 0 | 0 | 0 | 0 | 0 | 0
LFG | 0 | 0 | 0 | 0 | 0 | 0
Nuc | 0 | 0 | 0 | 0 | 0 | 0
PS | 0 | 0 | 0 | 0 | 0 | 0
PV | 0 | 0 | 0 | 0 | 0 | 0
PeakG | 0 | 0 | 0.41 | 2.17 | 0.4 | 1.84
PeakO | 0 | 0 | 0 | 0 | 0 | 0
ST | 0 | 0 | 0 | 0 | 0 | 0
STOG | 2.18 | 3.24 | 14.9 | 29.09 | 2.68 | 6.15
STWD | 0 | 0 | 0 | 0 | 0 | 0
WT | 0 | 0 | 0 | 0 | 0 | 0
IGCC | 0 | 0 | 0 | 0 | 0 | 0
DemandResponse | 0 | 0 | 0 | 0 | 0 | 0
IGCC-CCS | 0 | 0 | 0 | 0 | 0 | 0
WT_off | 0 | 0 | 0 | 0 | 0 | 0
PseudoUnit | 0 | 0 | 0 | 0 | 0 | 0
FixedInterchange | 0 | 0 | 0 | 0 | 0 | 0
Emission Cost by Reporting Type: NWPP_Coal
ReportingType | 2015 | 2020 | 2025 | 2030 | 2035 | 2040
BM | 0 | 0 | 0 | 0 | 0 | 0
CC | 0 | 0 | 0 | 0 | 0 | 0
CSP | 0 | 0 | 0 | 0 | 0 | 0
CT | 0 | 0 | 0 | 0 | 0 | 0
Coal | 0 | 0 | 0 | 0 | 0 | 0
Geo | 0 | 0 | 0 | 0 | 0 | 0
H | 0 | 0 | 0 | 0 | 0 | 0
LFG | 0 | 0 | 0 | 0 | 0 | 0
Nuc | 0 | 0 | 0 | 0 | 0 | 0
PS | 0 | 0 | 0 | 0 | 0 | 0
PV | 0 | 0 | 0 | 0 | 0 | 0
PeakG | 0 | 0 | 0 | 0 | 0 | 0
PeakO | 0 | 0 | 0 | 0 | 0 | 0
ST | 0 | 0 | 0 | 0 | 0 | 0
STOG | 0 | 0 | 0 | 0 | 0 | 0
STWD | 0 | 0 | 0 | 0 | 0 | 0
WT | 0 | 0 | 0 | 0 | 0 | 0
IGCC | 0 | 0 | 0 | 0 | 0 | 0
DemandResponse | 0 | 0 | 0 | 0 | 0 | 0
IGCC-CCS | 0 | 0 | 0 | 0 | 0 | 0
WT_off | 0 | 0 | 0 | 0 | 0 | 0
PseudoUnit | 0 | 0 | 0 | 0 | 0 | 0
FixedInterchange | 0 | 0 | 0 | 0 | 0 | 0
Emission Cost by Reporting Type: NWPP_Gas
ReportingType | 2015 | 2020 | 2025 | 2030 | 2035 | 2040
BM | 0 | 0 | 0 | 0 | 0 | 0
CC | 0 | 0 | 0 | 0 | 0 | 0
CSP | 0 | 0 | 0 | 0 | 0 | 0
CT | 0 | 0 | 0 | 0 | 0 | 0
Coal | 0 | 0 | 0 | 0 | 0 | 0
Geo | 0 | 0 | 0 | 0 | 0 | 0
H | 0 | 0 | 0 | 0 | 0 | 0
LFG | 0 | 0 | 0 | 0 | 0 | 0
Nuc | 0 | 0 | 0 | 0 | 0 | 0
PS | 0 | 0 | 0 | 0 | 0 | 0
PV | 0 | 0 | 0 | 0 | 0 | 0
PeakG | 0 | 0 | 0 | 0 | 0 | 0
PeakO | 0 | 0 | 0 | 0 | 0 | 0
ST | 0 | 0 | 0 | 0 | 0 | 0
STOG | 0 | 0 | 0 | 0 | 0 | 0
STWD | 0 | 0 | 0 | 0 | 0 | 0
WT | 0 | 0 | 0 | 0 | 0 | 0
IGCC | 0 | 0 | 0 | 0 | 0 | 0
DemandResponse | 0 | 0 | 0 | 0 | 0 | 0
IGCC-CCS | 0 | 0 | 0 | 0 | 0 | 0
WT_off | 0 | 0 | 0 | 0 | 0 | 0
PseudoUnit | 0 | 0 | 0 | 0 | 0 | 0
FixedInterchange | 0 | 0 | 0 | 0 | 0 | 0
Emission Cost by Reporting Type: NWPP_NucRenew
ReportingType | 2015 | 2020 | 2025 | 2030 | 2035 | 2040
BM | 0 | 0 | 0 | 0 | 0 | 0
CC | 0 | 0 | 0 | 0 | 0 | 0
CSP | 0 | 0 | 0 | 0 | 0 | 0
CT | 0 | 0 | 0 | 0 | 0 | 0
Coal | 0 | 0 | 0 | 0 | 0 | 0
Geo | 0 | 0 | 0 | 0 | 0 | 0
H | 0 | 0 | 0 | 0 | 0 | 0
LFG | 0 | 0 | 0 | 0 | 0 | 0
Nuc | 0 | 0 | 0 | 0 | 0 | 0
PS | 0 | 0 | 0 | 0 | 0 | 0
PV | 0 | 0 | 0 | 0 | 0 | 0
PeakG | 0 | 0 | 0 | 0 | 0 | 0
PeakO | 0 | 0 | 0 | 0 | 0 | 0
ST | 0 | 0 | 0 | 0 | 0 | 0
STOG | 0 | 0 | 0 | 0 | 0 | 0
STWD | 0 | 0 | 0 | 0 | 0 | 0
WT | 0 | 0 | 0 | 0 | 0 | 0
IGCC | 0 | 0 | 0 | 0 | 0 | 0
DemandResponse | 0 | 0 | 0 | 0 | 0 | 0
IGCC-CCS | 0 | 0 | 0 | 0 | 0 | 0
WT_off | 0 | 0 | 0 | 0 | 0 | 0
PseudoUnit | 0 | 0 | 0 | 0 | 0 | 0
FixedInterchange | 0 | 0 | 0 | 0 | 0 | 0
Emission Cost by Reporting Type: RMPA
ReportingType | 2015 | 2020 | 2025 | 2030 | 2035 | 2040
BM | 0 | 0 | 0 | 0 | 0 | 0
CC | 0 | 0 | 0 | 0 | 0 | 0
CSP | 0 | 0 | 0 | 0 | 0 | 0
CT | 0 | 0 | 0 | 0 | 0 | 0
Coal | 0 | 0 | 0 | 0 | 0 | 0
Geo | 0 | 0 | 0 | 0 | 0 | 0
H | 0 | 0 | 0 | 0 | 0 | 0
LFG | 0 | 0 | 0 | 0 | 0 | 0
Nuc | 0 | 0 | 0 | 0 | 0 | 0
PS | 0 | 0 | 0 | 0 | 0 | 0
PV | 0 | 0 | 0 | 0 | 0 | 0
PeakG | 0 | 0 | 0 | 0 | 0 | 0
PeakO | 0 | 0 | 0 | 0 | 0 | 0
ST | 0 | 0 | 0 | 0 | 0 | 0
STOG | 0 | 0 | 0 | 0 | 0 | 0
STWD | 0 | 0 | 0 | 0 | 0 | 0
WT | 0 | 0 | 0 | 0 | 0 | 0
IGCC | 0 | 0 | 0 | 0 | 0 | 0
DemandResponse | 0 | 0 | 0 | 0 | 0 | 0
IGCC-CCS | 0 | 0 | 0 | 0 | 0 | 0
WT_off | 0 | 0 | 0 | 0 | 0 | 0
PseudoUnit | 0 | 0 | 0 | 0 | 0 | 0
FixedInterchange | 0 | 0 | 0 | 0 | 0 | 0
Emission Cost by Reporting Type: SP15
ReportingType | 2015 | 2020 | 2025 | 2030 | 2035 | 2040
BM | 0 | 0 | 0 | 0 | 0 | 0
CC | 358.62 | 272.6 | 457.83 | 332.19 | 271.04 | 290
CSP | 0 | 0 | 0 | 0 | 0 | 0
CT | 0 | 0 | 0 | 0 | 0.57 | 0.72
Coal | 15.51 | 19.79 | 25.26 | 19.79 | 8.95 | 0
Geo | 0 | 0 | 0 | 0 | 0 | 0
H | 0 | 0 | 0 | 0 | 0 | 0
LFG | 0 | 0 | 0 | 0 | 0 | 0
Nuc | 0 | 0 | 0 | 0 | 0 | 0
PS | 0 | 0 | 0 | 0 | 0 | 0
PV | 0 | 0 | 0 | 0 | 0 | 0
PeakG | 0 | 0 | 0.26 | 1.21 | 1.8 | 4.02
PeakO | 0 | 0 | 0 | 0 | 0 | 0.03
ST | 0 | 0 | 0 | 0 | 0 | 0
STOG | 5.74 | 12.97 | 18.22 | 31.84 | 37.66 | 59.42
STWD | 0 | 0 | 0 | 0 | 0 | 0
WT | 0 | 0 | 0 | 0 | 0 | 0
IGCC | 0 | 0 | 0 | 0 | 0 | 0
DemandResponse | 0 | 0 | 0 | 0 | 0 | 0
IGCC-CCS | 0 | 0 | 0 | 0 | 0 | 0
WT_off | 0 | 0 | 0 | 0 | 0 | 0
PseudoUnit | 0 | 0 | 0 | 0 | 0 | 0
FixedInterchange | 0 | 0 | 0 | 0 | 0 | 0
Emission Cost by Reporting Type: ALB
ReportingType | 2015 | 2020 | 2025 | 2030 | 2035 | 2040
BM | 0 | 0 | 0 | 0 | 0 | 0
CC | 0 | 0 | 0 | 0 | 0 | 0
CSP | 0 | 0 | 0 | 0 | 0 | 0
CT | 0 | 0 | 0 | 0 | 0 | 0
Coal | 0 | 0 | 0 | 0 | 0 | 0
Geo | 0 | 0 | 0 | 0 | 0 | 0
H | 0 | 0 | 0 | 0 | 0 | 0
LFG | 0 | 0 | 0 | 0 | 0 | 0
Nuc | 0 | 0 | 0 | 0 | 0 | 0
PS | 0 | 0 | 0 | 0 | 0 | 0
PV | 0 | 0 | 0 | 0 | 0 | 0
PeakG | 0 | 0 | 0 | 0 | 0 | 0
PeakO | 0 | 0 | 0 | 0 | 0 | 0
ST | 0 | 0 | 0 | 0 | 0 | 0
STOG | 0 | 0 | 0 | 0 | 0 | 0
STWD | 0 | 0 | 0 | 0 | 0 | 0
WT | 0 | 0 | 0 | 0 | 0 | 0
IGCC | 0 | 0 | 0 | 0 | 0 | 0
DemandResponse | 0 | 0 | 0 | 0 | 0 | 0
IGCC-CCS | 0 | 0 | 0 | 0 | 0 | 0
WT_off | 0 | 0 | 0 | 0 | 0 | 0
PseudoUnit | 0 | 0 | 0 | 0 | 0 | 0
FixedInterchange | 0 | 0 | 0 | 0 | 0 | 0
Emission Cost by Reporting Type: BC
ReportingType | 2015 | 2020 | 2025 | 2030 | 2035 | 2040
BM | 0 | 0 | 0 | 0 | 0 | 0
CC | 0 | 0 | 0 | 0 | 0 | 0
CSP | 0 | 0 | 0 | 0 | 0 | 0
CT | 0 | 0 | 0 | 0 | 0 | 0
Coal | 0 | 0 | 0 | 0 | 0 | 0
Geo | 0 | 0 | 0 | 0 | 0 | 0
H | 0 | 0 | 0 | 0 | 0 | 0
LFG | 0 | 0 | 0 | 0 | 0 | 0
Nuc | 0 | 0 | 0 | 0 | 0 | 0
PS | 0 | 0 | 0 | 0 | 0 | 0
PV | 0 | 0 | 0 | 0 | 0 | 0
PeakG | 0 | 0 | 0 | 0 | 0 | 0
PeakO | 0 | 0 | 0 | 0 | 0 | 0
ST | 0 | 0 | 0 | 0 | 0 | 0
STOG | 0 | 0 | 0 | 0 | 0 | 0
STWD | 0 | 0 | 0 | 0 | 0 | 0
WT | 0 | 0 | 0 | 0 | 0 | 0
IGCC | 0 | 0 | 0 | 0 | 0 | 0
DemandResponse | 0 | 0 | 0 | 0 | 0 | 0
IGCC-CCS | 0 | 0 | 0 | 0 | 0 | 0
WT_off | 0 | 0 | 0 | 0 | 0 | 0
PseudoUnit | 0 | 0 | 0 | 0 | 0 | 0
FixedInterchange | 0 | 0 | 0 | 0 | 0 | 0
Emission Cost by Reporting Type: HQ_IESO
ReportingType | 2015 | 2020 | 2025 | 2030 | 2035 | 2040
BM | 0 | 0 | 0 | 0 | 0 | 0
CC | 0 | 0 | 0 | 0 | 0 | 0
CSP | 0 | 0 | 0 | 0 | 0 | 0
CT | 0 | 0 | 0 | 0 | 0 | 0
Coal | 0 | 0 | 0 | 0 | 0 | 0
Geo | 0 | 0 | 0 | 0 | 0 | 0
H | 0 | 0 | 0 | 0 | 0 | 0
LFG | 0 | 0 | 0 | 0 | 0 | 0
Nuc | 0 | 0 | 0 | 0 | 0 | 0
PS | 0 | 0 | 0 | 0 | 0 | 0
PV | 0 | 0 | 0 | 0 | 0 | 0
PeakG | 0 | 0 | 0 | 0 | 0 | 0
PeakO | 0 | 0 | 0 | 0 | 0 | 0
ST | 0 | 0 | 0 | 0 | 0 | 0
STOG | 0 | 0 | 0 | 0 | 0 | 0
STWD | 0 | 0 | 0 | 0 | 0 | 0
WT | 0 | 0 | 0 | 0 | 0 | 0
IGCC | 0 | 0 | 0 | 0 | 0 | 0
DemandResponse | 0 | 0 | 0 | 0 | 0 | 0
IGCC-CCS | 0 | 0 | 0 | 0 | 0 | 0
WT_off | 0 | 0 | 0 | 0 | 0 | 0
PseudoUnit | 0 | 0 | 0 | 0 | 0 | 0
FixedInterchange | 0 | 0 | 0 | 0 | 0 | 0
Emission Cost by Reporting Type: HQ_NEISO
ReportingType | 2015 | 2020 | 2025 | 2030 | 2035 | 2040
BM | 0 | 0 | 0 | 0 | 0 | 0
CC | 0 | 0 | 0 | 0 | 0 | 0
CSP | 0 | 0 | 0 | 0 | 0 | 0
CT | 0 | 0 | 0 | 0 | 0 | 0
Coal | 0 | 0 | 0 | 0 | 0 | 0
Geo | 0 | 0 | 0 | 0 | 0 | 0
H | 0 | 0 | 0 | 0 | 0 | 0
LFG | 0 | 0 | 0 | 0 | 0 | 0
Nuc | 0 | 0 | 0 | 0 | 0 | 0
PS | 0 | 0 | 0 | 0 | 0 | 0
PV | 0 | 0 | 0 | 0 | 0 | 0
PeakG | 0 | 0 | 0 | 0 | 0 | 0
PeakO | 0 | 0 | 0 | 0 | 0 | 0
ST | 0 | 0 | 0 | 0 | 0 | 0
STOG | 0 | 0 | 0 | 0 | 0 | 0
STWD | 0 | 0 | 0 | 0 | 0 | 0
WT | 0 | 0 | 0 | 0 | 0 | 0
IGCC | 0 | 0 | 0 | 0 | 0 | 0
DemandResponse | 0 | 0 | 0 | 0 | 0 | 0
IGCC-CCS | 0 | 0 | 0 | 0 | 0 | 0
WT_off | 0 | 0 | 0 | 0 | 0 | 0
PseudoUnit | 0 | 0 | 0 | 0 | 0 | 0
FixedInterchange | 0 | 0 | 0 | 0 | 0 | 0
Emission Cost by Reporting Type: HQ_NY
ReportingType | 2015 | 2020 | 2025 | 2030 | 2035 | 2040
BM | 0 | 0 | 0 | 0 | 0 | 0
CC | 0 | 0 | 0 | 0 | 0 | 0
CSP | 0 | 0 | 0 | 0 | 0 | 0
CT | 0 | 0 | 0 | 0 | 0 | 0
Coal | 0 | 0 | 0 | 0 | 0 | 0
Geo | 0 | 0 | 0 | 0 | 0 | 0
H | 0 | 0 | 0 | 0 | 0 | 0
LFG | 0 | 0 | 0 | 0 | 0 | 0
Nuc | 0 | 0 | 0 | 0 | 0 | 0
PS | 0 | 0 | 0 | 0 | 0 | 0
PV | 0 | 0 | 0 | 0 | 0 | 0
PeakG | 0 | 0 | 0 | 0 | 0 | 0
PeakO | 0 | 0 | 0 | 0 | 0 | 0
ST | 0 | 0 | 0 | 0 | 0 | 0
STOG | 0 | 0 | 0 | 0 | 0 | 0
STWD | 0 | 0 | 0 | 0 | 0 | 0
WT | 0 | 0 | 0 | 0 | 0 | 0
IGCC | 0 | 0 | 0 | 0 | 0 | 0
DemandResponse | 0 | 0 | 0 | 0 | 0 | 0
IGCC-CCS | 0 | 0 | 0 | 0 | 0 | 0
WT_off | 0 | 0 | 0 | 0 | 0 | 0
PseudoUnit | 0 | 0 | 0 | 0 | 0 | 0
FixedInterchange | 0 | 0 | 0 | 0 | 0 | 0
Emission Cost by Reporting Type: MARITIMES
ReportingType | 2015 | 2020 | 2025 | 2030 | 2035 | 2040
BM | 0 | 0 | 0 | 0 | 0 | 0
CC | 0 | 0 | 0 | 0 | 0 | 0
CSP | 0 | 0 | 0 | 0 | 0 | 0
CT | 0 | 0 | 0 | 0 | 0 | 0
Coal | 0 | 0 | 0 | 0 | 0 | 0
Geo | 0 | 0 | 0 | 0 | 0 | 0
H | 0 | 0 | 0 | 0 | 0 | 0
LFG | 0 | 0 | 0 | 0 | 0 | 0
Nuc | 0 | 0 | 0 | 0 | 0 | 0
PS | 0 | 0 | 0 | 0 | 0 | 0
PV | 0 | 0 | 0 | 0 | 0 | 0
PeakG | 0 | 0 | 0 | 0 | 0 | 0
PeakO | 0 | 0 | 0 | 0 | 0 | 0
ST | 0 | 0 | 0 | 0 | 0 | 0
STOG | 0 | 0 | 0 | 0 | 0 | 0
STWD | 0 | 0 | 0 | 0 | 0 | 0
WT | 0 | 0 | 0 | 0 | 0 | 0
IGCC | 0 | 0 | 0 | 0 | 0 | 0
DemandResponse | 0 | 0 | 0 | 0 | 0 | 0
IGCC-CCS | 0 | 0 | 0 | 0 | 0 | 0
WT_off | 0 | 0 | 0 | 0 | 0 | 0
PseudoUnit | 0 | 0 | 0 | 0 | 0 | 0
FixedInterchange | 0 | 0 | 0 | 0 | 0 | 0
Emission Cost by Reporting Type: All
ReportingType | 2015 | 2020 | 2025 | 2030 | 2035 | 2040
BM | 0 | 0 | 0 | 0 | 0 | 0
CC | 643.55 | 631.61 | 979.34 | 666.24 | 434.62 | 393.27
CSP | 0 | 0 | 0 | 0 | 0 | 0
CT | 0 | 0 | 0 | 1.19 | 0.57 | 0.93
Coal | 20.1 | 25.66 | 32.75 | 29.35 | 9.31 | 0
Geo | 0 | 0 | 0 | 0 | 0 | 0
H | 0 | 0 | 0 | 0 | 0 | 0
LFG | 0 | 0 | 0 | 0 | 0 | 0
Nuc | 0 | 0 | 0 | 0 | 0 | 0
PS | 0 | 0 | 0 | 0 | 0 | 0
PV | 0 | 0 | 0 | 0 | 0 | 0
PeakG | 0 | 0 | 0.67 | 3.37 | 2.2 | 5.86
PeakO | 0 | 0 | 0 | 0 | 0 | 0.03
ST | 0 | 0 | 0 | 0 | 0 | 0
STOG | 7.92 | 16.21 | 33.12 | 60.93 | 40.34 | 65.56
STWD | 0 | 0 | 0 | 0 | 0 | 0
WT | 0 | 0 | 0 | 0 | 0 | 0
IGCC | 0 | 0 | 0 | 0 | 0 | 0
DemandResponse | 0 | 0 | 0 | 0 | 0 | 0
IGCC-CCS | 0 | 0 | 0 | 0 | 0 | 0
WT_off | 0 | 0 | 0 | 0 | 0 | 0
PseudoUnit | 0 | 0 | 0 | 0 | 0 | 0
FixedInterchange | 0 | 0 | 0 | 0 | 0 | 0
Emission Cost by Reporting Type: EI_US
ReportingType | 2015 | 2020 | 2025 | 2030 | 2035 | 2040
BM | 0 | 0 | 0 | 0 | 0 | 0
CC | 0 | 0 | 0 | 0 | 0 | 0
CSP | 0 | 0 | 0 | 0 | 0 | 0
CT | 0 | 0 | 0 | 0 | 0 | 0
Coal | 0 | 0 | 0 | 0 | 0 | 0
Geo | 0 | 0 | 0 | 0 | 0 | 0
H | 0 | 0 | 0 | 0 | 0 | 0
LFG | 0 | 0 | 0 | 0 | 0 | 0
Nuc | 0 | 0 | 0 | 0 | 0 | 0
PS | 0 | 0 | 0 | 0 | 0 | 0
PV | 0 | 0 | 0 | 0 | 0 | 0
PeakG | 0 | 0 | 0 | 0 | 0 | 0
PeakO | 0 | 0 | 0 | 0 | 0 | 0
ST | 0 | 0 | 0 | 0 | 0 | 0
STOG | 0 | 0 | 0 | 0 | 0 | 0
STWD | 0 | 0 | 0 | 0 | 0 | 0
WT | 0 | 0 | 0 | 0 | 0 | 0
IGCC | 0 | 0 | 0 | 0 | 0 | 0
DemandResponse | 0 | 0 | 0 | 0 | 0 | 0
IGCC-CCS | 0 | 0 | 0 | 0 | 0 | 0
WT_off | 0 | 0 | 0 | 0 | 0 | 0
PseudoUnit | 0 | 0 | 0 | 0 | 0 | 0
FixedInterchange | 0 | 0 | 0 | 0 | 0 | 0
Emission Cost by Reporting Type: EI_Canada
ReportingType | 2015 | 2020 | 2025 | 2030 | 2035 | 2040
BM | 0 | 0 | 0 | 0 | 0 | 0
CC | 0 | 0 | 0 | 0 | 0 | 0
CSP | 0 | 0 | 0 | 0 | 0 | 0
CT | 0 | 0 | 0 | 0 | 0 | 0
Coal | 0 | 0 | 0 | 0 | 0 | 0
Geo | 0 | 0 | 0 | 0 | 0 | 0
H | 0 | 0 | 0 | 0 | 0 | 0
LFG | 0 | 0 | 0 | 0 | 0 | 0
Nuc | 0 | 0 | 0 | 0 | 0 | 0
PS | 0 | 0 | 0 | 0 | 0 | 0
PV | 0 | 0 | 0 | 0 | 0 | 0
PeakG | 0 | 0 | 0 | 0 | 0 | 0
PeakO | 0 | 0 | 0 | 0 | 0 | 0
ST | 0 | 0 | 0 | 0 | 0 | 0
STOG | 0 | 0 | 0 | 0 | 0 | 0
STWD | 0 | 0 | 0 | 0 | 0 | 0
WT | 0 | 0 | 0 | 0 | 0 | 0
IGCC | 0 | 0 | 0 | 0 | 0 | 0
DemandResponse | 0 | 0 | 0 | 0 | 0 | 0
IGCC-CCS | 0 | 0 | 0 | 0 | 0 | 0
WT_off | 0 | 0 | 0 | 0 | 0 | 0
PseudoUnit | 0 | 0 | 0 | 0 | 0 | 0
FixedInterchange | 0 | 0 | 0 | 0 | 0 | 0
Emission Cost by Reporting Type: EI
ReportingType | 2015 | 2020 | 2025 | 2030 | 2035 | 2040
BM | 0 | 0 | 0 | 0 | 0 | 0
CC | 0 | 0 | 0 | 0 | 0 | 0
CSP | 0 | 0 | 0 | 0 | 0 | 0
CT | 0 | 0 | 0 | 0 | 0 | 0
Coal | 0 | 0 | 0 | 0 | 0 | 0
Geo | 0 | 0 | 0 | 0 | 0 | 0
H | 0 | 0 | 0 | 0 | 0 | 0
LFG | 0 | 0 | 0 | 0 | 0 | 0
Nuc | 0 | 0 | 0 | 0 | 0 | 0
PS | 0 | 0 | 0 | 0 | 0 | 0
PV | 0 | 0 | 0 | 0 | 0 | 0
PeakG | 0 | 0 | 0 | 0 | 0 | 0
PeakO | 0 | 0 | 0 | 0 | 0 | 0
ST | 0 | 0 | 0 | 0 | 0 | 0
STOG | 0 | 0 | 0 | 0 | 0 | 0
STWD | 0 | 0 | 0 | 0 | 0 | 0
WT | 0 | 0 | 0 | 0 | 0 | 0
IGCC | 0 | 0 | 0 | 0 | 0 | 0
DemandResponse | 0 | 0 | 0 | 0 | 0 | 0
IGCC-CCS | 0 | 0 | 0 | 0 | 0 | 0
WT_off | 0 | 0 | 0 | 0 | 0 | 0
PseudoUnit | 0 | 0 | 0 | 0 | 0 | 0
FixedInterchange | 0 | 0 | 0 | 0 | 0 | 0
Emission Cost by Reporting Type: Outside_EI
ReportingType | 2015 | 2020 | 2025 | 2030 | 2035 | 2040
BM | 0 | 0 | 0 | 0 | 0 | 0
CC | 643.55 | 631.61 | 979.34 | 666.24 | 434.62 | 393.27
CSP | 0 | 0 | 0 | 0 | 0 | 0
CT | 0 | 0 | 0 | 1.19 | 0.57 | 0.93
Coal | 20.1 | 25.66 | 32.75 | 29.35 | 9.31 | 0
Geo | 0 | 0 | 0 | 0 | 0 | 0
H | 0 | 0 | 0 | 0 | 0 | 0
LFG | 0 | 0 | 0 | 0 | 0 | 0
Nuc | 0 | 0 | 0 | 0 | 0 | 0
PS | 0 | 0 | 0 | 0 | 0 | 0
PV | 0 | 0 | 0 | 0 | 0 | 0
PeakG | 0 | 0 | 0.67 | 3.37 | 2.2 | 5.86
PeakO | 0 | 0 | 0 | 0 | 0 | 0.03
ST | 0 | 0 | 0 | 0 | 0 | 0
STOG | 7.92 | 16.21 | 33.12 | 60.93 | 40.34 | 65.56
STWD | 0 | 0 | 0 | 0 | 0 | 0
WT | 0 | 0 | 0 | 0 | 0 | 0
IGCC | 0 | 0 | 0 | 0 | 0 | 0
DemandResponse | 0 | 0 | 0 | 0 | 0 | 0
IGCC-CCS | 0 | 0 | 0 | 0 | 0 | 0
WT_off | 0 | 0 | 0 | 0 | 0 | 0
PseudoUnit | 0 | 0 | 0 | 0 | 0 | 0
FixedInterchange | 0 | 0 | 0 | 0 | 0 | 0
==== Emission Program: RGGI : (CO2) ====
Emission Cost by Reporting Type: Entergy
ReportingType | 2015 | 2020 | 2025 | 2030 | 2035 | 2040
BM | 0 | 0 | 0 | 0 | 0 | 0
CC | 0 | 0 | 0 | 0 | 0 | 0
CSP | 0 | 0 | 0 | 0 | 0 | 0
CT | 0 | 0 | 0 | 0 | 0 | 0
Coal | 0 | 0 | 0 | 0 | 0 | 0
Geo | 0 | 0 | 0 | 0 | 0 | 0
H | 0 | 0 | 0 | 0 | 0 | 0
LFG | 0 | 0 | 0 | 0 | 0 | 0
Nuc | 0 | 0 | 0 | 0 | 0 | 0
PS | 0 | 0 | 0 | 0 | 0 | 0
PV | 0 | 0 | 0 | 0 | 0 | 0
PeakG | 0 | 0 | 0 | 0 | 0 | 0
PeakO | 0 | 0 | 0 | 0 | 0 | 0
ST | 0 | 0 | 0 | 0 | 0 | 0
STOG | 0 | 0 | 0 | 0 | 0 | 0
STWD | 0 | 0 | 0 | 0 | 0 | 0
WT | 0 | 0 | 0 | 0 | 0 | 0
IGCC | 0 | 0 | 0 | 0 | 0 | 0
DemandResponse | 0 | 0 | 0 | 0 | 0 | 0
IGCC-CCS | 0 | 0 | 0 | 0 | 0 | 0
WT_off | 0 | 0 | 0 | 0 | 0 | 0
PseudoUnit | 0 | 0 | 0 | 0 | 0 | 0
FixedInterchange | 0 | 0 | 0 | 0 | 0 | 0
Emission Cost by Reporting Type: FRCC
ReportingType | 2015 | 2020 | 2025 | 2030 | 2035 | 2040
BM | 0 | 0 | 0 | 0 | 0 | 0
CC | 0 | 0 | 0 | 0 | 0 | 0
CSP | 0 | 0 | 0 | 0 | 0 | 0
CT | 0 | 0 | 0 | 0 | 0 | 0
Coal | 0 | 0 | 0 | 0 | 0 | 0
Geo | 0 | 0 | 0 | 0 | 0 | 0
H | 0 | 0 | 0 | 0 | 0 | 0
LFG | 0 | 0 | 0 | 0 | 0 | 0
Nuc | 0 | 0 | 0 | 0 | 0 | 0
PS | 0 | 0 | 0 | 0 | 0 | 0
PV | 0 | 0 | 0 | 0 | 0 | 0
PeakG | 0 | 0 | 0 | 0 | 0 | 0
PeakO | 0 | 0 | 0 | 0 | 0 | 0
ST | 0 | 0 | 0 | 0 | 0 | 0
STOG | 0 | 0 | 0 | 0 | 0 | 0
STWD | 0 | 0 | 0 | 0 | 0 | 0
WT | 0 | 0 | 0 | 0 | 0 | 0
IGCC | 0 | 0 | 0 | 0 | 0 | 0
DemandResponse | 0 | 0 | 0 | 0 | 0 | 0
IGCC-CCS | 0 | 0 | 0 | 0 | 0 | 0
WT_off | 0 | 0 | 0 | 0 | 0 | 0
PseudoUnit | 0 | 0 | 0 | 0 | 0 | 0
FixedInterchange | 0 | 0 | 0 | 0 | 0 | 0
Emission Cost by Reporting Type: MAPP_US
ReportingType | 2015 | 2020 | 2025 | 2030 | 2035 | 2040
BM | 0 | 0 | 0 | 0 | 0 | 0
CC | 0 | 0 | 0 | 0 | 0 | 0
CSP | 0 | 0 | 0 | 0 | 0 | 0
CT | 0 | 0 | 0 | 0 | 0 | 0
Coal | 0 | 0 | 0 | 0 | 0 | 0
Geo | 0 | 0 | 0 | 0 | 0 | 0
H | 0 | 0 | 0 | 0 | 0 | 0
LFG | 0 | 0 | 0 | 0 | 0 | 0
Nuc | 0 | 0 | 0 | 0 | 0 | 0
PS | 0 | 0 | 0 | 0 | 0 | 0
PV | 0 | 0 | 0 | 0 | 0 | 0
PeakG | 0 | 0 | 0 | 0 | 0 | 0
PeakO | 0 | 0 | 0 | 0 | 0 | 0
ST | 0 | 0 | 0 | 0 | 0 | 0
STOG | 0 | 0 | 0 | 0 | 0 | 0
STWD | 0 | 0 | 0 | 0 | 0 | 0
WT | 0 | 0 | 0 | 0 | 0 | 0
IGCC | 0 | 0 | 0 | 0 | 0 | 0
DemandResponse | 0 | 0 | 0 | 0 | 0 | 0
IGCC-CCS | 0 | 0 | 0 | 0 | 0 | 0
WT_off | 0 | 0 | 0 | 0 | 0 | 0
PseudoUnit | 0 | 0 | 0 | 0 | 0 | 0
FixedInterchange | 0 | 0 | 0 | 0 | 0 | 0
Emission Cost by Reporting Type: MISO_IN
ReportingType | 2015 | 2020 | 2025 | 2030 | 2035 | 2040
BM | 0 | 0 | 0 | 0 | 0 | 0
CC | 0 | 0 | 0 | 0 | 0 | 0
CSP | 0 | 0 | 0 | 0 | 0 | 0
CT | 0 | 0 | 0 | 0 | 0 | 0
Coal | 0 | 0 | 0 | 0 | 0 | 0
Geo | 0 | 0 | 0 | 0 | 0 | 0
H | 0 | 0 | 0 | 0 | 0 | 0
LFG | 0 | 0 | 0 | 0 | 0 | 0
Nuc | 0 | 0 | 0 | 0 | 0 | 0
PS | 0 | 0 | 0 | 0 | 0 | 0
PV | 0 | 0 | 0 | 0 | 0 | 0
PeakG | 0 | 0 | 0 | 0 | 0 | 0
PeakO | 0 | 0 | 0 | 0 | 0 | 0
ST | 0 | 0 | 0 | 0 | 0 | 0
STOG | 0 | 0 | 0 | 0 | 0 | 0
STWD | 0 | 0 | 0 | 0 | 0 | 0
WT | 0 | 0 | 0 | 0 | 0 | 0
IGCC | 0 | 0 | 0 | 0 | 0 | 0
DemandResponse | 0 | 0 | 0 | 0 | 0 | 0
IGCC-CCS | 0 | 0 | 0 | 0 | 0 | 0
WT_off | 0 | 0 | 0 | 0 | 0 | 0
PseudoUnit | 0 | 0 | 0 | 0 | 0 | 0
FixedInterchange | 0 | 0 | 0 | 0 | 0 | 0
Emission Cost by Reporting Type: MISO_MI
ReportingType | 2015 | 2020 | 2025 | 2030 | 2035 | 2040
BM | 0 | 0 | 0 | 0 | 0 | 0
CC | 0 | 0 | 0 | 0 | 0 | 0
CSP | 0 | 0 | 0 | 0 | 0 | 0
CT | 0 | 0 | 0 | 0 | 0 | 0
Coal | 0 | 0 | 0 | 0 | 0 | 0
Geo | 0 | 0 | 0 | 0 | 0 | 0
H | 0 | 0 | 0 | 0 | 0 | 0
LFG | 0 | 0 | 0 | 0 | 0 | 0
Nuc | 0 | 0 | 0 | 0 | 0 | 0
PS | 0 | 0 | 0 | 0 | 0 | 0
PV | 0 | 0 | 0 | 0 | 0 | 0
PeakG | 0 | 0 | 0 | 0 | 0 | 0
PeakO | 0 | 0 | 0 | 0 | 0 | 0
ST | 0 | 0 | 0 | 0 | 0 | 0
STOG | 0 | 0 | 0 | 0 | 0 | 0
STWD | 0 | 0 | 0 | 0 | 0 | 0
WT | 0 | 0 | 0 | 0 | 0 | 0
IGCC | 0 | 0 | 0 | 0 | 0 | 0
DemandResponse | 0 | 0 | 0 | 0 | 0 | 0
IGCC-CCS | 0 | 0 | 0 | 0 | 0 | 0
WT_off | 0 | 0 | 0 | 0 | 0 | 0
PseudoUnit | 0 | 0 | 0 | 0 | 0 | 0
FixedInterchange | 0 | 0 | 0 | 0 | 0 | 0
Emission Cost by Reporting Type: MISO_MO-IL
ReportingType | 2015 | 2020 | 2025 | 2030 | 2035 | 2040
BM | 0 | 0 | 0 | 0 | 0 | 0
CC | 0 | 0 | 0 | 0 | 0 | 0
CSP | 0 | 0 | 0 | 0 | 0 | 0
CT | 0 | 0 | 0 | 0 | 0 | 0
Coal | 0 | 0 | 0 | 0 | 0 | 0
Geo | 0 | 0 | 0 | 0 | 0 | 0
H | 0 | 0 | 0 | 0 | 0 | 0
LFG | 0 | 0 | 0 | 0 | 0 | 0
Nuc | 0 | 0 | 0 | 0 | 0 | 0
PS | 0 | 0 | 0 | 0 | 0 | 0
PV | 0 | 0 | 0 | 0 | 0 | 0
PeakG | 0 | 0 | 0 | 0 | 0 | 0
PeakO | 0 | 0 | 0 | 0 | 0 | 0
ST | 0 | 0 | 0 | 0 | 0 | 0
STOG | 0 | 0 | 0 | 0 | 0 | 0
STWD | 0 | 0 | 0 | 0 | 0 | 0
WT | 0 | 0 | 0 | 0 | 0 | 0
IGCC | 0 | 0 | 0 | 0 | 0 | 0
DemandResponse | 0 | 0 | 0 | 0 | 0 | 0
IGCC-CCS | 0 | 0 | 0 | 0 | 0 | 0
WT_off | 0 | 0 | 0 | 0 | 0 | 0
PseudoUnit | 0 | 0 | 0 | 0 | 0 | 0
FixedInterchange | 0 | 0 | 0 | 0 | 0 | 0
Emission Cost by Reporting Type: MISO_W
ReportingType | 2015 | 2020 | 2025 | 2030 | 2035 | 2040
BM | 0 | 0 | 0 | 0 | 0 | 0
CC | 0 | 0 | 0 | 0 | 0 | 0
CSP | 0 | 0 | 0 | 0 | 0 | 0
CT | 0 | 0 | 0 | 0 | 0 | 0
Coal | 0 | 0 | 0 | 0 | 0 | 0
Geo | 0 | 0 | 0 | 0 | 0 | 0
H | 0 | 0 | 0 | 0 | 0 | 0
LFG | 0 | 0 | 0 | 0 | 0 | 0
Nuc | 0 | 0 | 0 | 0 | 0 | 0
PS | 0 | 0 | 0 | 0 | 0 | 0
PV | 0 | 0 | 0 | 0 | 0 | 0
PeakG | 0 | 0 | 0 | 0 | 0 | 0
PeakO | 0 | 0 | 0 | 0 | 0 | 0
ST | 0 | 0 | 0 | 0 | 0 | 0
STOG | 0 | 0 | 0 | 0 | 0 | 0
STWD | 0 | 0 | 0 | 0 | 0 | 0
WT | 0 | 0 | 0 | 0 | 0 | 0
IGCC | 0 | 0 | 0 | 0 | 0 | 0
DemandResponse | 0 | 0 | 0 | 0 | 0 | 0
IGCC-CCS | 0 | 0 | 0 | 0 | 0 | 0
WT_off | 0 | 0 | 0 | 0 | 0 | 0
PseudoUnit | 0 | 0 | 0 | 0 | 0 | 0
FixedInterchange | 0 | 0 | 0 | 0 | 0 | 0
Emission Cost by Reporting Type: MISO_WUMS
ReportingType | 2015 | 2020 | 2025 | 2030 | 2035 | 2040
BM | 0 | 0 | 0 | 0 | 0 | 0
CC | 0 | 0 | 0 | 0 | 0 | 0
CSP | 0 | 0 | 0 | 0 | 0 | 0
CT | 0 | 0 | 0 | 0 | 0 | 0
Coal | 0 | 0 | 0 | 0 | 0 | 0
Geo | 0 | 0 | 0 | 0 | 0 | 0
H | 0 | 0 | 0 | 0 | 0 | 0
LFG | 0 | 0 | 0 | 0 | 0 | 0
Nuc | 0 | 0 | 0 | 0 | 0 | 0
PS | 0 | 0 | 0 | 0 | 0 | 0
PV | 0 | 0 | 0 | 0 | 0 | 0
PeakG | 0 | 0 | 0 | 0 | 0 | 0
PeakO | 0 | 0 | 0 | 0 | 0 | 0
ST | 0 | 0 | 0 | 0 | 0 | 0
STOG | 0 | 0 | 0 | 0 | 0 | 0
STWD | 0 | 0 | 0 | 0 | 0 | 0
WT | 0 | 0 | 0 | 0 | 0 | 0
IGCC | 0 | 0 | 0 | 0 | 0 | 0
DemandResponse | 0 | 0 | 0 | 0 | 0 | 0
IGCC-CCS | 0 | 0 | 0 | 0 | 0 | 0
WT_off | 0 | 0 | 0 | 0 | 0 | 0
PseudoUnit | 0 | 0 | 0 | 0 | 0 | 0
FixedInterchange | 0 | 0 | 0 | 0 | 0 | 0
Emission Cost by Reporting Type: Nebraska
ReportingType | 2015 | 2020 | 2025 | 2030 | 2035 | 2040
BM | 0 | 0 | 0 | 0 | 0 | 0
CC | 0 | 0 | 0 | 0 | 0 | 0
CSP | 0 | 0 | 0 | 0 | 0 | 0
CT | 0 | 0 | 0 | 0 | 0 | 0
Coal | 0 | 0 | 0 | 0 | 0 | 0
Geo | 0 | 0 | 0 | 0 | 0 | 0
H | 0 | 0 | 0 | 0 | 0 | 0
LFG | 0 | 0 | 0 | 0 | 0 | 0
Nuc | 0 | 0 | 0 | 0 | 0 | 0
PS | 0 | 0 | 0 | 0 | 0 | 0
PV | 0 | 0 | 0 | 0 | 0 | 0
PeakG | 0 | 0 | 0 | 0 | 0 | 0
PeakO | 0 | 0 | 0 | 0 | 0 | 0
ST | 0 | 0 | 0 | 0 | 0 | 0
STOG | 0 | 0 | 0 | 0 | 0 | 0
STWD | 0 | 0 | 0 | 0 | 0 | 0
WT | 0 | 0 | 0 | 0 | 0 | 0
IGCC | 0 | 0 | 0 | 0 | 0 | 0
DemandResponse | 0 | 0 | 0 | 0 | 0 | 0
IGCC-CCS | 0 | 0 | 0 | 0 | 0 | 0
WT_off | 0 | 0 | 0 | 0 | 0 | 0
PseudoUnit | 0 | 0 | 0 | 0 | 0 | 0
FixedInterchange | 0 | 0 | 0 | 0 | 0 | 0
Emission Cost by Reporting Type: NEISO
ReportingType | 2015 | 2020 | 2025 | 2030 | 2035 | 2040
BM | 0 | 0 | 0 | 0 | 0 | 0
CC | 36.06 | 36.81 | 41.25 | 47.25 | 61.8 | 71.34
CSP | 0 | 0 | 0 | 0 | 0 | 0
CT | 0 | 0 | 0.01 | 0.09 | 0.35 | 0.38
Coal | 0.02 | 0 | 0 | 0 | 0 | 0
Geo | 0 | 0 | 0 | 0 | 0 | 0
H | 0 | 0 | 0 | 0 | 0 | 0
LFG | 0 | 0 | 0 | 0 | 0 | 0
Nuc | 0 | 0 | 0 | 0 | 0 | 0
PS | 0 | 0 | 0 | 0 | 0 | 0
PV | 0 | 0 | 0 | 0 | 0 | 0
PeakG | 0.01 | 0.04 | 0.04 | 0.12 | 0.15 | 0.17
PeakO | 0 | 0 | 0 | 0 | 0 | 0
ST | 0 | 0 | 0 | 0 | 0 | 0
STOG | 0 | 0 | 0 | 0 | 0 | 0
STWD | 0 | 0 | 0 | 0 | 0 | 0
WT | 0 | 0 | 0 | 0 | 0 | 0
IGCC | 0 | 0 | 0 | 0 | 0 | 0
DemandResponse | 0 | 0 | 0 | 0 | 0 | 0
IGCC-CCS | 0 | 0 | 0 | 0 | 0 | 0
WT_off | 0 | 0 | 0 | 0 | 0 | 0
PseudoUnit | 0 | 0 | 0 | 0 | 0 | 0
FixedInterchange | 0 | 0 | 0 | 0 | 0 | 0
Emission Cost by Reporting Type: NonRTO_Midwest
ReportingType | 2015 | 2020 | 2025 | 2030 | 2035 | 2040
BM | 0 | 0 | 0 | 0 | 0 | 0
CC | 0 | 0 | 0 | 0 | 0 | 0
CSP | 0 | 0 | 0 | 0 | 0 | 0
CT | 0 | 0 | 0 | 0 | 0 | 0
Coal | 0 | 0 | 0 | 0 | 0 | 0
Geo | 0 | 0 | 0 | 0 | 0 | 0
H | 0 | 0 | 0 | 0 | 0 | 0
LFG | 0 | 0 | 0 | 0 | 0 | 0
Nuc | 0 | 0 | 0 | 0 | 0 | 0
PS | 0 | 0 | 0 | 0 | 0 | 0
PV | 0 | 0 | 0 | 0 | 0 | 0
PeakG | 0 | 0 | 0 | 0 | 0 | 0
PeakO | 0 | 0 | 0 | 0 | 0 | 0
ST | 0 | 0 | 0 | 0 | 0 | 0
STOG | 0 | 0 | 0 | 0 | 0 | 0
STWD | 0 | 0 | 0 | 0 | 0 | 0
WT | 0 | 0 | 0 | 0 | 0 | 0
IGCC | 0 | 0 | 0 | 0 | 0 | 0
DemandResponse | 0 | 0 | 0 | 0 | 0 | 0
IGCC-CCS | 0 | 0 | 0 | 0 | 0 | 0
WT_off | 0 | 0 | 0 | 0 | 0 | 0
PseudoUnit | 0 | 0 | 0 | 0 | 0 | 0
FixedInterchange | 0 | 0 | 0 | 0 | 0 | 0
Emission Cost by Reporting Type: NYISO_A-F
ReportingType | 2015 | 2020 | 2025 | 2030 | 2035 | 2040
BM | 0 | 0 | 0 | 0 | 0 | 0
CC | 5.7 | 11.5 | 13.76 | 10.98 | 10.42 | 17.85
CSP | 0 | 0 | 0 | 0 | 0 | 0
CT | 0 | 0 | 0 | 0 | 0 | 0
Coal | 0 | 0 | 0 | 0 | 0 | 0
Geo | 0 | 0 | 0 | 0 | 0 | 0
H | 0 | 0 | 0 | 0 | 0 | 0
LFG | 0 | 0 | 0 | 0 | 0 | 0
Nuc | 0 | 0 | 0 | 0 | 0 | 0
PS | 0 | 0 | 0 | 0 | 0 | 0
PV | 0 | 0 | 0 | 0 | 0 | 0
PeakG | 0 | 0 | 0.01 | 0.01 | 0.01 | 0.01
PeakO | 0 | 0 | 0 | 0 | 0 | 0
ST | 0 | 0 | 0 | 0 | 0 | 0
STOG | 0 | 0 | 0 | 0 | 0 | 0
STWD | 0 | 0 | 0 | 0 | 0 | 0
WT | 0 | 0 | 0 | 0 | 0 | 0
IGCC | 0 | 0 | 0 | 0 | 0 | 0
DemandResponse | 0 | 0 | 0 | 0 | 0 | 0
IGCC-CCS | 0 | 0 | 0 | 0 | 0 | 0
WT_off | 0 | 0 | 0 | 0 | 0 | 0
PseudoUnit | 0 | 0 | 0 | 0 | 0 | 0
FixedInterchange | 0 | 0 | 0 | 0 | 0 | 0
Emission Cost by Reporting Type: NYISO_G-I
ReportingType | 2015 | 2020 | 2025 | 2030 | 2035 | 2040
BM | 0 | 0 | 0 | 0 | 0 | 0
CC | 5.63 | 8.1 | 17.99 | 29.45 | 46.89 | 56.79
CSP | 0 | 0 | 0 | 0 | 0 | 0
CT | 0 | 0 | 0 | 0 | 0 | 0
Coal | 0 | 0 | 0 | 0 | 0 | 0
Geo | 0 | 0 | 0 | 0 | 0 | 0
H | 0 | 0 | 0 | 0 | 0 | 0
LFG | 0 | 0 | 0 | 0 | 0 | 0
Nuc | 0 | 0 | 0 | 0 | 0 | 0
PS | 0 | 0 | 0 | 0 | 0 | 0
PV | 0 | 0 | 0 | 0 | 0 | 0
PeakG | 0 | 0 | 0 | 0 | 0 | 0
PeakO | 0 | 0 | 0 | 0 | 0 | 0
ST | 0 | 0 | 0 | 0 | 0 | 0
STOG | 0.02 | 0.12 | 0.13 | 0.13 | 0.22 | 0.22
STWD | 0 | 0 | 0 | 0 | 0 | 0
WT | 0 | 0 | 0 | 0 | 0 | 0
IGCC | 0 | 0 | 0 | 0 | 0 | 0
DemandResponse | 0 | 0 | 0 | 0 | 0 | 0
IGCC-CCS | 0 | 0 | 0 | 0 | 0 | 0
WT_off | 0 | 0 | 0 | 0 | 0 | 0
PseudoUnit | 0 | 0 | 0 | 0 | 0 | 0
FixedInterchange | 0 | 0 | 0 | 0 | 0 | 0
Emission Cost by Reporting Type: NYISO_J-K
ReportingType | 2015 | 2020 | 2025 | 2030 | 2035 | 2040
BM | 0 | 0 | 0 | 0 | 0 | 0
CC | 20.34 | 26.82 | 25.72 | 30.16 | 35.4 | 44.34
CSP | 0 | 0 | 0 | 0 | 0 | 0
CT | 0 | 0.03 | 0.07 | 0.12 | 0.49 | 0.4
Coal | 0 | 0 | 0 | 0 | 0 | 0
Geo | 0 | 0 | 0 | 0 | 0 | 0
H | 0 | 0 | 0 | 0 | 0 | 0
LFG | 0 | 0 | 0 | 0 | 0 | 0
Nuc | 0 | 0 | 0 | 0 | 0 | 0
PS | 0 | 0 | 0 | 0 | 0 | 0
PV | 0 | 0 | 0 | 0 | 0 | 0
PeakG | 0.02 | 0.13 | 0.2 | 0.37 | 0.37 | 0.48
PeakO | 0 | 0 | 0 | 0 | 0 | 0
ST | 0 | 0 | 0 | 0 | 0 | 0
STOG | 1.72 | 3.72 | 4.88 | 6.77 | 7.47 | 7.24
STWD | 0 | 0 | 0 | 0 | 0 | 0
WT | 0 | 0 | 0 | 0 | 0 | 0
IGCC | 0 | 0 | 0 | 0 | 0 | 0
DemandResponse | 0 | 0 | 0 | 0 | 0 | 0
IGCC-CCS | 0 | 0 | 0 | 0 | 0 | 0
WT_off | 0 | 0 | 0 | 0 | 0 | 0
PseudoUnit | 0 | 0 | 0 | 0 | 0 | 0
FixedInterchange | 0 | 0 | 0 | 0 | 0 | 0
Emission Cost by Reporting Type: PJM_E
ReportingType | 2015 | 2020 | 2025 | 2030 | 2035 | 2040
BM | 0 | 0 | 0 | 0 | 0 | 0
CC | 19.36 | 25.94 | 25.4 | 25.21 | 40.93 | 51.42
CSP | 0 | 0 | 0 | 0 | 0 | 0
CT | 0 | 0 | 0 | 0.1 | 1.46 | 1.23
Coal | 0.9 | 0.98 | 1.54 | 2.61 | 4.21 | 4.8
Geo | 0 | 0 | 0 | 0 | 0 | 0
H | 0 | 0 | 0 | 0 | 0 | 0
LFG | 0 | 0 | 0 | 0 | 0 | 0
Nuc | 0 | 0 | 0 | 0 | 0 | 0
PS | 0 | 0 | 0 | 0 | 0 | 0
PV | 0 | 0 | 0 | 0 | 0 | 0
PeakG | 0 | 0.13 | 0.58 | 0.61 | 1.12 | 0.79
PeakO | 0 | 0 | 0 | 0 | 0 | 0
ST | 0 | 0 | 0 | 0 | 0 | 0
STOG | 0.33 | 0.63 | 0.63 | 1.08 | 1.32 | 1.44
STWD | 0 | 0 | 0 | 0 | 0 | 0
WT | 0 | 0 | 0 | 0 | 0 | 0
IGCC | 0 | 0 | 0 | 0 | 0 | 0
DemandResponse | 0 | 0 | 0 | 0 | 0 | 0
IGCC-CCS | 0 | 0 | 0 | 0 | 0 | 0
WT_off | 0 | 0 | 0 | 0 | 0 | 0
PseudoUnit | 0 | 0 | 0 | 0 | 0 | 0
FixedInterchange | 0 | 0 | 0 | 0 | 0 | 0
Emission Cost by Reporting Type: PJM_ROM
ReportingType | 2015 | 2020 | 2025 | 2030 | 2035 | 2040
BM | 0 | 0 | 0 | 0 | 0 | 0
CC | 0.09 | 0.18 | 0.18 | 0.2 | 0.2 | 0.2
CSP | 0 | 0 | 0 | 0 | 0 | 0
CT | 0 | 0 | 0 | 0 | 0 | 0
Coal | 15.79 | 29.6 | 30.05 | 35.48 | 35.48 | 35.48
Geo | 0 | 0 | 0 | 0 | 0 | 0
H | 0 | 0 | 0 | 0 | 0 | 0
LFG | 0 | 0 | 0 | 0 | 0 | 0
Nuc | 0 | 0 | 0 | 0 | 0 | 0
PS | 0 | 0 | 0 | 0 | 0 | 0
PV | 0 | 0 | 0 | 0 | 0 | 0
PeakG | 0 | 0.04 | 0.07 | 0.07 | 0.33 | 0.07
PeakO | 0 | 0 | 0 | 0 | 0 | 0
ST | 0 | 0 | 0 | 0 | 0 | 0
STOG | 0 | 0 | 0 | 0 | 0 | 0
STWD | 0 | 0 | 0 | 0 | 0 | 0
WT | 0 | 0 | 0 | 0 | 0 | 0
IGCC | 0 | 0 | 0 | 0 | 0 | 0
DemandResponse | 0 | 0 | 0 | 0 | 0 | 0
IGCC-CCS | 0 | 0 | 0 | 0 | 0 | 0
WT_off | 0 | 0 | 0 | 0 | 0 | 0
PseudoUnit | 0 | 0 | 0 | 0 | 0 | 0
FixedInterchange | 0 | 0 | 0 | 0 | 0 | 0
Emission Cost by Reporting Type: PJM_ROR
ReportingType | 2015 | 2020 | 2025 | 2030 | 2035 | 2040
BM | 0 | 0 | 0 | 0 | 0 | 0
CC | 0 | 0 | 0 | 0 | 0 | 0
CSP | 0 | 0 | 0 | 0 | 0 | 0
CT | 0 | 0 | 0 | 0 | 0 | 0
Coal | 0 | 0 | 0 | 0 | 0 | 0
Geo | 0 | 0 | 0 | 0 | 0 | 0
H | 0 | 0 | 0 | 0 | 0 | 0
LFG | 0 | 0 | 0 | 0 | 0 | 0
Nuc | 0 | 0 | 0 | 0 | 0 | 0
PS | 0 | 0 | 0 | 0 | 0 | 0
PV | 0 | 0 | 0 | 0 | 0 | 0
PeakG | 0 | 0 | 0 | 0 | 0 | 0
PeakO | 0 | 0 | 0 | 0 | 0 | 0
ST | 0 | 0 | 0 | 0 | 0 | 0
STOG | 0 | 0 | 0 | 0 | 0 | 0
STWD | 0 | 0 | 0 | 0 | 0 | 0
WT | 0 | 0 | 0 | 0 | 0 | 0
IGCC | 0 | 0 | 0 | 0 | 0 | 0
DemandResponse | 0 | 0 | 0 | 0 | 0 | 0
IGCC-CCS | 0 | 0 | 0 | 0 | 0 | 0
WT_off | 0 | 0 | 0 | 0 | 0 | 0
PseudoUnit | 0 | 0 | 0 | 0 | 0 | 0
FixedInterchange | 0 | 0 | 0 | 0 | 0 | 0
Emission Cost by Reporting Type: SOCO
ReportingType | 2015 | 2020 | 2025 | 2030 | 2035 | 2040
BM | 0 | 0 | 0 | 0 | 0 | 0
CC | 0 | 0 | 0 | 0 | 0 | 0
CSP | 0 | 0 | 0 | 0 | 0 | 0
CT | 0 | 0 | 0 | 0 | 0 | 0
Coal | 0 | 0 | 0 | 0 | 0 | 0
Geo | 0 | 0 | 0 | 0 | 0 | 0
H | 0 | 0 | 0 | 0 | 0 | 0
LFG | 0 | 0 | 0 | 0 | 0 | 0
Nuc | 0 | 0 | 0 | 0 | 0 | 0
PS | 0 | 0 | 0 | 0 | 0 | 0
PV | 0 | 0 | 0 | 0 | 0 | 0
PeakG | 0 | 0 | 0 | 0 | 0 | 0
PeakO | 0 | 0 | 0 | 0 | 0 | 0
ST | 0 | 0 | 0 | 0 | 0 | 0
STOG | 0 | 0 | 0 | 0 | 0 | 0
STWD | 0 | 0 | 0 | 0 | 0 | 0
WT | 0 | 0 | 0 | 0 | 0 | 0
IGCC | 0 | 0 | 0 | 0 | 0 | 0
DemandResponse | 0 | 0 | 0 | 0 | 0 | 0
IGCC-CCS | 0 | 0 | 0 | 0 | 0 | 0
WT_off | 0 | 0 | 0 | 0 | 0 | 0
PseudoUnit | 0 | 0 | 0 | 0 | 0 | 0
FixedInterchange | 0 | 0 | 0 | 0 | 0 | 0
Emission Cost by Reporting Type: SPP_N
ReportingType | 2015 | 2020 | 2025 | 2030 | 2035 | 2040
BM | 0 | 0 | 0 | 0 | 0 | 0
CC | 0 | 0 | 0 | 0 | 0 | 0
CSP | 0 | 0 | 0 | 0 | 0 | 0
CT | 0 | 0 | 0 | 0 | 0 | 0
Coal | 0 | 0 | 0 | 0 | 0 | 0
Geo | 0 | 0 | 0 | 0 | 0 | 0
H | 0 | 0 | 0 | 0 | 0 | 0
LFG | 0 | 0 | 0 | 0 | 0 | 0
Nuc | 0 | 0 | 0 | 0 | 0 | 0
PS | 0 | 0 | 0 | 0 | 0 | 0
PV | 0 | 0 | 0 | 0 | 0 | 0
PeakG | 0 | 0 | 0 | 0 | 0 | 0
PeakO | 0 | 0 | 0 | 0 | 0 | 0
ST | 0 | 0 | 0 | 0 | 0 | 0
STOG | 0 | 0 | 0 | 0 | 0 | 0
STWD | 0 | 0 | 0 | 0 | 0 | 0
WT | 0 | 0 | 0 | 0 | 0 | 0
IGCC | 0 | 0 | 0 | 0 | 0 | 0
DemandResponse | 0 | 0 | 0 | 0 | 0 | 0
IGCC-CCS | 0 | 0 | 0 | 0 | 0 | 0
WT_off | 0 | 0 | 0 | 0 | 0 | 0
PseudoUnit | 0 | 0 | 0 | 0 | 0 | 0
FixedInterchange | 0 | 0 | 0 | 0 | 0 | 0
Emission Cost by Reporting Type: SPP_S
ReportingType | 2015 | 2020 | 2025 | 2030 | 2035 | 2040
BM | 0 | 0 | 0 | 0 | 0 | 0
CC | 0 | 0 | 0 | 0 | 0 | 0
CSP | 0 | 0 | 0 | 0 | 0 | 0
CT | 0 | 0 | 0 | 0 | 0 | 0
Coal | 0 | 0 | 0 | 0 | 0 | 0
Geo | 0 | 0 | 0 | 0 | 0 | 0
H | 0 | 0 | 0 | 0 | 0 | 0
LFG | 0 | 0 | 0 | 0 | 0 | 0
Nuc | 0 | 0 | 0 | 0 | 0 | 0
PS | 0 | 0 | 0 | 0 | 0 | 0
PV | 0 | 0 | 0 | 0 | 0 | 0
PeakG | 0 | 0 | 0 | 0 | 0 | 0
PeakO | 0 | 0 | 0 | 0 | 0 | 0
ST | 0 | 0 | 0 | 0 | 0 | 0
STOG | 0 | 0 | 0 | 0 | 0 | 0
STWD | 0 | 0 | 0 | 0 | 0 | 0
WT | 0 | 0 | 0 | 0 | 0 | 0
IGCC | 0 | 0 | 0 | 0 | 0 | 0
DemandResponse | 0 | 0 | 0 | 0 | 0 | 0
IGCC-CCS | 0 | 0 | 0 | 0 | 0 | 0
WT_off | 0 | 0 | 0 | 0 | 0 | 0
PseudoUnit | 0 | 0 | 0 | 0 | 0 | 0
FixedInterchange | 0 | 0 | 0 | 0 | 0 | 0
Emission Cost by Reporting Type: TVA
ReportingType | 2015 | 2020 | 2025 | 2030 | 2035 | 2040
BM | 0 | 0 | 0 | 0 | 0 | 0
CC | 0 | 0 | 0 | 0 | 0 | 0
CSP | 0 | 0 | 0 | 0 | 0 | 0
CT | 0 | 0 | 0 | 0 | 0 | 0
Coal | 0 | 0 | 0 | 0 | 0 | 0
Geo | 0 | 0 | 0 | 0 | 0 | 0
H | 0 | 0 | 0 | 0 | 0 | 0
LFG | 0 | 0 | 0 | 0 | 0 | 0
Nuc | 0 | 0 | 0 | 0 | 0 | 0
PS | 0 | 0 | 0 | 0 | 0 | 0
PV | 0 | 0 | 0 | 0 | 0 | 0
PeakG | 0 | 0 | 0 | 0 | 0 | 0
PeakO | 0 | 0 | 0 | 0 | 0 | 0
ST | 0 | 0 | 0 | 0 | 0 | 0
STOG | 0 | 0 | 0 | 0 | 0 | 0
STWD | 0 | 0 | 0 | 0 | 0 | 0
WT | 0 | 0 | 0 | 0 | 0 | 0
IGCC | 0 | 0 | 0 | 0 | 0 | 0
DemandResponse | 0 | 0 | 0 | 0 | 0 | 0
IGCC-CCS | 0 | 0 | 0 | 0 | 0 | 0
WT_off | 0 | 0 | 0 | 0 | 0 | 0
PseudoUnit | 0 | 0 | 0 | 0 | 0 | 0
FixedInterchange | 0 | 0 | 0 | 0 | 0 | 0
Emission Cost by Reporting Type: TVA_Transmission
ReportingType | 2015 | 2020 | 2025 | 2030 | 2035 | 2040
BM | 0 | 0 | 0 | 0 | 0 | 0
CC | 0 | 0 | 0 | 0 | 0 | 0
CSP | 0 | 0 | 0 | 0 | 0 | 0
CT | 0 | 0 | 0 | 0 | 0 | 0
Coal | 0 | 0 | 0 | 0 | 0 | 0
Geo | 0 | 0 | 0 | 0 | 0 | 0
H | 0 | 0 | 0 | 0 | 0 | 0
LFG | 0 | 0 | 0 | 0 | 0 | 0
Nuc | 0 | 0 | 0 | 0 | 0 | 0
PS | 0 | 0 | 0 | 0 | 0 | 0
PV | 0 | 0 | 0 | 0 | 0 | 0
PeakG | 0 | 0 | 0 | 0 | 0 | 0
PeakO | 0 | 0 | 0 | 0 | 0 | 0
ST | 0 | 0 | 0 | 0 | 0 | 0
STOG | 0 | 0 | 0 | 0 | 0 | 0
STWD | 0 | 0 | 0 | 0 | 0 | 0
WT | 0 | 0 | 0 | 0 | 0 | 0
IGCC | 0 | 0 | 0 | 0 | 0 | 0
DemandResponse | 0 | 0 | 0 | 0 | 0 | 0
IGCC-CCS | 0 | 0 | 0 | 0 | 0 | 0
WT_off | 0 | 0 | 0 | 0 | 0 | 0
PseudoUnit | 0 | 0 | 0 | 0 | 0 | 0
FixedInterchange | 0 | 0 | 0 | 0 | 0 | 0
Emission Cost by Reporting Type: VACAR
ReportingType | 2015 | 2020 | 2025 | 2030 | 2035 | 2040
BM | 0 | 0 | 0 | 0 | 0 | 0
CC | 0 | 0 | 0 | 0 | 0 | 0
CSP | 0 | 0 | 0 | 0 | 0 | 0
CT | 0 | 0 | 0 | 0 | 0 | 0
Coal | 0 | 0 | 0 | 0 | 0 | 0
Geo | 0 | 0 | 0 | 0 | 0 | 0
H | 0 | 0 | 0 | 0 | 0 | 0
LFG | 0 | 0 | 0 | 0 | 0 | 0
Nuc | 0 | 0 | 0 | 0 | 0 | 0
PS | 0 | 0 | 0 | 0 | 0 | 0
PV | 0 | 0 | 0 | 0 | 0 | 0
PeakG | 0 | 0 | 0 | 0 | 0 | 0
PeakO | 0 | 0 | 0 | 0 | 0 | 0
ST | 0 | 0 | 0 | 0 | 0 | 0
STOG | 0 | 0 | 0 | 0 | 0 | 0
STWD | 0 | 0 | 0 | 0 | 0 | 0
WT | 0 | 0 | 0 | 0 | 0 | 0
IGCC | 0 | 0 | 0 | 0 | 0 | 0
DemandResponse | 0 | 0 | 0 | 0 | 0 | 0
IGCC-CCS | 0 | 0 | 0 | 0 | 0 | 0
WT_off | 0 | 0 | 0 | 0 | 0 | 0
PseudoUnit | 0 | 0 | 0 | 0 | 0 | 0
FixedInterchange | 0 | 0 | 0 | 0 | 0 | 0
Emission Cost by Reporting Type: IESO
ReportingType | 2015 | 2020 | 2025 | 2030 | 2035 | 2040
BM | 0 | 0 | 0 | 0 | 0 | 0
CC | 0 | 0 | 0 | 0 | 0 | 0
CSP | 0 | 0 | 0 | 0 | 0 | 0
CT | 0 | 0 | 0 | 0 | 0 | 0
Coal | 0 | 0 | 0 | 0 | 0 | 0
Geo | 0 | 0 | 0 | 0 | 0 | 0
H | 0 | 0 | 0 | 0 | 0 | 0
LFG | 0 | 0 | 0 | 0 | 0 | 0
Nuc | 0 | 0 | 0 | 0 | 0 | 0
PS | 0 | 0 | 0 | 0 | 0 | 0
PV | 0 | 0 | 0 | 0 | 0 | 0
PeakG | 0 | 0 | 0 | 0 | 0 | 0
PeakO | 0 | 0 | 0 | 0 | 0 | 0
ST | 0 | 0 | 0 | 0 | 0 | 0
STOG | 0 | 0 | 0 | 0 | 0 | 0
STWD | 0 | 0 | 0 | 0 | 0 | 0
WT | 0 | 0 | 0 | 0 | 0 | 0
IGCC | 0 | 0 | 0 | 0 | 0 | 0
DemandResponse | 0 | 0 | 0 | 0 | 0 | 0
IGCC-CCS | 0 | 0 | 0 | 0 | 0 | 0
WT_off | 0 | 0 | 0 | 0 | 0 | 0
PseudoUnit | 0 | 0 | 0 | 0 | 0 | 0
FixedInterchange | 0 | 0 | 0 | 0 | 0 | 0
Emission Cost by Reporting Type: MAPP_CA
ReportingType | 2015 | 2020 | 2025 | 2030 | 2035 | 2040
BM | 0 | 0 | 0 | 0 | 0 | 0
CC | 0 | 0 | 0 | 0 | 0 | 0
CSP | 0 | 0 | 0 | 0 | 0 | 0
CT | 0 | 0 | 0 | 0 | 0 | 0
Coal | 0 | 0 | 0 | 0 | 0 | 0
Geo | 0 | 0 | 0 | 0 | 0 | 0
H | 0 | 0 | 0 | 0 | 0 | 0
LFG | 0 | 0 | 0 | 0 | 0 | 0
Nuc | 0 | 0 | 0 | 0 | 0 | 0
PS | 0 | 0 | 0 | 0 | 0 | 0
PV | 0 | 0 | 0 | 0 | 0 | 0
PeakG | 0 | 0 | 0 | 0 | 0 | 0
PeakO | 0 | 0 | 0 | 0 | 0 | 0
ST | 0 | 0 | 0 | 0 | 0 | 0
STOG | 0 | 0 | 0 | 0 | 0 | 0
STWD | 0 | 0 | 0 | 0 | 0 | 0
WT | 0 | 0 | 0 | 0 | 0 | 0
IGCC | 0 | 0 | 0 | 0 | 0 | 0
DemandResponse | 0 | 0 | 0 | 0 | 0 | 0
IGCC-CCS | 0 | 0 | 0 | 0 | 0 | 0
WT_off | 0 | 0 | 0 | 0 | 0 | 0
PseudoUnit | 0 | 0 | 0 | 0 | 0 | 0
FixedInterchange | 0 | 0 | 0 | 0 | 0 | 0
Emission Cost by Reporting Type: AZ_NM_SNV_Coal
ReportingType | 2015 | 2020 | 2025 | 2030 | 2035 | 2040
BM | 0 | 0 | 0 | 0 | 0 | 0
CC | 0 | 0 | 0 | 0 | 0 | 0
CSP | 0 | 0 | 0 | 0 | 0 | 0
CT | 0 | 0 | 0 | 0 | 0 | 0
Coal | 0 | 0 | 0 | 0 | 0 | 0
Geo | 0 | 0 | 0 | 0 | 0 | 0
H | 0 | 0 | 0 | 0 | 0 | 0
LFG | 0 | 0 | 0 | 0 | 0 | 0
Nuc | 0 | 0 | 0 | 0 | 0 | 0
PS | 0 | 0 | 0 | 0 | 0 | 0
PV | 0 | 0 | 0 | 0 | 0 | 0
PeakG | 0 | 0 | 0 | 0 | 0 | 0
PeakO | 0 | 0 | 0 | 0 | 0 | 0
ST | 0 | 0 | 0 | 0 | 0 | 0
STOG | 0 | 0 | 0 | 0 | 0 | 0
STWD | 0 | 0 | 0 | 0 | 0 | 0
WT | 0 | 0 | 0 | 0 | 0 | 0
IGCC | 0 | 0 | 0 | 0 | 0 | 0
DemandResponse | 0 | 0 | 0 | 0 | 0 | 0
IGCC-CCS | 0 | 0 | 0 | 0 | 0 | 0
WT_off | 0 | 0 | 0 | 0 | 0 | 0
PseudoUnit | 0 | 0 | 0 | 0 | 0 | 0
FixedInterchange | 0 | 0 | 0 | 0 | 0 | 0
Emission Cost by Reporting Type: AZ_NM_SNV_Gas
ReportingType | 2015 | 2020 | 2025 | 2030 | 2035 | 2040
BM | 0 | 0 | 0 | 0 | 0 | 0
CC | 0 | 0 | 0 | 0 | 0 | 0
CSP | 0 | 0 | 0 | 0 | 0 | 0
CT | 0 | 0 | 0 | 0 | 0 | 0
Coal | 0 | 0 | 0 | 0 | 0 | 0
Geo | 0 | 0 | 0 | 0 | 0 | 0
H | 0 | 0 | 0 | 0 | 0 | 0
LFG | 0 | 0 | 0 | 0 | 0 | 0
Nuc | 0 | 0 | 0 | 0 | 0 | 0
PS | 0 | 0 | 0 | 0 | 0 | 0
PV | 0 | 0 | 0 | 0 | 0 | 0
PeakG | 0 | 0 | 0 | 0 | 0 | 0
PeakO | 0 | 0 | 0 | 0 | 0 | 0
ST | 0 | 0 | 0 | 0 | 0 | 0
STOG | 0 | 0 | 0 | 0 | 0 | 0
STWD | 0 | 0 | 0 | 0 | 0 | 0
WT | 0 | 0 | 0 | 0 | 0 | 0
IGCC | 0 | 0 | 0 | 0 | 0 | 0
DemandResponse | 0 | 0 | 0 | 0 | 0 | 0
IGCC-CCS | 0 | 0 | 0 | 0 | 0 | 0
WT_off | 0 | 0 | 0 | 0 | 0 | 0
PseudoUnit | 0 | 0 | 0 | 0 | 0 | 0
FixedInterchange | 0 | 0 | 0 | 0 | 0 | 0
Emission Cost by Reporting Type: AZ_NM_SNV_NucRenew
ReportingType | 2015 | 2020 | 2025 | 2030 | 2035 | 2040
BM | 0 | 0 | 0 | 0 | 0 | 0
CC | 0 | 0 | 0 | 0 | 0 | 0
CSP | 0 | 0 | 0 | 0 | 0 | 0
CT | 0 | 0 | 0 | 0 | 0 | 0
Coal | 0 | 0 | 0 | 0 | 0 | 0
Geo | 0 | 0 | 0 | 0 | 0 | 0
H | 0 | 0 | 0 | 0 | 0 | 0
LFG | 0 | 0 | 0 | 0 | 0 | 0
Nuc | 0 | 0 | 0 | 0 | 0 | 0
PS | 0 | 0 | 0 | 0 | 0 | 0
PV | 0 | 0 | 0 | 0 | 0 | 0
PeakG | 0 | 0 | 0 | 0 | 0 | 0
PeakO | 0 | 0 | 0 | 0 | 0 | 0
ST | 0 | 0 | 0 | 0 | 0 | 0
STOG | 0 | 0 | 0 | 0 | 0 | 0
STWD | 0 | 0 | 0 | 0 | 0 | 0
WT | 0 | 0 | 0 | 0 | 0 | 0
IGCC | 0 | 0 | 0 | 0 | 0 | 0
DemandResponse | 0 | 0 | 0 | 0 | 0 | 0
IGCC-CCS | 0 | 0 | 0 | 0 | 0 | 0
WT_off | 0 | 0 | 0 | 0 | 0 | 0
PseudoUnit | 0 | 0 | 0 | 0 | 0 | 0
FixedInterchange | 0 | 0 | 0 | 0 | 0 | 0
Emission Cost by Reporting Type: ERCOT
ReportingType | 2015 | 2020 | 2025 | 2030 | 2035 | 2040
BM | 0 | 0 | 0 | 0 | 0 | 0
CC | 0 | 0 | 0 | 0 | 0 | 0
CSP | 0 | 0 | 0 | 0 | 0 | 0
CT | 0 | 0 | 0 | 0 | 0 | 0
Coal | 0 | 0 | 0 | 0 | 0 | 0
Geo | 0 | 0 | 0 | 0 | 0 | 0
H | 0 | 0 | 0 | 0 | 0 | 0
LFG | 0 | 0 | 0 | 0 | 0 | 0
Nuc | 0 | 0 | 0 | 0 | 0 | 0
PS | 0 | 0 | 0 | 0 | 0 | 0
PV | 0 | 0 | 0 | 0 | 0 | 0
PeakG | 0 | 0 | 0 | 0 | 0 | 0
PeakO | 0 | 0 | 0 | 0 | 0 | 0
ST | 0 | 0 | 0 | 0 | 0 | 0
STOG | 0 | 0 | 0 | 0 | 0 | 0
STWD | 0 | 0 | 0 | 0 | 0 | 0
WT | 0 | 0 | 0 | 0 | 0 | 0
IGCC | 0 | 0 | 0 | 0 | 0 | 0
DemandResponse | 0 | 0 | 0 | 0 | 0 | 0
IGCC-CCS | 0 | 0 | 0 | 0 | 0 | 0
WT_off | 0 | 0 | 0 | 0 | 0 | 0
PseudoUnit | 0 | 0 | 0 | 0 | 0 | 0
FixedInterchange | 0 | 0 | 0 | 0 | 0 | 0
Emission Cost by Reporting Type: NP15
ReportingType | 2015 | 2020 | 2025 | 2030 | 2035 | 2040
BM | 0 | 0 | 0 | 0 | 0 | 0
CC | 0 | 0 | 0 | 0 | 0 | 0
CSP | 0 | 0 | 0 | 0 | 0 | 0
CT | 0 | 0 | 0 | 0 | 0 | 0
Coal | 0 | 0 | 0 | 0 | 0 | 0
Geo | 0 | 0 | 0 | 0 | 0 | 0
H | 0 | 0 | 0 | 0 | 0 | 0
LFG | 0 | 0 | 0 | 0 | 0 | 0
Nuc | 0 | 0 | 0 | 0 | 0 | 0
PS | 0 | 0 | 0 | 0 | 0 | 0
PV | 0 | 0 | 0 | 0 | 0 | 0
PeakG | 0 | 0 | 0 | 0 | 0 | 0
PeakO | 0 | 0 | 0 | 0 | 0 | 0
ST | 0 | 0 | 0 | 0 | 0 | 0
STOG | 0 | 0 | 0 | 0 | 0 | 0
STWD | 0 | 0 | 0 | 0 | 0 | 0
WT | 0 | 0 | 0 | 0 | 0 | 0
IGCC | 0 | 0 | 0 | 0 | 0 | 0
DemandResponse | 0 | 0 | 0 | 0 | 0 | 0
IGCC-CCS | 0 | 0 | 0 | 0 | 0 | 0
WT_off | 0 | 0 | 0 | 0 | 0 | 0
PseudoUnit | 0 | 0 | 0 | 0 | 0 | 0
FixedInterchange | 0 | 0 | 0 | 0 | 0 | 0
Emission Cost by Reporting Type: NWPP_Coal
ReportingType | 2015 | 2020 | 2025 | 2030 | 2035 | 2040
BM | 0 | 0 | 0 | 0 | 0 | 0
CC | 0 | 0 | 0 | 0 | 0 | 0
CSP | 0 | 0 | 0 | 0 | 0 | 0
CT | 0 | 0 | 0 | 0 | 0 | 0
Coal | 0 | 0 | 0 | 0 | 0 | 0
Geo | 0 | 0 | 0 | 0 | 0 | 0
H | 0 | 0 | 0 | 0 | 0 | 0
LFG | 0 | 0 | 0 | 0 | 0 | 0
Nuc | 0 | 0 | 0 | 0 | 0 | 0
PS | 0 | 0 | 0 | 0 | 0 | 0
PV | 0 | 0 | 0 | 0 | 0 | 0
PeakG | 0 | 0 | 0 | 0 | 0 | 0
PeakO | 0 | 0 | 0 | 0 | 0 | 0
ST | 0 | 0 | 0 | 0 | 0 | 0
STOG | 0 | 0 | 0 | 0 | 0 | 0
STWD | 0 | 0 | 0 | 0 | 0 | 0
WT | 0 | 0 | 0 | 0 | 0 | 0
IGCC | 0 | 0 | 0 | 0 | 0 | 0
DemandResponse | 0 | 0 | 0 | 0 | 0 | 0
IGCC-CCS | 0 | 0 | 0 | 0 | 0 | 0
WT_off | 0 | 0 | 0 | 0 | 0 | 0
PseudoUnit | 0 | 0 | 0 | 0 | 0 | 0
FixedInterchange | 0 | 0 | 0 | 0 | 0 | 0
Emission Cost by Reporting Type: NWPP_Gas
ReportingType | 2015 | 2020 | 2025 | 2030 | 2035 | 2040
BM | 0 | 0 | 0 | 0 | 0 | 0
CC | 0 | 0 | 0 | 0 | 0 | 0
CSP | 0 | 0 | 0 | 0 | 0 | 0
CT | 0 | 0 | 0 | 0 | 0 | 0
Coal | 0 | 0 | 0 | 0 | 0 | 0
Geo | 0 | 0 | 0 | 0 | 0 | 0
H | 0 | 0 | 0 | 0 | 0 | 0
LFG | 0 | 0 | 0 | 0 | 0 | 0
Nuc | 0 | 0 | 0 | 0 | 0 | 0
PS | 0 | 0 | 0 | 0 | 0 | 0
PV | 0 | 0 | 0 | 0 | 0 | 0
PeakG | 0 | 0 | 0 | 0 | 0 | 0
PeakO | 0 | 0 | 0 | 0 | 0 | 0
ST | 0 | 0 | 0 | 0 | 0 | 0
STOG | 0 | 0 | 0 | 0 | 0 | 0
STWD | 0 | 0 | 0 | 0 | 0 | 0
WT | 0 | 0 | 0 | 0 | 0 | 0
IGCC | 0 | 0 | 0 | 0 | 0 | 0
DemandResponse | 0 | 0 | 0 | 0 | 0 | 0
IGCC-CCS | 0 | 0 | 0 | 0 | 0 | 0
WT_off | 0 | 0 | 0 | 0 | 0 | 0
PseudoUnit | 0 | 0 | 0 | 0 | 0 | 0
FixedInterchange | 0 | 0 | 0 | 0 | 0 | 0
Emission Cost by Reporting Type: NWPP_NucRenew
ReportingType | 2015 | 2020 | 2025 | 2030 | 2035 | 2040
BM | 0 | 0 | 0 | 0 | 0 | 0
CC | 0 | 0 | 0 | 0 | 0 | 0
CSP | 0 | 0 | 0 | 0 | 0 | 0
CT | 0 | 0 | 0 | 0 | 0 | 0
Coal | 0 | 0 | 0 | 0 | 0 | 0
Geo | 0 | 0 | 0 | 0 | 0 | 0
H | 0 | 0 | 0 | 0 | 0 | 0
LFG | 0 | 0 | 0 | 0 | 0 | 0
Nuc | 0 | 0 | 0 | 0 | 0 | 0
PS | 0 | 0 | 0 | 0 | 0 | 0
PV | 0 | 0 | 0 | 0 | 0 | 0
PeakG | 0 | 0 | 0 | 0 | 0 | 0
PeakO | 0 | 0 | 0 | 0 | 0 | 0
ST | 0 | 0 | 0 | 0 | 0 | 0
STOG | 0 | 0 | 0 | 0 | 0 | 0
STWD | 0 | 0 | 0 | 0 | 0 | 0
WT | 0 | 0 | 0 | 0 | 0 | 0
IGCC | 0 | 0 | 0 | 0 | 0 | 0
DemandResponse | 0 | 0 | 0 | 0 | 0 | 0
IGCC-CCS | 0 | 0 | 0 | 0 | 0 | 0
WT_off | 0 | 0 | 0 | 0 | 0 | 0
PseudoUnit | 0 | 0 | 0 | 0 | 0 | 0
FixedInterchange | 0 | 0 | 0 | 0 | 0 | 0
Emission Cost by Reporting Type: RMPA
ReportingType | 2015 | 2020 | 2025 | 2030 | 2035 | 2040
BM | 0 | 0 | 0 | 0 | 0 | 0
CC | 0 | 0 | 0 | 0 | 0 | 0
CSP | 0 | 0 | 0 | 0 | 0 | 0
CT | 0 | 0 | 0 | 0 | 0 | 0
Coal | 0 | 0 | 0 | 0 | 0 | 0
Geo | 0 | 0 | 0 | 0 | 0 | 0
H | 0 | 0 | 0 | 0 | 0 | 0
LFG | 0 | 0 | 0 | 0 | 0 | 0
Nuc | 0 | 0 | 0 | 0 | 0 | 0
PS | 0 | 0 | 0 | 0 | 0 | 0
PV | 0 | 0 | 0 | 0 | 0 | 0
PeakG | 0 | 0 | 0 | 0 | 0 | 0
PeakO | 0 | 0 | 0 | 0 | 0 | 0
ST | 0 | 0 | 0 | 0 | 0 | 0
STOG | 0 | 0 | 0 | 0 | 0 | 0
STWD | 0 | 0 | 0 | 0 | 0 | 0
WT | 0 | 0 | 0 | 0 | 0 | 0
IGCC | 0 | 0 | 0 | 0 | 0 | 0
DemandResponse | 0 | 0 | 0 | 0 | 0 | 0
IGCC-CCS | 0 | 0 | 0 | 0 | 0 | 0
WT_off | 0 | 0 | 0 | 0 | 0 | 0
PseudoUnit | 0 | 0 | 0 | 0 | 0 | 0
FixedInterchange | 0 | 0 | 0 | 0 | 0 | 0
Emission Cost by Reporting Type: SP15
ReportingType | 2015 | 2020 | 2025 | 2030 | 2035 | 2040
BM | 0 | 0 | 0 | 0 | 0 | 0
CC | 0 | 0 | 0 | 0 | 0 | 0
CSP | 0 | 0 | 0 | 0 | 0 | 0
CT | 0 | 0 | 0 | 0 | 0 | 0
Coal | 0 | 0 | 0 | 0 | 0 | 0
Geo | 0 | 0 | 0 | 0 | 0 | 0
H | 0 | 0 | 0 | 0 | 0 | 0
LFG | 0 | 0 | 0 | 0 | 0 | 0
Nuc | 0 | 0 | 0 | 0 | 0 | 0
PS | 0 | 0 | 0 | 0 | 0 | 0
PV | 0 | 0 | 0 | 0 | 0 | 0
PeakG | 0 | 0 | 0 | 0 | 0 | 0
PeakO | 0 | 0 | 0 | 0 | 0 | 0
ST | 0 | 0 | 0 | 0 | 0 | 0
STOG | 0 | 0 | 0 | 0 | 0 | 0
STWD | 0 | 0 | 0 | 0 | 0 | 0
WT | 0 | 0 | 0 | 0 | 0 | 0
IGCC | 0 | 0 | 0 | 0 | 0 | 0
DemandResponse | 0 | 0 | 0 | 0 | 0 | 0
IGCC-CCS | 0 | 0 | 0 | 0 | 0 | 0
WT_off | 0 | 0 | 0 | 0 | 0 | 0
PseudoUnit | 0 | 0 | 0 | 0 | 0 | 0
FixedInterchange | 0 | 0 | 0 | 0 | 0 | 0
Emission Cost by Reporting Type: ALB
ReportingType | 2015 | 2020 | 2025 | 2030 | 2035 | 2040
BM | 0 | 0 | 0 | 0 | 0 | 0
CC | 0 | 0 | 0 | 0 | 0 | 0
CSP | 0 | 0 | 0 | 0 | 0 | 0
CT | 0 | 0 | 0 | 0 | 0 | 0
Coal | 0 | 0 | 0 | 0 | 0 | 0
Geo | 0 | 0 | 0 | 0 | 0 | 0
H | 0 | 0 | 0 | 0 | 0 | 0
LFG | 0 | 0 | 0 | 0 | 0 | 0
Nuc | 0 | 0 | 0 | 0 | 0 | 0
PS | 0 | 0 | 0 | 0 | 0 | 0
PV | 0 | 0 | 0 | 0 | 0 | 0
PeakG | 0 | 0 | 0 | 0 | 0 | 0
PeakO | 0 | 0 | 0 | 0 | 0 | 0
ST | 0 | 0 | 0 | 0 | 0 | 0
STOG | 0 | 0 | 0 | 0 | 0 | 0
STWD | 0 | 0 | 0 | 0 | 0 | 0
WT | 0 | 0 | 0 | 0 | 0 | 0
IGCC | 0 | 0 | 0 | 0 | 0 | 0
DemandResponse | 0 | 0 | 0 | 0 | 0 | 0
IGCC-CCS | 0 | 0 | 0 | 0 | 0 | 0
WT_off | 0 | 0 | 0 | 0 | 0 | 0
PseudoUnit | 0 | 0 | 0 | 0 | 0 | 0
FixedInterchange | 0 | 0 | 0 | 0 | 0 | 0
Emission Cost by Reporting Type: BC
ReportingType | 2015 | 2020 | 2025 | 2030 | 2035 | 2040
BM | 0 | 0 | 0 | 0 | 0 | 0
CC | 0 | 0 | 0 | 0 | 0 | 0
CSP | 0 | 0 | 0 | 0 | 0 | 0
CT | 0 | 0 | 0 | 0 | 0 | 0
Coal | 0 | 0 | 0 | 0 | 0 | 0
Geo | 0 | 0 | 0 | 0 | 0 | 0
H | 0 | 0 | 0 | 0 | 0 | 0
LFG | 0 | 0 | 0 | 0 | 0 | 0
Nuc | 0 | 0 | 0 | 0 | 0 | 0
PS | 0 | 0 | 0 | 0 | 0 | 0
PV | 0 | 0 | 0 | 0 | 0 | 0
PeakG | 0 | 0 | 0 | 0 | 0 | 0
PeakO | 0 | 0 | 0 | 0 | 0 | 0
ST | 0 | 0 | 0 | 0 | 0 | 0
STOG | 0 | 0 | 0 | 0 | 0 | 0
STWD | 0 | 0 | 0 | 0 | 0 | 0
WT | 0 | 0 | 0 | 0 | 0 | 0
IGCC | 0 | 0 | 0 | 0 | 0 | 0
DemandResponse | 0 | 0 | 0 | 0 | 0 | 0
IGCC-CCS | 0 | 0 | 0 | 0 | 0 | 0
WT_off | 0 | 0 | 0 | 0 | 0 | 0
PseudoUnit | 0 | 0 | 0 | 0 | 0 | 0
FixedInterchange | 0 | 0 | 0 | 0 | 0 | 0
Emission Cost by Reporting Type: HQ_IESO
ReportingType | 2015 | 2020 | 2025 | 2030 | 2035 | 2040
BM | 0 | 0 | 0 | 0 | 0 | 0
CC | 0 | 0 | 0 | 0 | 0 | 0
CSP | 0 | 0 | 0 | 0 | 0 | 0
CT | 0 | 0 | 0 | 0 | 0 | 0
Coal | 0 | 0 | 0 | 0 | 0 | 0
Geo | 0 | 0 | 0 | 0 | 0 | 0
H | 0 | 0 | 0 | 0 | 0 | 0
LFG | 0 | 0 | 0 | 0 | 0 | 0
Nuc | 0 | 0 | 0 | 0 | 0 | 0
PS | 0 | 0 | 0 | 0 | 0 | 0
PV | 0 | 0 | 0 | 0 | 0 | 0
PeakG | 0 | 0 | 0 | 0 | 0 | 0
PeakO | 0 | 0 | 0 | 0 | 0 | 0
ST | 0 | 0 | 0 | 0 | 0 | 0
STOG | 0 | 0 | 0 | 0 | 0 | 0
STWD | 0 | 0 | 0 | 0 | 0 | 0
WT | 0 | 0 | 0 | 0 | 0 | 0
IGCC | 0 | 0 | 0 | 0 | 0 | 0
DemandResponse | 0 | 0 | 0 | 0 | 0 | 0
IGCC-CCS | 0 | 0 | 0 | 0 | 0 | 0
WT_off | 0 | 0 | 0 | 0 | 0 | 0
PseudoUnit | 0 | 0 | 0 | 0 | 0 | 0
FixedInterchange | 0 | 0 | 0 | 0 | 0 | 0
Emission Cost by Reporting Type: HQ_NEISO
ReportingType | 2015 | 2020 | 2025 | 2030 | 2035 | 2040
BM | 0 | 0 | 0 | 0 | 0 | 0
CC | 0 | 0 | 0 | 0 | 0 | 0
CSP | 0 | 0 | 0 | 0 | 0 | 0
CT | 0 | 0 | 0 | 0 | 0 | 0
Coal | 0 | 0 | 0 | 0 | 0 | 0
Geo | 0 | 0 | 0 | 0 | 0 | 0
H | 0 | 0 | 0 | 0 | 0 | 0
LFG | 0 | 0 | 0 | 0 | 0 | 0
Nuc | 0 | 0 | 0 | 0 | 0 | 0
PS | 0 | 0 | 0 | 0 | 0 | 0
PV | 0 | 0 | 0 | 0 | 0 | 0
PeakG | 0 | 0 | 0 | 0 | 0 | 0
PeakO | 0 | 0 | 0 | 0 | 0 | 0
ST | 0 | 0 | 0 | 0 | 0 | 0
STOG | 0 | 0 | 0 | 0 | 0 | 0
STWD | 0 | 0 | 0 | 0 | 0 | 0
WT | 0 | 0 | 0 | 0 | 0 | 0
IGCC | 0 | 0 | 0 | 0 | 0 | 0
DemandResponse | 0 | 0 | 0 | 0 | 0 | 0
IGCC-CCS | 0 | 0 | 0 | 0 | 0 | 0
WT_off | 0 | 0 | 0 | 0 | 0 | 0
PseudoUnit | 0 | 0 | 0 | 0 | 0 | 0
FixedInterchange | 0 | 0 | 0 | 0 | 0 | 0
Emission Cost by Reporting Type: HQ_NY
ReportingType | 2015 | 2020 | 2025 | 2030 | 2035 | 2040
BM | 0 | 0 | 0 | 0 | 0 | 0
CC | 0 | 0 | 0 | 0 | 0 | 0
CSP | 0 | 0 | 0 | 0 | 0 | 0
CT | 0 | 0 | 0 | 0 | 0 | 0
Coal | 0 | 0 | 0 | 0 | 0 | 0
Geo | 0 | 0 | 0 | 0 | 0 | 0
H | 0 | 0 | 0 | 0 | 0 | 0
LFG | 0 | 0 | 0 | 0 | 0 | 0
Nuc | 0 | 0 | 0 | 0 | 0 | 0
PS | 0 | 0 | 0 | 0 | 0 | 0
PV | 0 | 0 | 0 | 0 | 0 | 0
PeakG | 0 | 0 | 0 | 0 | 0 | 0
PeakO | 0 | 0 | 0 | 0 | 0 | 0
ST | 0 | 0 | 0 | 0 | 0 | 0
STOG | 0 | 0 | 0 | 0 | 0 | 0
STWD | 0 | 0 | 0 | 0 | 0 | 0
WT | 0 | 0 | 0 | 0 | 0 | 0
IGCC | 0 | 0 | 0 | 0 | 0 | 0
DemandResponse | 0 | 0 | 0 | 0 | 0 | 0
IGCC-CCS | 0 | 0 | 0 | 0 | 0 | 0
WT_off | 0 | 0 | 0 | 0 | 0 | 0
PseudoUnit | 0 | 0 | 0 | 0 | 0 | 0
FixedInterchange | 0 | 0 | 0 | 0 | 0 | 0
Emission Cost by Reporting Type: MARITIMES
ReportingType | 2015 | 2020 | 2025 | 2030 | 2035 | 2040
BM | 0 | 0 | 0 | 0 | 0 | 0
CC | 0 | 0 | 0 | 0 | 0 | 0
CSP | 0 | 0 | 0 | 0 | 0 | 0
CT | 0 | 0 | 0 | 0 | 0 | 0
Coal | 0 | 0 | 0 | 0 | 0 | 0
Geo | 0 | 0 | 0 | 0 | 0 | 0
H | 0 | 0 | 0 | 0 | 0 | 0
LFG | 0 | 0 | 0 | 0 | 0 | 0
Nuc | 0 | 0 | 0 | 0 | 0 | 0
PS | 0 | 0 | 0 | 0 | 0 | 0
PV | 0 | 0 | 0 | 0 | 0 | 0
PeakG | 0 | 0 | 0 | 0 | 0 | 0
PeakO | 0 | 0 | 0 | 0 | 0 | 0
ST | 0 | 0 | 0 | 0 | 0 | 0
STOG | 0 | 0 | 0 | 0 | 0 | 0
STWD | 0 | 0 | 0 | 0 | 0 | 0
WT | 0 | 0 | 0 | 0 | 0 | 0
IGCC | 0 | 0 | 0 | 0 | 0 | 0
DemandResponse | 0 | 0 | 0 | 0 | 0 | 0
IGCC-CCS | 0 | 0 | 0 | 0 | 0 | 0
WT_off | 0 | 0 | 0 | 0 | 0 | 0
PseudoUnit | 0 | 0 | 0 | 0 | 0 | 0
FixedInterchange | 0 | 0 | 0 | 0 | 0 | 0
Emission Cost by Reporting Type: All
ReportingType | 2015 | 2020 | 2025 | 2030 | 2035 | 2040
BM | 0 | 0 | 0 | 0 | 0 | 0
CC | 87.19 | 109.35 | 124.3 | 143.26 | 195.63 | 241.93
CSP | 0 | 0 | 0 | 0 | 0 | 0
CT | 0 | 0.03 | 0.08 | 0.31 | 2.3 | 2.02
Coal | 16.72 | 30.58 | 31.59 | 38.09 | 39.69 | 40.29
Geo | 0 | 0 | 0 | 0 | 0 | 0
H | 0 | 0 | 0 | 0 | 0 | 0
LFG | 0 | 0 | 0 | 0 | 0 | 0
Nuc | 0 | 0 | 0 | 0 | 0 | 0
PS | 0 | 0 | 0 | 0 | 0 | 0
PV | 0 | 0 | 0 | 0 | 0 | 0
PeakG | 0.03 | 0.35 | 0.9 | 1.17 | 1.98 | 1.51
PeakO | 0 | 0 | 0 | 0 | 0 | 0
ST | 0 | 0 | 0 | 0 | 0 | 0
STOG | 2.07 | 4.48 | 5.64 | 7.98 | 9.01 | 8.9
STWD | 0 | 0 | 0 | 0 | 0 | 0
WT | 0 | 0 | 0 | 0 | 0 | 0
IGCC | 0 | 0 | 0 | 0 | 0 | 0
DemandResponse | 0 | 0 | 0 | 0 | 0 | 0
IGCC-CCS | 0 | 0 | 0 | 0 | 0 | 0
WT_off | 0 | 0 | 0 | 0 | 0 | 0
PseudoUnit | 0 | 0 | 0 | 0 | 0 | 0
FixedInterchange | 0 | 0 | 0 | 0 | 0 | 0
Emission Cost by Reporting Type: EI_US
ReportingType | 2015 | 2020 | 2025 | 2030 | 2035 | 2040
BM | 0 | 0 | 0 | 0 | 0 | 0
CC | 87.19 | 109.35 | 124.3 | 143.26 | 195.63 | 241.93
CSP | 0 | 0 | 0 | 0 | 0 | 0
CT | 0 | 0.03 | 0.08 | 0.31 | 2.3 | 2.02
Coal | 16.72 | 30.58 | 31.59 | 38.09 | 39.69 | 40.29
Geo | 0 | 0 | 0 | 0 | 0 | 0
H | 0 | 0 | 0 | 0 | 0 | 0
LFG | 0 | 0 | 0 | 0 | 0 | 0
Nuc | 0 | 0 | 0 | 0 | 0 | 0
PS | 0 | 0 | 0 | 0 | 0 | 0
PV | 0 | 0 | 0 | 0 | 0 | 0
PeakG | 0.03 | 0.35 | 0.9 | 1.17 | 1.98 | 1.51
PeakO | 0 | 0 | 0 | 0 | 0 | 0
ST | 0 | 0 | 0 | 0 | 0 | 0
STOG | 2.07 | 4.48 | 5.64 | 7.98 | 9.01 | 8.9
STWD | 0 | 0 | 0 | 0 | 0 | 0
WT | 0 | 0 | 0 | 0 | 0 | 0
IGCC | 0 | 0 | 0 | 0 | 0 | 0
DemandResponse | 0 | 0 | 0 | 0 | 0 | 0
IGCC-CCS | 0 | 0 | 0 | 0 | 0 | 0
WT_off | 0 | 0 | 0 | 0 | 0 | 0
PseudoUnit | 0 | 0 | 0 | 0 | 0 | 0
FixedInterchange | 0 | 0 | 0 | 0 | 0 | 0
Emission Cost by Reporting Type: EI_Canada
ReportingType | 2015 | 2020 | 2025 | 2030 | 2035 | 2040
BM | 0 | 0 | 0 | 0 | 0 | 0
CC | 0 | 0 | 0 | 0 | 0 | 0
CSP | 0 | 0 | 0 | 0 | 0 | 0
CT | 0 | 0 | 0 | 0 | 0 | 0
Coal | 0 | 0 | 0 | 0 | 0 | 0
Geo | 0 | 0 | 0 | 0 | 0 | 0
H | 0 | 0 | 0 | 0 | 0 | 0
LFG | 0 | 0 | 0 | 0 | 0 | 0
Nuc | 0 | 0 | 0 | 0 | 0 | 0
PS | 0 | 0 | 0 | 0 | 0 | 0
PV | 0 | 0 | 0 | 0 | 0 | 0
PeakG | 0 | 0 | 0 | 0 | 0 | 0
PeakO | 0 | 0 | 0 | 0 | 0 | 0
ST | 0 | 0 | 0 | 0 | 0 | 0
STOG | 0 | 0 | 0 | 0 | 0 | 0
STWD | 0 | 0 | 0 | 0 | 0 | 0
WT | 0 | 0 | 0 | 0 | 0 | 0
IGCC | 0 | 0 | 0 | 0 | 0 | 0
DemandResponse | 0 | 0 | 0 | 0 | 0 | 0
IGCC-CCS | 0 | 0 | 0 | 0 | 0 | 0
WT_off | 0 | 0 | 0 | 0 | 0 | 0
PseudoUnit | 0 | 0 | 0 | 0 | 0 | 0
FixedInterchange | 0 | 0 | 0 | 0 | 0 | 0
Emission Cost by Reporting Type: EI
ReportingType | 2015 | 2020 | 2025 | 2030 | 2035 | 2040
BM | 0 | 0 | 0 | 0 | 0 | 0
CC | 87.19 | 109.35 | 124.3 | 143.26 | 195.63 | 241.93
CSP | 0 | 0 | 0 | 0 | 0 | 0
CT | 0 | 0.03 | 0.08 | 0.31 | 2.3 | 2.02
Coal | 16.72 | 30.58 | 31.59 | 38.09 | 39.69 | 40.29
Geo | 0 | 0 | 0 | 0 | 0 | 0
H | 0 | 0 | 0 | 0 | 0 | 0
LFG | 0 | 0 | 0 | 0 | 0 | 0
Nuc | 0 | 0 | 0 | 0 | 0 | 0
PS | 0 | 0 | 0 | 0 | 0 | 0
PV | 0 | 0 | 0 | 0 | 0 | 0
PeakG | 0.03 | 0.35 | 0.9 | 1.17 | 1.98 | 1.51
PeakO | 0 | 0 | 0 | 0 | 0 | 0
ST | 0 | 0 | 0 | 0 | 0 | 0
STOG | 2.07 | 4.48 | 5.64 | 7.98 | 9.01 | 8.9
STWD | 0 | 0 | 0 | 0 | 0 | 0
WT | 0 | 0 | 0 | 0 | 0 | 0
IGCC | 0 | 0 | 0 | 0 | 0 | 0
DemandResponse | 0 | 0 | 0 | 0 | 0 | 0
IGCC-CCS | 0 | 0 | 0 | 0 | 0 | 0
WT_off | 0 | 0 | 0 | 0 | 0 | 0
PseudoUnit | 0 | 0 | 0 | 0 | 0 | 0
FixedInterchange | 0 | 0 | 0 | 0 | 0 | 0
Emission Cost by Reporting Type: Outside_EI
ReportingType | 2015 | 2020 | 2025 | 2030 | 2035 | 2040
BM | 0 | 0 | 0 | 0 | 0 | 0
CC | 0 | 0 | 0 | 0 | 0 | 0
CSP | 0 | 0 | 0 | 0 | 0 | 0
CT | 0 | 0 | 0 | 0 | 0 | 0
Coal | 0 | 0 | 0 | 0 | 0 | 0
Geo | 0 | 0 | 0 | 0 | 0 | 0
H | 0 | 0 | 0 | 0 | 0 | 0
LFG | 0 | 0 | 0 | 0 | 0 | 0
Nuc | 0 | 0 | 0 | 0 | 0 | 0
PS | 0 | 0 | 0 | 0 | 0 | 0
PV | 0 | 0 | 0 | 0 | 0 | 0
PeakG | 0 | 0 | 0 | 0 | 0 | 0
PeakO | 0 | 0 | 0 | 0 | 0 | 0
ST | 0 | 0 | 0 | 0 | 0 | 0
STOG | 0 | 0 | 0 | 0 | 0 | 0
STWD | 0 | 0 | 0 | 0 | 0 | 0
WT | 0 | 0 | 0 | 0 | 0 | 0
IGCC | 0 | 0 | 0 | 0 | 0 | 0
DemandResponse | 0 | 0 | 0 | 0 | 0 | 0
IGCC-CCS | 0 | 0 | 0 | 0 | 0 | 0
WT_off | 0 | 0 | 0 | 0 | 0 | 0
PseudoUnit | 0 | 0 | 0 | 0 | 0 | 0
FixedInterchange | 0 | 0 | 0 | 0 | 0 | 0
#8 | 0.05: Base VOM Costs ($million)
Base VOM Costs by Reporting Type: Entergy
ReportingType | 2015 | 2020 | 2025 | 2030 | 2035 | 2040
BM | 0 | 0 | 0 | 0 | 0 | 0
CC | 164.41 | 260.61 | 295.95 | 353.57 | 434.62 | 551.23
CSP | 0 | 0 | 0 | 0 | 0 | 0
CT | 0 | 0 | 0 | 0 | 0 | 0
Coal | 233.27 | 212.88 | 243.64 | 252.94 | 252.94 | 252.94
Geo | 0 | 0 | 0 | 0 | 0 | 0
H | 0 | 0 | 0 | 0 | 0 | 0
LFG | 0 | 0 | 0.01 | 0.01 | 0.01 | 0.01
Nuc | 105.57 | 105.57 | 105.57 | 105.57 | 88.64 | 68.6
PS | 0 | 0 | 0 | 0 | 0 | 0
PV | 0 | 0 | 0 | 0 | 0 | 0
PeakG | 0 | 0 | 0.52 | 0.37 | 0.2 | 0.2
PeakO | 0 | 0 | 0 | 0 | 0 | 0
ST | 0 | 0 | 0 | 0 | 0 | 0
STOG | 4.1 | 4.35 | 4.58 | 4.58 | 4.73 | 4.46
STWD | 0 | 0 | 0 | 0 | 0 | 0.1
WT | 0 | 0 | 0 | 0 | 0 | 0
IGCC | 0 | 0 | 0 | 0 | 0 | 0
DemandResponse | 0 | 0 | 0 | 0 | 0 | 0
IGCC-CCS | 0 | 0 | 0 | 0 | 0 | 0
WT_off | 0 | 0 | 0 | 0 | 0 | 0
PseudoUnit | 0 | 0 | 0 | 0 | 0 | 0
FixedInterchange | 0 | 0 | 0 | 0 | 0 | 0
Base VOM Costs by Reporting Type: FRCC
ReportingType | 2015 | 2020 | 2025 | 2030 | 2035 | 2040
BM | 0 | 0 | 0 | 0 | 0 | 0
CC | 381.68 | 437.04 | 520.16 | 673.45 | 907.14 | 864.95
CSP | 0 | 0 | 0 | 0 | 0 | 0
CT | 4.99 | 7.8 | 8.33 | 5.52 | 3.08 | 2.97
Coal | 212.4 | 223.03 | 239.71 | 241.77 | 243.22 | 245.36
Geo | 0 | 0 | 0 | 0 | 0 | 0
H | 0 | 0 | 0 | 0 | 0 | 0
LFG | 0.04 | 0.04 | 0.06 | 0.06 | 0.06 | 0.06
Nuc | 78.43 | 131.72 | 149.49 | 149.49 | 117.02 | 197.7
PS | 0 | 0 | 0 | 0 | 0 | 0
PV | 0 | 0 | 0 | 0 | 0 | 0
PeakG | 2.96 | 2.36 | 3.01 | 1.63 | 0.95 | 0.86
PeakO | 0 | 0 | 0 | 0 | 0 | 0
ST | 0 | 0 | 0 | 0 | 0 | 0
STOG | 15.06 | 11.38 | 11.28 | 10.1 | 8.04 | 6.32
STWD | 0 | 0.19 | 0.19 | 0.31 | 0.31 | 0.31
WT | 0 | 0 | 0 | 0 | 0 | 0
IGCC | 0 | 0 | 0 | 0 | 0 | 0
DemandResponse | 0 | 0 | 0 | 0 | 0 | 0
IGCC-CCS | 0 | 0 | 0 | 0 | 0 | 0
WT_off | 0 | 0 | 0 | 0 | 0 | 0
PseudoUnit | 0 | 0 | 0 | 0 | 0 | 0
FixedInterchange | 0 | 0 | 0 | 0 | 0 | 0
Base VOM Costs by Reporting Type: MAPP_US
ReportingType | 2015 | 2020 | 2025 | 2030 | 2035 | 2040
BM | 0 | 0 | 0 | 0 | 0 | 0
CC | 0.48 | 0.48 | 0.74 | 0.91 | 0.83 | 0.48
CSP | 0 | 0 | 0 | 0 | 0 | 0
CT | 0 | 0 | 0.03 | 1.02 | 1.29 | 0.17
Coal | 82.97 | 96.56 | 99.18 | 102.54 | 113.9 | 125.32
Geo | 0 | 0 | 0 | 0 | 0 | 0
H | 0 | 0 | 0 | 0 | 0 | 0
LFG | 0 | 0 | 0.01 | 0.01 | 0.01 | 0.01
Nuc | 0 | 0 | 0 | 0 | 0 | 0
PS | 0 | 0 | 0 | 0 | 0 | 0
PV | 0 | 0 | 0 | 0 | 0 | 0
PeakG | 0.37 | 0.75 | 1.41 | 1.72 | 2.24 | 1.2
PeakO | 0 | 0 | 0 | 0 | 0 | 0
ST | 0 | 0 | 0 | 0 | 0 | 0
STOG | 0 | 0 | 0 | 0 | 0 | 0
STWD | 0 | 0 | 0 | 0 | 0 | 0
WT | 0.07 | 0.1 | 0.11 | 0.12 | 0.13 | 0.14
IGCC | 0 | 0 | 0 | 0 | 0 | 0
DemandResponse | 0 | 0 | 0 | 0 | 0 | 0
IGCC-CCS | 0 | 0 | 0 | 0 | 0 | 0
WT_off | 0 | 0 | 0 | 0 | 0 | 0
PseudoUnit | 0 | 0 | 0 | 0 | 0 | 0
FixedInterchange | 0 | 0 | 0 | 0 | 0 | 0
Base VOM Costs by Reporting Type: MISO_IN
ReportingType | 2015 | 2020 | 2025 | 2030 | 2035 | 2040
BM | 0 | 0 | 0 | 0 | 0 | 0
CC | 10.3 | 113.12 | 178.64 | 269.61 | 329.15 | 351.71
CSP | 0 | 0 | 0 | 0 | 0 | 0
CT | 0 | 0 | 0 | 0 | 0 | 0
Coal | 329.71 | 372.75 | 386.24 | 395.51 | 410.75 | 413.51
Geo | 0 | 0 | 0 | 0 | 0 | 0
H | 0 | 0 | 0 | 0 | 0 | 0
LFG | 0 | 0 | 0.01 | 0.01 | 0.01 | 0.01
Nuc | 0 | 0 | 0 | 0 | 0 | 0
PS | 0 | 0 | 0 | 0 | 0 | 0
PV | 0 | 0 | 0.01 | 0.01 | 0.01 | 0.01
PeakG | 0 | 0.21 | 0.75 | 0.75 | 0.75 | 1.16
PeakO | 0 | 0 | 0 | 0 | 0 | 0
ST | 0 | 0 | 0 | 0 | 0 | 0
STOG | 0.07 | 0.13 | 0.24 | 0.13 | 0.13 | 0.25
STWD | 0 | 0 | 0 | 0 | 0 | 0
WT | 0.02 | 0.02 | 0.02 | 0.02 | 0.02 | 0.02
IGCC | 30.43 | 30.43 | 30.43 | 30.43 | 30.43 | 30.43
DemandResponse | 0 | 0 | 0 | 0 | 0 | 0
IGCC-CCS | 0 | 0 | 0 | 0 | 0 | 0
WT_off | 0 | 0 | 0 | 0 | 0 | 0
PseudoUnit | 0 | 0 | 0 | 0 | 0 | 0
FixedInterchange | 0 | 0 | 0 | 0 | 0 | 0
Base VOM Costs by Reporting Type: MISO_MI
ReportingType | 2015 | 2020 | 2025 | 2030 | 2035 | 2040
BM | 0 | 0 | 0 | 0 | 0 | 0
CC | 25.81 | 33.41 | 22.23 | 21.45 | 54.22 | 92.43
CSP | 0 | 0 | 0 | 0 | 0 | 0
CT | 0 | 0 | 0 | 0 | 0 | 0
Coal | 237.25 | 200.13 | 203.98 | 211.97 | 211.97 | 211.97
Geo | 0 | 0 | 0 | 0 | 0 | 0
H | 0 | 0 | 0 | 0 | 0 | 0
LFG | 0.01 | 0.03 | 0.03 | 0.03 | 0.03 | 0.03
Nuc | 37.97 | 37.97 | 62.14 | 62.14 | 46.5 | 46.5
PS | 0 | 0 | 0 | 0 | 0 | 0
PV | 0 | 0 | 0 | 0 | 0 | 0
PeakG | 0.11 | 0.57 | 0.89 | 0.89 | 0.89 | 0.87
PeakO | 0 | 0 | 0 | 0 | 0 | 0
ST | 0 | 0 | 0 | 0 | 0 | 0
STOG | 0.42 | 1.28 | 1.29 | 1.38 | 0.85 | 1.24
STWD | 0.34 | 1.24 | 2.27 | 1.71 | 1.71 | 1.71
WT | 0.06 | 0.06 | 0.08 | 0.1 | 0.11 | 0.13
IGCC | 0 | 0 | 0 | 0 | 0 | 0
DemandResponse | 0 | 0 | 0 | 0 | 0 | 0
IGCC-CCS | 0 | 0 | 0 | 0 | 0 | 0
WT_off | 0 | 0 | 0 | 0 | 0 | 0
PseudoUnit | 0 | 0 | 0 | 0 | 0 | 0
FixedInterchange | 0 | 0 | 0 | 0 | 0 | 0
Base VOM Costs by Reporting Type: MISO_MO-IL
ReportingType | 2015 | 2020 | 2025 | 2030 | 2035 | 2040
BM | 0 | 0 | 0 | 0 | 0 | 0
CC | 6.58 | 11.27 | 6.13 | 6.29 | 5.23 | 3.33
CSP | 0 | 0 | 0 | 0 | 0 | 0
CT | 0 | 0 | 0 | 0 | 0 | 0
Coal | 391.95 | 358.81 | 387.48 | 407.48 | 430.64 | 432.4
Geo | 0 | 0 | 0 | 0 | 0 | 0
H | 0 | 0 | 0 | 0 | 0 | 0.02
LFG | 0 | 0 | 0.02 | 0.02 | 0.02 | 0.02
Nuc | 44.89 | 44.89 | 44.89 | 44.89 | 44.89 | 44.89
PS | 0 | 0 | 0 | 0 | 0 | 0
PV | 0 | 0 | 0 | 0 | 0 | 0
PeakG | 1.47 | 2.12 | 2.31 | 3.84 | 7.41 | 9.92
PeakO | 0 | 0 | 0 | 0 | 0 | 0
ST | 0 | 0 | 0 | 0 | 0 | 0
STOG | 0.14 | 0.26 | 0.14 | 0.17 | 0.14 | 0.14
STWD | 0 | 0 | 0 | 0 | 0 | 0
WT | 0.02 | 0.02 | 0.02 | 0.02 | 0.02 | 0.02
IGCC | 0 | 0 | 0 | 0 | 0 | 0
DemandResponse | 0 | 0 | 0 | 0 | 0 | 0
IGCC-CCS | 0 | 0 | 0 | 0 | 0 | 0
WT_off | 0 | 0 | 0 | 0 | 0 | 0
PseudoUnit | 0 | 0 | 0 | 0 | 0 | 0
FixedInterchange | 0 | 0 | 0 | 0 | 0 | 0
Base VOM Costs by Reporting Type: MISO_W
ReportingType | 2015 | 2020 | 2025 | 2030 | 2035 | 2040
BM | 0 | 0 | 0 | 0 | 0 | 0
CC | 22.19 | 24.83 | 20.14 | 24.79 | 14.84 | 6.79
CSP | 0 | 0 | 0 | 0 | 0 | 0
CT | 0 | 0 | 0 | 0 | 0 | 0
Coal | 351.65 | 344.7 | 352.16 | 355.3 | 538 | 769.79
Geo | 0 | 0 | 0 | 0 | 0 | 0
H | 0 | 0 | 0 | 0 | 0 | 0
LFG | 0.02 | 0.02 | 0.02 | 0.02 | 0.02 | 0.02
Nuc | 45.57 | 45.57 | 45.57 | 45.57 | 0 | 0
PS | 0 | 0 | 0 | 0 | 0 | 0
PV | 0 | 0 | 0 | 0 | 0 | 0
PeakG | 1.82 | 3.64 | 7.21 | 10.33 | 9.92 | 3.29
PeakO | 0 | 0 | 0 | 0 | 0 | 0
ST | 0 | 0 | 0 | 0 | 0 | 0
STOG | 0.03 | 0.04 | 0.03 | 0.07 | 0.04 | 0.01
STWD | 0 | 0.5 | 0.3 | 0.5 | 0.5 | 0.5
WT | 0.32 | 0.43 | 0.58 | 0.64 | 0.7 | 0.77
IGCC | 0 | 0 | 0 | 0 | 0 | 0
DemandResponse | 0 | 0 | 0 | 0 | 0 | 0
IGCC-CCS | 0 | 0 | 0 | 0 | 0 | 0
WT_off | 0 | 0 | 0 | 0 | 0 | 0
PseudoUnit | 0 | 0 | 0 | 0 | 0 | 0
FixedInterchange | 0 | 0 | 0 | 0 | 0 | 0
Base VOM Costs by Reporting Type: MISO_WUMS
ReportingType | 2015 | 2020 | 2025 | 2030 | 2035 | 2040
BM | 0 | 0 | 0 | 0 | 0 | 0
CC | 34.32 | 132.33 | 137.58 | 157.08 | 214.67 | 205.23
CSP | 0 | 0 | 0 | 0 | 0 | 0
CT | 0 | 2.87 | 3.75 | 4.47 | 6.11 | 12.11
Coal | 119.36 | 104.16 | 118.79 | 134.57 | 143.35 | 143.67
Geo | 0 | 0 | 0 | 0 | 0 | 0
H | 0 | 0 | 0 | 0 | 0 | 0
LFG | 0.01 | 0.01 | 0.03 | 0.03 | 0.03 | 0.03
Nuc | 33.6 | 33.6 | 33.6 | 33.6 | 0 | 0
PS | 0 | 0 | 0 | 0 | 0 | 0
PV | 0 | 0 | 0 | 0 | 0 | 0
PeakG | 0.22 | 0 | 0 | 0 | 0 | 0
PeakO | 0 | 0 | 0 | 0 | 0 | 0
ST | 0 | 0 | 0 | 0 | 0 | 0
STOG | 0.01 | 0 | 0 | 0 | 0 | 0
STWD | 0 | 0.1 | 0.1 | 0.1 | 0.1 | 0.1
WT | 0.05 | 0.05 | 0.05 | 0.05 | 0.05 | 0.05
IGCC | 0 | 0 | 0 | 0 | 0 | 0
DemandResponse | 0 | 0 | 0 | 0 | 0 | 0
IGCC-CCS | 0 | 0 | 0 | 0 | 0 | 0
WT_off | 0 | 0 | 0 | 0 | 0 | 0
PseudoUnit | 0 | 0 | 0 | 0 | 0 | 0
FixedInterchange | 0 | 0 | 0 | 0 | 0 | 0
Base VOM Costs by Reporting Type: Nebraska
ReportingType | 2015 | 2020 | 2025 | 2030 | 2035 | 2040
BM | 0 | 0 | 0 | 0 | 0 | 0
CC | 1.25 | 1.08 | 10.26 | 9.88 | 5.92 | 4.35
CSP | 0 | 0 | 0 | 0 | 0 | 0
CT | 0 | 0 | 0 | 0 | 0 | 0
Coal | 117.38 | 127.61 | 127.61 | 128.12 | 236.21 | 253.01
Geo | 0 | 0 | 0 | 0 | 0 | 0
H | 0 | 0 | 0 | 0 | 0 | 0
LFG | 0 | 0 | 0.01 | 0.01 | 0.01 | 0.01
Nuc | 25.17 | 25.17 | 25.17 | 25.17 | 0 | 0
PS | 0 | 0 | 0 | 0 | 0 | 0
PV | 0 | 0 | 0 | 0 | 0 | 0
PeakG | 0.42 | 0.64 | 1.27 | 1.13 | 1.08 | 0.1
PeakO | 0 | 0 | 0 | 0 | 0 | 0
ST | 0 | 0 | 0 | 0 | 0 | 0
STOG | 0.13 | 0.2 | 0.25 | 0.25 | 0.13 | 0.02
STWD | 0 | 0 | 0 | 0 | 0 | 0
WT | 0.01 | 0.01 | 0.01 | 0.01 | 0.01 | 0.01
IGCC | 0 | 0 | 0 | 0 | 0 | 0
DemandResponse | 0 | 0 | 0 | 0 | 0 | 0
IGCC-CCS | 0 | 0 | 0 | 0 | 0 | 0
WT_off | 0 | 0 | 0 | 0 | 0 | 0
PseudoUnit | 0 | 0 | 0 | 0 | 0 | 0
FixedInterchange | 0 | 0 | 0 | 0 | 0 | 0
Base VOM Costs by Reporting Type: NEISO
ReportingType | 2015 | 2020 | 2025 | 2030 | 2035 | 2040
BM | 9.41 | 9.41 | 2.75 | 2.99 | 3.54 | 3.34
CC | 128.28 | 130.44 | 143.7 | 161.54 | 204.86 | 260.08
CSP | 0 | 0 | 0 | 0 | 0 | 0
CT | 0 | 0.03 | 0.11 | 0.74 | 2.88 | 3.16
Coal | 0.04 | 0 | 0 | 0 | 0 | 0
Geo | 0 | 0 | 0 | 0 | 0 | 0
H | 0 | 0 | 0 | 0 | 0 | 0
LFG | 0.05 | 0.05 | 0.06 | 0.06 | 0.06 | 0.06
Nuc | 93.37 | 93.37 | 93.37 | 93.37 | 67.46 | 49.83
PS | 0 | 0 | 0 | 0 | 0 | 0
PV | 0 | 0.01 | 0.01 | 0.01 | 0.01 | 0.01
PeakG | 0.05 | 0.27 | 0.32 | 0.85 | 1.09 | 1.25
PeakO | 0 | 0 | 0 | 0 | 0 | 0
ST | 0 | 0 | 0 | 0 | 0 | 0
STOG | 0 | 0 | 0 | 0 | 0 | 0
STWD | 10.15 | 2.96 | 1.14 | 1.23 | 1.51 | 1.51
WT | 0.01 | 0.13 | 0.17 | 0.17 | 0.17 | 0.17
IGCC | 0 | 0 | 0 | 0 | 0 | 0
DemandResponse | 0 | 0 | 0 | 0 | 0 | 0
IGCC-CCS | 0 | 0 | 0 | 0 | 0 | 0
WT_off | 0.02 | 0.02 | 0.02 | 0.02 | 0 | 0
PseudoUnit | 0 | 0 | 0 | 0 | 0 | 0
FixedInterchange | 0 | 0 | 0 | 0 | 0 | 0
Base VOM Costs by Reporting Type: NonRTO_Midwest
ReportingType | 2015 | 2020 | 2025 | 2030 | 2035 | 2040
BM | 0 | 0 | 0 | 0 | 0 | 0
CC | 0 | 5.43 | 15.03 | 34.41 | 53.82 | 74.95
CSP | 0 | 0 | 0 | 0 | 0 | 0
CT | 0 | 1.02 | 1.19 | 1.89 | 2.21 | 5.55
Coal | 242.44 | 282.01 | 293.23 | 303.14 | 308.65 | 310.94
Geo | 0 | 0 | 0 | 0 | 0 | 0
H | 0 | 0 | 0 | 0 | 0 | 0
LFG | 0 | 0 | 0 | 0.01 | 0.01 | 0.01
Nuc | 0 | 0 | 0 | 0 | 0 | 0
PS | 0 | 0 | 0 | 0 | 0 | 0
PV | 0 | 0 | 0 | 0 | 0 | 0
PeakG | 1.22 | 1.54 | 1.75 | 2.46 | 1.25 | 0.85
PeakO | 0 | 0 | 0 | 0 | 0 | 0
ST | 0 | 0 | 0 | 0 | 0 | 0
STOG | 0 | 0 | 0 | 0 | 0 | 0
STWD | 0 | 0 | 0 | 0 | 0 | 0
WT | 0 | 0 | 0 | 0 | 0 | 0
IGCC | 0 | 0 | 0 | 0 | 0 | 0
DemandResponse | 0 | 0 | 0 | 0 | 0 | 0
IGCC-CCS | 0 | 0 | 0 | 0 | 0 | 0
WT_off | 0 | 0 | 0 | 0 | 0 | 0
PseudoUnit | 0 | 0 | 0 | 0 | 0 | 0
FixedInterchange | 0 | 0 | 0 | 0 | 0 | 0
Base VOM Costs by Reporting Type: NYISO_A-F
ReportingType | 2015 | 2020 | 2025 | 2030 | 2035 | 2040
BM | 0 | 0 | 0 | 0 | 0 | 0
CC | 23.25 | 40.38 | 46.91 | 38.52 | 36.89 | 73.72
CSP | 0 | 0 | 0 | 0 | 0 | 0
CT | 0 | 0 | 0 | 0 | 0 | 0
Coal | 0 | 0 | 0 | 0 | 0 | 0
Geo | 0 | 0 | 0 | 0 | 0 | 0
H | 0 | 0 | 0 | 0 | 0 | 0
LFG | 0.02 | 0.02 | 0.02 | 0.02 | 0.02 | 0.02
Nuc | 64.26 | 64.26 | 64.26 | 51.78 | 40.11 | 22.98
PS | 0 | 0 | 0 | 0 | 0 | 0
PV | 0 | 0 | 0 | 0 | 0 | 0
PeakG | 0 | 0.01 | 0.05 | 0.06 | 0.09 | 0.05
PeakO | 0 | 0 | 0 | 0 | 0 | 0
ST | 0 | 0 | 0 | 0 | 0 | 0
STOG | 0 | 0 | 0 | 0 | 0 | 0
STWD | 0 | 0 | 0 | 0.01 | 0 | 0
WT | 0.11 | 0.13 | 0.14 | 0.19 | 0.23 | 0.25
IGCC | 0 | 0 | 0 | 0 | 0 | 0
DemandResponse | 0 | 0 | 0 | 0 | 0 | 0
IGCC-CCS | 0 | 0 | 0 | 0 | 0 | 0
WT_off | 0 | 0 | 0 | 0 | 0 | 0
PseudoUnit | 0 | 0 | 0 | 0 | 0 | 0
FixedInterchange | 0 | 0 | 0 | 0 | 0 | 0
Base VOM Costs by Reporting Type: NYISO_G-I
ReportingType | 2015 | 2020 | 2025 | 2030 | 2035 | 2040
BM | 0 | 0 | 0 | 0 | 0 | 0
CC | 16.83 | 26.42 | 75.25 | 130.24 | 214.08 | 262.08
CSP | 0 | 0 | 0 | 0 | 0 | 0
CT | 0 | 0 | 0 | 0 | 0 | 0
Coal | 0 | 0 | 0 | 0 | 0 | 0
Geo | 0 | 0 | 0 | 0 | 0 | 0
H | 0 | 0 | 0 | 0 | 0 | 0
LFG | 0.01 | 0.01 | 0.01 | 0.01 | 0.01 | 0.01
Nuc | 41.11 | 41.11 | 41.11 | 41.11 | 20.61 | 0.01
PS | 0 | 0 | 0 | 0 | 0 | 0
PV | 0 | 0 | 0 | 0 | 0 | 0
PeakG | 0 | 0 | 0 | 0.01 | 0 | 0
PeakO | 0 | 0 | 0 | 0 | 0 | 0
ST | 0 | 0 | 0 | 0 | 0 | 0
STOG | 0.04 | 0.25 | 0.26 | 0.26 | 0.44 | 0.44
STWD | 0 | 0 | 0 | 0 | 0 | 0
WT | 0 | 0 | 0 | 0 | 0 | 0
IGCC | 0 | 0 | 0 | 0 | 0 | 0
DemandResponse | 0 | 0 | 0 | 0 | 0 | 0
IGCC-CCS | 0 | 0 | 0 | 0 | 0 | 0
WT_off | 0 | 0 | 0 | 0 | 0 | 0
PseudoUnit | 0 | 0 | 0 | 0 | 0 | 0
FixedInterchange | 0 | 0 | 0 | 0 | 0 | 0
Base VOM Costs by Reporting Type: NYISO_J-K
ReportingType | 2015 | 2020 | 2025 | 2030 | 2035 | 2040
BM | 0 | 0 | 0 | 0 | 0 | 0
CC | 72.29 | 90.48 | 87.43 | 107.8 | 136.64 | 181.5
CSP | 0 | 0 | 0 | 0 | 0 | 0
CT | 0 | 0.24 | 0.58 | 1.01 | 4.09 | 3.31
Coal | 0 | 0 | 0 | 0 | 0 | 0
Geo | 0 | 0 | 0 | 0 | 0 | 0
H | 0 | 0 | 0 | 0 | 0 | 0
LFG | 0.01 | 0.01 | 0.02 | 0.02 | 0.02 | 0.02
Nuc | 0 | 0 | 0 | 0 | 0 | 0
PS | 0 | 0 | 0 | 0 | 0 | 0
PV | 0 | 0 | 0 | 0 | 0 | 0
PeakG | 0.13 | 1.01 | 1.49 | 2.76 | 2.76 | 3.56
PeakO | 0 | 0 | 0 | 0 | 0 | 0
ST | 0 | 0 | 0 | 0 | 0 | 0
STOG | 3.56 | 7.73 | 10.13 | 14.06 | 15.52 | 15.05
STWD | 0 | 0 | 0 | 0 | 0 | 0
WT | 0 | 0 | 0 | 0 | 0 | 0
IGCC | 0 | 0 | 0 | 0 | 0 | 0
DemandResponse | 0 | 0 | 0 | 0 | 0 | 0
IGCC-CCS | 0 | 0 | 0 | 0 | 0 | 0
WT_off | 0 | 0 | 0 | 0 | 0 | 0
PseudoUnit | 0 | 0 | 0 | 0 | 0 | 0
FixedInterchange | 0 | 0 | 0 | 0 | 0 | 0
Base VOM Costs by Reporting Type: PJM_E
ReportingType | 2015 | 2020 | 2025 | 2030 | 2035 | 2040
BM | 1.12 | 1.12 | 1.12 | 1.12 | 1.12 | 1.12
CC | 82.12 | 103.5 | 100.61 | 101.34 | 161.76 | 208.64
CSP | 0 | 0 | 0 | 0 | 0 | 0
CT | 0 | 0.01 | 0.01 | 0.86 | 12.06 | 10.23
Coal | 1.8 | 2.17 | 3.4 | 5.73 | 9.2 | 10.49
Geo | 0 | 0 | 0 | 0 | 0 | 0
H | 0 | 0 | 0 | 0 | 0 | 0
LFG | 0.04 | 0.05 | 0.05 | 0.05 | 0.05 | 0.05
Nuc | 170.29 | 157.94 | 157.94 | 157.94 | 113.24 | 89.64
PS | 0 | 0 | 0 | 0 | 0 | 0
PV | 0 | 0 | 0 | 0 | 0 | 0
PeakG | 0.03 | 0.91 | 4 | 4.13 | 7.71 | 5.42
PeakO | 0 | 0 | 0 | 0 | 0 | 0
ST | 0 | 0 | 0 | 0 | 0 | 0
STOG | 0.64 | 1.22 | 1.22 | 2.07 | 2.52 | 2.75
STWD | 0 | 0 | 0 | 0 | 0 | 0
WT | 0.02 | 0.02 | 0.02 | 0.02 | 0.02 | 0.02
IGCC | 0 | 0 | 0 | 0 | 0 | 0
DemandResponse | 0 | 0 | 0 | 0 | 0 | 0
IGCC-CCS | 0 | 0 | 0 | 0 | 0 | 0
WT_off | 0 | 0 | 0.04 | 0.04 | 0.04 | 0.04
PseudoUnit | 0 | 0 | 0 | 0 | 0 | 0
FixedInterchange | 0 | 0 | 0 | 0 | 0 | 0
Base VOM Costs by Reporting Type: PJM_ROM
ReportingType | 2015 | 2020 | 2025 | 2030 | 2035 | 2040
BM | 0.67 | 0.67 | 0.67 | 0.67 | 0.67 | 0.67
CC | 52.07 | 65.88 | 58.09 | 65.34 | 239.24 | 733.88
CSP | 0 | 0 | 0 | 0 | 0 | 0
CT | 0 | 0.01 | 0.03 | 0.03 | 0.03 | 0.03
Coal | 193.71 | 241.91 | 247.52 | 262.79 | 262.79 | 262.79
Geo | 0 | 0 | 0 | 0 | 0 | 0
H | 0 | 0 | 0 | 0 | 0 | 0.03
LFG | 0.03 | 0.05 | 0.05 | 0.05 | 0.05 | 0.05
Nuc | 101.23 | 152.12 | 152.12 | 152.12 | 117.3 | 99.23
PS | 0 | 0 | 0 | 0 | 0 | 0
PV | 0 | 0.03 | 0.05 | 0.06 | 0.06 | 0.07
PeakG | 0 | 0.28 | 0.43 | 0.44 | 2.14 | 0.43
PeakO | 0 | 0 | 0 | 0 | 0 | 0
ST | 0 | 0 | 0 | 0 | 0 | 0
STOG | 1.47 | 3.21 | 3.24 | 3.4 | 3.54 | 3.4
STWD | 1.16 | 1.16 | 1.16 | 1.16 | 1.16 | 1.16
WT | 0.03 | 0.03 | 0.05 | 0.19 | 0.19 | 0.19
IGCC | 0 | 0 | 0 | 0 | 0 | 0
DemandResponse | 0 | 0 | 0 | 0 | 0 | 0
IGCC-CCS | 0 | 0 | 0 | 0 | 0 | 0
WT_off | 0 | 0 | 0 | 0 | 0 | 0
PseudoUnit | 0 | 0 | 0 | 0 | 0 | 0
FixedInterchange | 0 | 0 | 0 | 0 | 0 | 0
Base VOM Costs by Reporting Type: PJM_ROR
ReportingType | 2015 | 2020 | 2025 | 2030 | 2035 | 2040
BM | 0.37 | 0.81 | 11.04 | 14.36 | 10.71 | 7.2
CC | 183.62 | 332.99 | 497.51 | 700.89 | 985.33 | 844.99
CSP | 0 | 0 | 0 | 0 | 0 | 0
CT | 0.03 | 0.06 | 0.06 | 1.52 | 2.71 | 9.69
Coal | 1377.98 | 1323.58 | 1379.58 | 1402.85 | 1420.87 | 1434.75
Geo | 0 | 0 | 0 | 0 | 0 | 0
H | 0 | 0.03 | 0.03 | 0.03 | 0.03 | 0.03
LFG | 0.05 | 0.05 | 0.09 | 0.09 | 0.09 | 0.09
Nuc | 402.02 | 425.87 | 425.87 | 408.44 | 322.51 | 224.36
PS | 0 | 0 | 0 | 0 | 0 | 0
PV | 0 | 0 | 0 | 0 | 0 | 0
PeakG | 7.69 | 9.57 | 10.23 | 9.64 | 6.25 | 9.19
PeakO | 0 | 0 | 0 | 0 | 0 | 0
ST | 0 | 0 | 0 | 0 | 0 | 0
STOG | 1.9 | 2 | 2.08 | 2.01 | 2.01 | 2.1
STWD | 0.57 | 1.45 | 2.7 | 3.23 | 3.23 | 3.23
WT | 0.31 | 0.31 | 0.31 | 0.33 | 0.38 | 0.53
IGCC | 0 | 0 | 0 | 0 | 0 | 0
DemandResponse | 0 | 0 | 0 | 0 | 0 | 0
IGCC-CCS | 0 | 0 | 0 | 0 | 0 | 0
WT_off | 0 | 0 | 0 | 0 | 0 | 0
PseudoUnit | 0 | 0 | 0 | 0 | 0 | 0
FixedInterchange | 0 | 0 | 0 | 0 | 0 | 0
Base VOM Costs by Reporting Type: SOCO
ReportingType | 2015 | 2020 | 2025 | 2030 | 2035 | 2040
BM | 0 | 0 | 0.12 | 0.12 | 0.19 | 0.19
CC | 326.97 | 386.1 | 440.78 | 584.01 | 696.23 | 629.44
CSP | 0 | 0 | 0 | 0 | 0 | 0
CT | 0 | 0 | 0 | 0 | 0 | 0
Coal | 400.54 | 457.15 | 527.62 | 529.15 | 549.73 | 931.6
Geo | 0 | 0 | 0 | 0 | 0 | 0
H | 0 | 0 | 0 | 0 | 0 | 0
LFG | 0 | 0 | 0 | 0.01 | 0.01 | 0.01
Nuc | 116 | 150.99 | 150.99 | 150.99 | 150.99 | 97.82
PS | 0 | 0 | 0 | 0 | 0 | 0
PV | 0 | 0 | 0 | 0 | 0 | 0
PeakG | 5.26 | 10.35 | 19.04 | 18.05 | 15.17 | 12.15
PeakO | 0 | 0 | 0 | 0 | 0 | 0
ST | 0 | 0 | 0 | 0 | 0 | 0
STOG | 0 | 0 | 0 | 0 | 0 | 0
STWD | 0 | 0 | 0.01 | 0.05 | 0.64 | 0.64
WT | 0 | 0 | 0 | 0 | 0 | 0
IGCC | 0 | 0 | 0 | 0 | 0 | 0
DemandResponse | 0 | 0 | 0 | 0 | 0 | 0
IGCC-CCS | 0 | 0 | 0 | 0 | 0 | 0
WT_off | 0 | 0 | 0 | 0 | 0 | 0
PseudoUnit | 0 | 0 | 0 | 0 | 0 | 0
FixedInterchange | 0 | 0 | 0 | 0 | 0 | 0
Base VOM Costs by Reporting Type: SPP_N
ReportingType | 2015 | 2020 | 2025 | 2030 | 2035 | 2040
BM | 0 | 0 | 0 | 0 | 0 | 0
CC | 19.39 | 73.39 | 85.26 | 132.27 | 87.63 | 61.87
CSP | 0 | 0 | 0 | 0 | 0 | 0
CT | 0 | 0 | 0 | 6.61 | 11.54 | 5.69
Coal | 236.28 | 256.9 | 258.69 | 258.69 | 258.69 | 426.6
Geo | 0 | 0 | 0 | 0 | 0 | 0
H | 0 | 0 | 0 | 0 | 0 | 0
LFG | 0 | 0 | 0.01 | 0.01 | 0.01 | 0.01
Nuc | 23.32 | 23.32 | 23.32 | 23.32 | 23.32 | 23.32
PS | 0 | 0 | 0 | 0 | 0 | 0
PV | 0 | 0 | 0 | 0 | 0 | 0
PeakG | 0.74 | 1.03 | 3.06 | 1.66 | 1.38 | 0.23
PeakO | 0 | 0 | 0 | 0 | 0 | 0
ST | 0 | 0 | 0 | 0 | 0 | 0
STOG | 0.77 | 1.54 | 1.6 | 1.6 | 2.61 | 1.56
STWD | 0 | 0 | 0 | 0 | 0 | 0
WT | 0.05 | 0.05 | 0.05 | 0.05 | 0.05 | 0.05
IGCC | 0 | 0 | 0 | 0 | 0 | 0
DemandResponse | 0 | 0 | 0 | 0 | 0 | 0
IGCC-CCS | 0 | 0 | 0 | 0 | 0 | 0
WT_off | 0 | 0 | 0 | 0 | 0 | 0
PseudoUnit | 0 | 0 | 0 | 0 | 0 | 0
FixedInterchange | 0 | 0 | 0 | 0 | 0 | 0
Base VOM Costs by Reporting Type: SPP_S
ReportingType | 2015 | 2020 | 2025 | 2030 | 2035 | 2040
BM | 0 | 0 | 0 | 0 | 0 | 0
CC | 117.69 | 175.7 | 219.47 | 264.82 | 153.96 | 145.07
CSP | 0 | 0 | 0 | 0 | 0 | 0
CT | 0.02 | 0 | 0 | 0.72 | 0 | 0.11
Coal | 334.67 | 336.44 | 372.4 | 385.06 | 388.86 | 389.59
Geo | 0 | 0 | 0 | 0 | 0 | 0
H | 0 | 0 | 0 | 0 | 0 | 0
LFG | 0 | 0 | 0.01 | 0.01 | 0.01 | 0.01
Nuc | 0 | 0 | 0 | 0 | 0 | 0
PS | 0 | 0 | 0 | 0 | 0 | 0
PV | 0 | 0 | 0 | 0 | 0 | 0
PeakG | 0 | 0 | 0 | 0.12 | 0 | 0
PeakO | 0 | 0 | 0 | 0 | 0 | 0
ST | 0 | 0 | 0 | 0 | 0 | 0
STOG | 6.82 | 7.95 | 8.3 | 10.38 | 3.97 | 6.05
STWD | 0 | 0 | 0 | 0 | 0 | 0.02
WT | 0.11 | 0.23 | 0.26 | 0.29 | 1.07 | 1.18
IGCC | 0 | 0 | 0 | 0 | 0 | 0
DemandResponse | 0 | 0 | 0 | 0 | 0 | 0
IGCC-CCS | 0 | 0 | 0 | 0 | 0 | 0
WT_off | 0 | 0 | 0 | 0 | 0 | 0
PseudoUnit | 0 | 0 | 0 | 0 | 0 | 0
FixedInterchange | 0 | 0 | 0 | 0 | 0 | 0
Base VOM Costs by Reporting Type: TVA
ReportingType | 2015 | 2020 | 2025 | 2030 | 2035 | 2040
BM | 0 | 0 | 0 | 0 | 0 | 0
CC | 52.63 | 82.03 | 131.97 | 203.49 | 215.95 | 173.59
CSP | 0 | 0 | 0 | 0 | 0 | 0
CT | 0.26 | 4.37 | 5.75 | 6.1 | 9.07 | 10.4
Coal | 351.04 | 334.43 | 341.41 | 345.13 | 460.27 | 655.09
Geo | 0 | 0 | 0 | 0 | 0 | 0
H | 0 | 0 | 0 | 0 | 0 | 0
LFG | 0 | 0 | 0 | 0.01 | 0.01 | 0.01
Nuc | 153.76 | 189.29 | 189.29 | 189.29 | 138.79 | 113.09
PS | 0 | 0 | 0 | 0 | 0 | 0
PV | 0 | 0 | 0 | 0 | 0 | 0
PeakG | 0 | 0 | 0.37 | 0.33 | 0.34 | 0.24
PeakO | 0 | 0 | 0 | 0 | 0 | 0
ST | 0 | 0 | 0 | 0 | 0 | 0
STOG | 0 | 0 | 0 | 0 | 0 | 0
STWD | 0 | 0 | 0 | 0 | 0 | 0
WT | 0 | 0 | 0 | 0 | 0 | 0
IGCC | 0 | 0 | 0 | 0 | 0 | 0
DemandResponse | 0 | 0 | 0 | 0 | 0 | 0
IGCC-CCS | 0 | 0 | 0 | 0 | 0 | 0
WT_off | 0 | 0 | 0 | 0 | 0 | 0
PseudoUnit | 0 | 0 | 0 | 0 | 0 | 0
FixedInterchange | 0 | 0 | 0 | 0 | 0 | 0
Base VOM Costs by Reporting Type: TVA_Transmission
ReportingType | 2015 | 2020 | 2025 | 2030 | 2035 | 2040
BM | 0 | 0 | 0 | 0 | 0 | 0
CC | 0 | 0 | 0 | 0 | 0 | 0
CSP | 0 | 0 | 0 | 0 | 0 | 0
CT | 0 | 0 | 0 | 0 | 0 | 0
Coal | 0 | 0 | 0 | 0 | 0 | 0
Geo | 0 | 0 | 0 | 0 | 0 | 0
H | 0 | 0 | 0 | 0 | 0 | 0
LFG | 0 | 0 | 0 | 0 | 0 | 0
Nuc | 0 | 0 | 0 | 0 | 0 | 0
PS | 0 | 0 | 0 | 0 | 0 | 0
PV | 0 | 0 | 0 | 0 | 0 | 0
PeakG | 0 | 0 | 0 | 0 | 0 | 0
PeakO | 0 | 0 | 0 | 0 | 0 | 0
ST | 0 | 0 | 0 | 0 | 0 | 0
STOG | 0 | 0 | 0 | 0 | 0 | 0
STWD | 0 | 0 | 0 | 0 | 0 | 0
WT | 0 | 0 | 0 | 0 | 0 | 0
IGCC | 0 | 0 | 0 | 0 | 0 | 0
DemandResponse | 0 | 0 | 0 | 0 | 0 | 0
IGCC-CCS | 0 | 0 | 0 | 0 | 0 | 0
WT_off | 0 | 0 | 0 | 0 | 0 | 0
PseudoUnit | 0 | 0 | 0 | 0 | 0 | 0
FixedInterchange | 0 | 0 | 0 | 0 | 0 | 0
Base VOM Costs by Reporting Type: VACAR
ReportingType | 2015 | 2020 | 2025 | 2030 | 2035 | 2040
BM | 0.03 | 14.13 | 49.18 | 57.47 | 71.15 | 84.39
CC | 187.8 | 211.87 | 201.12 | 226.68 | 428.14 | 640.89
CSP | 0 | 0 | 0 | 0 | 0 | 0
CT | 0.73 | 2.11 | 2.84 | 6.74 | 11.45 | 9.03
Coal | 301.4 | 303.17 | 379.17 | 428.75 | 458.43 | 464.13
Geo | 0 | 0 | 0 | 0 | 0 | 0
H | 0 | 0 | 0 | 0 | 0 | 0
LFG | 0.01 | 0.01 | 0.01 | 0.01 | 0.01 | 0.01
Nuc | 229.75 | 302.33 | 337.86 | 337.86 | 272.57 | 235.23
PS | 0 | 0 | 0 | 0 | 0 | 0
PV | 0 | 0 | 0 | 0 | 0 | 0.01
PeakG | 0.85 | 1.46 | 2.59 | 2.59 | 2.35 | 2.03
PeakO | 0 | 0 | 0 | 0 | 0 | 0
ST | 0 | 0 | 0 | 0 | 0 | 0
STOG | 0 | 0 | 0 | 0 | 0 | 0
STWD | 4.67 | 4.67 | 2.95 | 3.44 | 4.67 | 4.67
WT | 0 | 0.08 | 0.08 | 0.08 | 0.08 | 0.08
IGCC | 0 | 0 | 0 | 0 | 0 | 0
DemandResponse | 0 | 0 | 0 | 0 | 0 | 0
IGCC-CCS | 0 | 0 | 0 | 0 | 0 | 0
WT_off | 0 | 0 | 0 | 0 | 0 | 0
PseudoUnit | 0 | 0 | 0 | 0 | 0 | 0
FixedInterchange | 0 | 0 | 0 | 0 | 0 | 0
Base VOM Costs by Reporting Type: IESO
ReportingType | 2015 | 2020 | 2025 | 2030 | 2035 | 2040
BM | 0 | 0 | 0 | 0.02 | 0.02 | 0.02
CC | 3 | 6.92 | 18.62 | 45.79 | 146.53 | 246.68
CSP | 0 | 0 | 0 | 0 | 0 | 0
CT | 0 | 0 | 0.03 | 0.12 | 0.33 | 0.56
Coal | 0 | 0 | 0 | 0 | 0 | 0
Geo | 0 | 0 | 0 | 0 | 0 | 0
H | 0 | 0 | 0 | 0 | 0 | 0.02
LFG | 0.01 | 0.01 | 0.01 | 0.01 | 0.01 | 0.01
Nuc | 259.19 | 259.19 | 259.19 | 259.19 | 238.49 | 207.54
PS | 0 | 0 | 0 | 0 | 0 | 0
PV | 0 | 0 | 0 | 0 | 0 | 0
PeakG | 0 | 0 | 0.04 | 0.13 | 0.04 | 0.13
PeakO | 0 | 0 | 0 | 0 | 0 | 0
ST | 0 | 0 | 0 | 0 | 0 | 0
STOG | 0 | 0 | 0 | 0 | 0 | 0
STWD | 0 | 0 | 0 | 0.01 | 0.03 | 0.03
WT | 0.09 | 0.09 | 0.09 | 0.09 | 0.04 | 0.04
IGCC | 0 | 0 | 0 | 0 | 0 | 0
DemandResponse | 0 | 0 | 0 | 0 | 0 | 0
IGCC-CCS | 0 | 0 | 0 | 0 | 0 | 0
WT_off | 0 | 0 | 0 | 0 | 0 | 0
PseudoUnit | 0 | 0 | 0 | 0 | 0 | 0
FixedInterchange | 0 | 0 | 0 | 0 | 0 | 0
Base VOM Costs by Reporting Type: MAPP_CA
ReportingType | 2015 | 2020 | 2025 | 2030 | 2035 | 2040
BM | 0 | 0 | 0 | 0 | 0 | 0
CC | 26.46 | 54.32 | 54.92 | 54.96 | 51.81 | 36.34
CSP | 0 | 0 | 0 | 0 | 0 | 0
CT | 0 | 0 | 0.01 | 0.01 | 0.01 | 0
Coal | 0.64 | 1.82 | 4.53 | 15.25 | 22.11 | 29.77
Geo | 0 | 0 | 0 | 0 | 0 | 0
H | 0 | 0 | 0.05 | 0.13 | 0.21 | 0.32
LFG | 0 | 0 | 0 | 0 | 0 | 0
Nuc | 0 | 0 | 0 | 0 | 0 | 0
PS | 0 | 0 | 0 | 0 | 0 | 0
PV | 0 | 0 | 0 | 0 | 0 | 0
PeakG | 0 | 0 | 0.01 | 0.01 | 0.01 | 0
PeakO | 0 | 0 | 0 | 0 | 0 | 0
ST | 0 | 0 | 0 | 0 | 0 | 0
STOG | 0 | 0 | 0 | 0 | 0 | 0
STWD | 0 | 0 | 0 | 0 | 0 | 0
WT | 0.02 | 0.02 | 0.02 | 0.02 | 0.02 | 0.02
IGCC | 0 | 0 | 0 | 0 | 0 | 0
DemandResponse | 0 | 0 | 0 | 0 | 0 | 0
IGCC-CCS | 0 | 0 | 0 | 0 | 0 | 0
WT_off | 0 | 0 | 0 | 0 | 0 | 0
PseudoUnit | 0 | 0 | 0 | 0 | 0 | 0
FixedInterchange | 0 | 0 | 0 | 0 | 0 | 0
Base VOM Costs by Reporting Type: AZ_NM_SNV_Coal
ReportingType | 2015 | 2020 | 2025 | 2030 | 2035 | 2040
BM | 0 | 0 | 0 | 0 | 0 | 0
CC | 0 | 0 | 0 | 0 | 0 | 0
CSP | 0 | 0 | 0 | 0 | 0 | 0
CT | 0 | 0 | 0 | 0 | 0 | 0
Coal | 289.24 | 324.69 | 324.69 | 324.69 | 324.69 | 324.69
Geo | 0 | 0 | 0 | 0 | 0 | 0
H | 0 | 0 | 0 | 0 | 0 | 0
LFG | 0 | 0 | 0 | 0 | 0 | 0
Nuc | 0 | 0 | 0 | 0 | 0 | 0
PS | 0 | 0 | 0 | 0 | 0 | 0
PV | 0 | 0 | 0 | 0 | 0 | 0
PeakG | 0 | 0 | 0 | 0 | 0 | 0
PeakO | 0 | 0 | 0 | 0 | 0 | 0
ST | 0 | 0 | 0 | 0 | 0 | 0
STOG | 0 | 0 | 0 | 0 | 0 | 0
STWD | 0 | 0 | 0 | 0 | 0 | 0
WT | 0 | 0 | 0 | 0 | 0 | 0
IGCC | 0 | 0 | 0 | 0 | 0 | 0
DemandResponse | 0 | 0 | 0 | 0 | 0 | 0
IGCC-CCS | 0 | 0 | 0 | 0 | 0 | 0
WT_off | 0 | 0 | 0 | 0 | 0 | 0
PseudoUnit | 0 | 0 | 0 | 0 | 0 | 0
FixedInterchange | 0 | 0 | 0 | 0 | 0 | 0
Base VOM Costs by Reporting Type: AZ_NM_SNV_Gas
ReportingType | 2015 | 2020 | 2025 | 2030 | 2035 | 2040
BM | 0 | 0 | 0 | 0 | 0 | 0
CC | 254.23 | 328.09 | 379.82 | 534.8 | 751.88 | 714.89
CSP | 0 | 0 | 0 | 0 | 0 | 0
CT | 0 | 0.07 | 2.78 | 4.82 | 2.78 | 3.98
Coal | 0 | 0 | 0 | 0 | 0 | 0
Geo | 0 | 0 | 0 | 0 | 0 | 0
H | 0 | 0 | 0 | 0 | 0 | 0
LFG | 0 | 0 | 0 | 0 | 0 | 0
Nuc | 0 | 0 | 0 | 0 | 0 | 0
PS | 0 | 0 | 0 | 0 | 0 | 0
PV | 0 | 0 | 0 | 0 | 0 | 0
PeakG | 0 | 0 | 8.53 | 13.25 | 9.98 | 9.98
PeakO | 0 | 0 | 0 | 0 | 0 | 0
ST | 0 | 0 | 0 | 0 | 0 | 0
STOG | 0 | 0 | 0 | 0 | 0 | 0
STWD | 0 | 0 | 0 | 0 | 0 | 0
WT | 0 | 0 | 0 | 0 | 0 | 0
IGCC | 0 | 0 | 0 | 0 | 0 | 0
DemandResponse | 0 | 0 | 0 | 0 | 0 | 0
IGCC-CCS | 0 | 0 | 0 | 0 | 0 | 0
WT_off | 0 | 0 | 0 | 0 | 0 | 0
PseudoUnit | 0 | 0 | 0 | 0 | 0 | 0
FixedInterchange | 0 | 0 | 0 | 0 | 0 | 0
Base VOM Costs by Reporting Type: AZ_NM_SNV_NucRenew
ReportingType | 2015 | 2020 | 2025 | 2030 | 2035 | 2040
BM | 0 | 0 | 0 | 0 | 0 | 0
CC | 0 | 0 | 0 | 0 | 0 | 0
CSP | 0 | 0 | 0 | 0 | 0 | 0
CT | 0 | 0 | 0 | 0 | 0 | 0
Coal | 0 | 0 | 0 | 0 | 0 | 0
Geo | 0 | 0 | 116.31 | 116.31 | 116.31 | 116.31
H | 0 | 0 | 0 | 0 | 0 | 0
LFG | 0 | 0.01 | 0.01 | 0.01 | 0.01 | 0.01
Nuc | 71.66 | 71.66 | 71.66 | 71.66 | 71.66 | 71.66
PS | 0 | 0 | 0 | 0 | 0 | 0
PV | 0 | 0 | 0 | 0 | 0 | 0
PeakG | 0 | 0 | 0 | 0 | 0 | 0
PeakO | 0 | 0 | 0 | 0 | 0 | 0
ST | 0.01 | 0.03 | 0.04 | 0.05 | 0.05 | 0.05
STOG | 0 | 0 | 0 | 0 | 0 | 0
STWD | 0.43 | 0.43 | 0.27 | 0.43 | 0.43 | 0.43
WT | 0.02 | 0.39 | 0.39 | 0.48 | 0.5 | 0.5
IGCC | 0 | 0 | 0 | 0 | 0 | 0
DemandResponse | 0 | 0 | 0 | 0 | 0 | 0
IGCC-CCS | 0 | 0 | 0 | 0 | 0 | 0
WT_off | 0 | 0 | 0 | 0 | 0 | 0
PseudoUnit | 0 | 0 | 0 | 0 | 0 | 0
FixedInterchange | 0 | 0 | 0 | 0 | 0 | 0
Base VOM Costs by Reporting Type: ERCOT
ReportingType | 2015 | 2020 | 2025 | 2030 | 2035 | 2040
BM | 0 | 0 | 0.02 | 0.02 | 0.5 | 0.49
CC | 408.03 | 558.11 | 632.42 | 783.41 | 949.69 | 1136.16
CSP | 0 | 0 | 0 | 0 | 0 | 0
CT | 0 | 0.02 | 0.08 | 0.08 | 0.08 | 0.08
Coal | 443.59 | 534.09 | 591.86 | 591.86 | 591.86 | 591.86
Geo | 0 | 0 | 0 | 0 | 0 | 0
H | 0 | 0 | 0 | 0 | 0 | 0
LFG | 0.01 | 0.01 | 0.01 | 0.04 | 0.04 | 0.04
Nuc | 94.14 | 94.14 | 94.14 | 94.14 | 94.14 | 94.14
PS | 0 | 0 | 0 | 0 | 0 | 0
PV | 0 | 0 | 0 | 0 | 0 | 0
PeakG | 0 | 0.02 | 0.82 | 0.83 | 0.59 | 0.57
PeakO | 0 | 0 | 0 | 0 | 0 | 0
ST | 0 | 0 | 0 | 0 | 0 | 0
STOG | 13.31 | 15.14 | 20.05 | 17.14 | 14.94 | 13.01
STWD | 0 | 0 | 0 | 0 | 0 | 0
WT | 0.32 | 0.32 | 0.32 | 0.32 | 0.32 | 0.32
IGCC | 0 | 0 | 0 | 0 | 0 | 0
DemandResponse | 0 | 0 | 0 | 0 | 0 | 0
IGCC-CCS | 0 | 0 | 0 | 0 | 0 | 0
WT_off | 0 | 0 | 0 | 0 | 0 | 0
PseudoUnit | 0 | 0 | 0 | 0 | 0 | 0
FixedInterchange | 0 | 0 | 0 | 0 | 0 | 0
Base VOM Costs by Reporting Type: NP15
ReportingType | 2015 | 2020 | 2025 | 2030 | 2035 | 2040
BM | 0 | 0 | 0 | 0 | 0 | 0
CC | 102.24 | 100.39 | 112.91 | 61.18 | 27.22 | 11.79
CSP | 0 | 0 | 0 | 0 | 0 | 0
CT | 0 | 0 | 0 | 0.52 | 0 | 0.06
Coal | 0.81 | 0.89 | 0.89 | 0.89 | 0.03 | 0
Geo | 0.11 | 48.23 | 48.23 | 48.23 | 48.23 | 48.23
H | 0 | 0 | 0 | 0 | 0 | 0
LFG | 0.01 | 0.06 | 0.06 | 0.06 | 0.06 | 0.06
Nuc | 42.53 | 42.53 | 42.53 | 42.53 | 186.62 | 239.35
PS | 0 | 0 | 0 | 0 | 0 | 0
PV | 0 | 0 | 0 | 0 | 0 | 0
PeakG | 0 | 0 | 0.19 | 0.8 | 0.12 | 0.42
PeakO | 0 | 0 | 0 | 0 | 0 | 0
ST | 0 | 0 | 0 | 0 | 0 | 0
STOG | 0.52 | 0.6 | 2.18 | 3.33 | 0.24 | 0.43
STWD | 7.35 | 7.35 | 0.1 | 7.35 | 3.7 | 3.67
WT | 0.04 | 0.13 | 0.13 | 0.13 | 0.13 | 0.13
IGCC | 0 | 0 | 0 | 0 | 0 | 0
DemandResponse | 0 | 0 | 0 | 0 | 0 | 0
IGCC-CCS | 0 | 0 | 0 | 0 | 0 | 0
WT_off | 0 | 0 | 0 | 0 | 0 | 0
PseudoUnit | 0 | 0 | 0 | 0 | 0 | 0
FixedInterchange | 0 | 0 | 0 | 0 | 0 | 0
Base VOM Costs by Reporting Type: NWPP_Coal
ReportingType | 2015 | 2020 | 2025 | 2030 | 2035 | 2040
BM | 0 | 0 | 0 | 0 | 0 | 0
CC | 0 | 0 | 0 | 0 | 0 | 0
CSP | 0 | 0 | 0 | 0 | 0 | 0
CT | 0 | 0 | 0 | 0 | 0 | 0
Coal | 368.82 | 406.84 | 406.84 | 406.84 | 406.84 | 406.84
Geo | 0 | 0 | 0 | 0 | 0 | 0
H | 0 | 0 | 0 | 0 | 0 | 0
LFG | 0 | 0 | 0 | 0 | 0 | 0
Nuc | 0 | 0 | 0 | 0 | 0 | 0
PS | 0 | 0 | 0 | 0 | 0 | 0
PV | 0 | 0 | 0 | 0 | 0 | 0
PeakG | 0 | 0 | 0 | 0 | 0 | 0
PeakO | 0 | 0 | 0 | 0 | 0 | 0
ST | 0 | 0 | 0 | 0 | 0 | 0
STOG | 0 | 0 | 0 | 0 | 0 | 0
STWD | 0 | 0 | 0 | 0 | 0 | 0
WT | 0 | 0 | 0 | 0 | 0 | 0
IGCC | 0 | 0 | 0 | 0 | 0 | 0
DemandResponse | 0 | 0 | 0 | 0 | 0 | 0
IGCC-CCS | 0 | 0 | 0 | 0 | 0 | 0
WT_off | 0 | 0 | 0 | 0 | 0 | 0
PseudoUnit | 0 | 0 | 0 | 0 | 0 | 0
FixedInterchange | 0 | 0 | 0 | 0 | 0 | 0
Base VOM Costs by Reporting Type: NWPP_Gas
ReportingType | 2015 | 2020 | 2025 | 2030 | 2035 | 2040
BM | 0 | 0 | 0 | 0 | 0 | 0
CC | 127.26 | 133.06 | 253.22 | 475.01 | 485.08 | 613.42
CSP | 0 | 0 | 0 | 0 | 0 | 0
CT | 0 | 0 | 0 | 0 | 0.01 | 0.01
Coal | 0 | 0 | 0 | 0 | 0 | 63.82
Geo | 0 | 0 | 0 | 0 | 0 | 0
H | 0 | 0 | 0 | 0 | 0 | 0
LFG | 0 | 0 | 0 | 0 | 0 | 0
Nuc | 0 | 0 | 0 | 0 | 0 | 0
PS | 0 | 0 | 0 | 0 | 0 | 0
PV | 0 | 0 | 0 | 0 | 0 | 0
PeakG | 0 | 0 | 0 | 0 | 0 | 0
PeakO | 0 | 0 | 0 | 0 | 0 | 0
ST | 0 | 0 | 0 | 0 | 0 | 0
STOG | 0 | 0 | 0 | 0 | 0 | 0
STWD | 0 | 0 | 0 | 0 | 0 | 0
WT | 0 | 0 | 0 | 0 | 0 | 0
IGCC | 0 | 0 | 0 | 0 | 0 | 0
DemandResponse | 0 | 0 | 0 | 0 | 0 | 0
IGCC-CCS | 0 | 0 | 0 | 0 | 0 | 0
WT_off | 0 | 0 | 0 | 0 | 0 | 0
PseudoUnit | 0 | 0 | 0 | 0 | 0 | 0
FixedInterchange | 0 | 0 | 0 | 0 | 0 | 0
Base VOM Costs by Reporting Type: NWPP_NucRenew
ReportingType | 2015 | 2020 | 2025 | 2030 | 2035 | 2040
BM | 0 | 1.21 | 1.21 | 1.21 | 1.21 | 1.21
CC | 0 | 0 | 0 | 0 | 0 | 0
CSP | 0 | 0 | 0 | 0 | 0 | 0
CT | 0 | 0 | 0 | 0 | 0 | 0
Coal | 0 | 0 | 0 | 0 | 0 | 0
Geo | 6.93 | 6.93 | 41.74 | 41.74 | 41.74 | 41.74
H | 0 | 0 | 0 | 0 | 0 | 0
LFG | 0.01 | 0.02 | 0.03 | 0.03 | 0.03 | 0.03
Nuc | 20.91 | 20.91 | 20.91 | 20.91 | 20.91 | 20.91
PS | 0 | 0 | 0 | 0 | 0 | 0
PV | 0 | 0 | 0 | 0 | 0 | 0
PeakG | 0 | 0 | 0 | 0 | 0 | 0
PeakO | 0 | 0 | 0 | 0 | 0 | 0
ST | 0 | 0 | 0 | 0 | 0 | 0
STOG | 0 | 0 | 0 | 0 | 0 | 0
STWD | 0 | 2.7 | 5.01 | 9.33 | 9.33 | 9.33
WT | 0.19 | 0.19 | 0.19 | 0.2 | 0.2 | 0.2
IGCC | 0 | 0 | 0 | 0 | 0 | 0
DemandResponse | 0 | 0 | 0 | 0 | 0 | 0
IGCC-CCS | 0 | 0 | 0 | 0 | 0 | 0
WT_off | 0 | 0 | 0 | 0 | 0 | 0
PseudoUnit | 0 | 0 | 0 | 0 | 0 | 0
FixedInterchange | 0 | 0 | 0 | 0 | 0 | 0
Base VOM Costs by Reporting Type: RMPA
ReportingType | 2015 | 2020 | 2025 | 2030 | 2035 | 2040
BM | 0 | 0 | 0 | 0 | 0 | 0
CC | 20.79 | 15.24 | 8.14 | 5.83 | 4.78 | 3.6
CSP | 0 | 0 | 0 | 0 | 0 | 0
CT | 0 | 0 | 0 | 0 | 0.05 | 0.04
Coal | 211.72 | 258.56 | 246.6 | 309.47 | 378.02 | 445
Geo | 0 | 2.01 | 206.14 | 206.14 | 206.14 | 206.14
H | 0 | 0 | 0 | 0 | 0 | 0
LFG | 0 | 0 | 0 | 0 | 0 | 0
Nuc | 0 | 0 | 0 | 0 | 0 | 0
PS | 0 | 0 | 0 | 0 | 0 | 0
PV | 0 | 0 | 0 | 0 | 0 | 0
PeakG | 0.14 | 0.05 | 0.14 | 0.49 | 0.77 | 0.78
PeakO | 0 | 0 | 0 | 0 | 0 | 0
ST | 0 | 0.01 | 0.02 | 0.02 | 0.02 | 0.02
STOG | 0 | 0 | 0 | 0 | 0 | 0
STWD | 0 | 0 | 0 | 0 | 0 | 0
WT | 0.07 | 0.17 | 0.17 | 0.17 | 0.17 | 0.17
IGCC | 0 | 0 | 0 | 0 | 0 | 0
DemandResponse | 0 | 0 | 0 | 0 | 0 | 0
IGCC-CCS | 0 | 0 | 0 | 0 | 0 | 0
WT_off | 0 | 0 | 0 | 0 | 0 | 0
PseudoUnit | 0 | 0 | 0 | 0 | 0 | 0
FixedInterchange | 0 | 0 | 0 | 0 | 0 | 0
Base VOM Costs by Reporting Type: SP15
ReportingType | 2015 | 2020 | 2025 | 2030 | 2035 | 2040
BM | 0.22 | 0.22 | 0.02 | 0.2 | 0.16 | 0.22
CC | 120.62 | 72.46 | 93.6 | 54.23 | 34.45 | 28.3
CSP | 0 | 0 | 0 | 0 | 0 | 0
CT | 0 | 0 | 0 | 0 | 0.19 | 0.19
Coal | 2.89 | 3.19 | 3.19 | 1.96 | 0.69 | 0
Geo | 4.1 | 120.4 | 120.4 | 120.4 | 120.4 | 120.4
H | 0 | 0 | 0 | 0 | 0 | 0
LFG | 0.02 | 0.07 | 0.07 | 0.07 | 0.07 | 0.07
Nuc | 41.61 | 41.61 | 41.61 | 41.61 | 41.61 | 194.16
PS | 0 | 0 | 0 | 0 | 0 | 0
PV | 0 | 0 | 0 | 0 | 0 | 0
PeakG | 0 | 0 | 0.11 | 0.4 | 0.46 | 0.82
PeakO | 0 | 0 | 0 | 0 | 0 | 0
ST | 0.02 | 0.02 | 0.02 | 0.02 | 0.02 | 0.02
STOG | 1.29 | 2.28 | 2.51 | 3.44 | 3.19 | 3.94
STWD | 1.98 | 1.98 | 0.18 | 1.54 | 1.22 | 1.22
WT | 0.07 | 0.07 | 0.07 | 0.07 | 0.07 | 0.07
IGCC | 0 | 0 | 0 | 0 | 0 | 0
DemandResponse | 0 | 0 | 0 | 0 | 0 | 16.07
IGCC-CCS | 0 | 0 | 0 | 0 | 0 | 0
WT_off | 0 | 0 | 0 | 0 | 0 | 0
PseudoUnit | 0 | 0 | 0 | 0 | 0 | 0
FixedInterchange | 0 | 0 | 0 | 0 | 0 | 0
Base VOM Costs by Reporting Type: ALB
ReportingType | 2015 | 2020 | 2025 | 2030 | 2035 | 2040
BM | 0 | 0 | 0 | 0 | 0 | 0
CC | 52.26 | 85.17 | 118.77 | 163.46 | 213.22 | 204.45
CSP | 0 | 0 | 0 | 0 | 0 | 0
CT | 0 | 0 | 0 | 0 | 0 | 0
Coal | 167.67 | 167.67 | 167.67 | 167.67 | 167.67 | 167.67
Geo | 0 | 0 | 0 | 0 | 0 | 0
H | 0 | 0 | 0 | 0 | 0 | 0
LFG | 0 | 0 | 0 | 0 | 0 | 0
Nuc | 0 | 0 | 0 | 0 | 0 | 37.82
PS | 0 | 0 | 0 | 0 | 0 | 0
PV | 0 | 0 | 0 | 0 | 0 | 0
PeakG | 0 | 0 | 0.02 | 0 | 0 | 0
PeakO | 0 | 0 | 0 | 0 | 0 | 0
ST | 0 | 0 | 0 | 0 | 0 | 0
STOG | 0 | 0 | 0 | 0 | 0 | 0
STWD | 0 | 0 | 0 | 0 | 0 | 0
WT | 0.02 | 0.02 | 0.02 | 0.02 | 0.02 | 0.02
IGCC | 0 | 0 | 0 | 0 | 0 | 0
DemandResponse | 0 | 0 | 0 | 0 | 0 | 0
IGCC-CCS | 0 | 0 | 0 | 0 | 0 | 0
WT_off | 0 | 0 | 0 | 0 | 0 | 0
PseudoUnit | 0 | 0 | 0 | 0 | 0 | 0
FixedInterchange | 0 | 0 | 0 | 0 | 0 | 0
Base VOM Costs by Reporting Type: BC
ReportingType | 2015 | 2020 | 2025 | 2030 | 2035 | 2040
BM | 0 | 0 | 0 | 0 | 0 | 0
CC | 44.15 | 77.97 | 113.63 | 157.61 | 176.08 | 176.08
CSP | 0 | 0 | 0 | 0 | 0 | 0
CT | 0 | 0 | 0 | 0 | 0 | 0
Coal | 0 | 0 | 0 | 0 | 0 | 0
Geo | 0 | 0 | 0 | 0 | 0 | 0
H | 0 | 0 | 0 | 0 | 0 | 0
LFG | 0 | 0 | 0 | 0 | 0 | 0
Nuc | 0 | 0 | 0 | 0 | 0 | 9.69
PS | 0 | 0 | 0 | 0 | 0 | 0
PV | 0 | 0 | 0 | 0 | 0 | 0
PeakG | 0 | 0 | 0 | 0 | 0 | 0
PeakO | 0 | 0 | 0 | 0 | 0 | 0
ST | 0 | 0 | 0 | 0 | 0 | 0
STOG | 0 | 0 | 0 | 0 | 0 | 0
STWD | 0 | 0 | 0 | 0 | 0 | 2.35
WT | 0.01 | 0.01 | 0.01 | 0.01 | 0.01 | 0.01
IGCC | 0 | 0 | 0 | 0 | 0 | 0
DemandResponse | 0 | 0 | 0 | 0 | 0 | 0
IGCC-CCS | 0 | 0 | 0 | 0 | 0 | 0
WT_off | 0 | 0 | 0 | 0 | 0 | 0
PseudoUnit | 0 | 0 | 0 | 0 | 0 | 0
FixedInterchange | 0 | 0 | 0 | 0 | 0 | 0
Base VOM Costs by Reporting Type: HQ_IESO
ReportingType | 2015 | 2020 | 2025 | 2030 | 2035 | 2040
BM | 0 | 0 | 0 | 0 | 0 | 0
CC | 0 | 0 | 0 | 0 | 0 | 0
CSP | 0 | 0 | 0 | 0 | 0 | 0
CT | 0 | 0 | 0 | 0 | 0 | 0
Coal | 0 | 0 | 0 | 0 | 0 | 0
Geo | 0 | 0 | 0 | 0 | 0 | 0
H | 0 | 0 | 0 | 0 | 0 | 0
LFG | 0 | 0 | 0 | 0 | 0 | 0
Nuc | 0 | 0 | 0 | 0 | 0 | 0
PS | 0 | 0 | 0 | 0 | 0 | 0
PV | 0 | 0 | 0 | 0 | 0 | 0
PeakG | 0 | 0 | 0 | 0 | 0 | 0
PeakO | 0 | 0 | 0 | 0 | 0 | 0
ST | 0 | 0 | 0 | 0 | 0 | 0
STOG | 0 | 0 | 0 | 0 | 0 | 0
STWD | 0 | 0 | 0 | 0 | 0 | 0
WT | 0 | 0 | 0 | 0 | 0 | 0
IGCC | 0 | 0 | 0 | 0 | 0 | 0
DemandResponse | 0 | 0 | 0 | 0 | 0 | 0
IGCC-CCS | 0 | 0 | 0 | 0 | 0 | 0
WT_off | 0 | 0 | 0 | 0 | 0 | 0
PseudoUnit | 0 | 0 | 0 | 0 | 0 | 0
FixedInterchange | 0 | 0 | 0 | 0 | 0 | 0
Base VOM Costs by Reporting Type: HQ_NEISO
ReportingType | 2015 | 2020 | 2025 | 2030 | 2035 | 2040
BM | 0 | 0 | 0 | 0 | 0 | 0
CC | 0 | 0 | 0 | 0 | 0 | 0
CSP | 0 | 0 | 0 | 0 | 0 | 0
CT | 0 | 0 | 0 | 0 | 0 | 0
Coal | 0 | 0 | 0 | 0 | 0 | 0
Geo | 0 | 0 | 0 | 0 | 0 | 0
H | 0 | 0 | 0 | 0 | 0 | 0
LFG | 0 | 0 | 0 | 0 | 0 | 0
Nuc | 0 | 0 | 0 | 0 | 0 | 0
PS | 0 | 0 | 0 | 0 | 0 | 0
PV | 0 | 0 | 0 | 0 | 0 | 0
PeakG | 0 | 0 | 0 | 0 | 0 | 0
PeakO | 0 | 0 | 0 | 0 | 0 | 0
ST | 0 | 0 | 0 | 0 | 0 | 0
STOG | 0 | 0 | 0 | 0 | 0 | 0
STWD | 0 | 0 | 0 | 0 | 0 | 0
WT | 0 | 0 | 0 | 0 | 0 | 0
IGCC | 0 | 0 | 0 | 0 | 0 | 0
DemandResponse | 0 | 0 | 0 | 0 | 0 | 0
IGCC-CCS | 0 | 0 | 0 | 0 | 0 | 0
WT_off | 0 | 0 | 0 | 0 | 0 | 0
PseudoUnit | 0 | 0 | 0 | 0 | 0 | 0
FixedInterchange | 0 | 0 | 0 | 0 | 0 | 0
Base VOM Costs by Reporting Type: HQ_NY
ReportingType | 2015 | 2020 | 2025 | 2030 | 2035 | 2040
BM | 0 | 0 | 0 | 0 | 0 | 0
CC | 0 | 0 | 0 | 0 | 0 | 0
CSP | 0 | 0 | 0 | 0 | 0 | 0
CT | 0 | 0 | 0 | 0 | 0 | 0
Coal | 0 | 0 | 0 | 0 | 0 | 0
Geo | 0 | 0 | 0 | 0 | 0 | 0
H | 0 | 0 | 0 | 0 | 0 | 0
LFG | 0 | 0 | 0 | 0 | 0 | 0
Nuc | 0 | 0 | 0 | 0 | 0 | 0
PS | 0 | 0 | 0 | 0 | 0 | 0
PV | 0 | 0 | 0 | 0 | 0 | 0
PeakG | 0 | 0 | 0 | 0 | 0 | 0
PeakO | 0 | 0 | 0 | 0 | 0 | 0
ST | 0 | 0 | 0 | 0 | 0 | 0
STOG | 0 | 0 | 0 | 0 | 0 | 0
STWD | 0 | 0 | 0 | 0 | 0 | 0
WT | 0 | 0 | 0 | 0 | 0 | 0
IGCC | 0 | 0 | 0 | 0 | 0 | 0
DemandResponse | 0 | 0 | 0 | 0 | 0 | 0
IGCC-CCS | 0 | 0 | 0 | 0 | 0 | 0
WT_off | 0 | 0 | 0 | 0 | 0 | 0
PseudoUnit | 0 | 0 | 0 | 0 | 0 | 0
FixedInterchange | 0 | 0 | 0 | 0 | 0 | 0
Base VOM Costs by Reporting Type: MARITIMES
ReportingType | 2015 | 2020 | 2025 | 2030 | 2035 | 2040
BM | 0 | 0 | 0 | 0 | 0 | 0
CC | 0 | 0 | 0 | 0 | 0 | 0
CSP | 0 | 0 | 0 | 0 | 0 | 0
CT | 0 | 0 | 0 | 0 | 0 | 0
Coal | 0 | 0 | 0 | 0 | 0 | 0
Geo | 0 | 0 | 0 | 0 | 0 | 0
H | 0 | 0 | 0 | 0 | 0 | 0
LFG | 0 | 0 | 0 | 0 | 0 | 0
Nuc | 0 | 0 | 0 | 0 | 0 | 0
PS | 0 | 0 | 0 | 0 | 0 | 0
PV | 0 | 0 | 0 | 0 | 0 | 0
PeakG | 0 | 0 | 0 | 0 | 0 | 0
PeakO | 0 | 0 | 0 | 0 | 0 | 0
ST | 0 | 0 | 0 | 0 | 0 | 0
STOG | 0 | 0 | 0 | 0 | 0 | 0
STWD | 0 | 0 | 0 | 0 | 0 | 0
WT | 0 | 0 | 0 | 0 | 0 | 0
IGCC | 0 | 0 | 0 | 0 | 0 | 0
DemandResponse | 0 | 0 | 0 | 0 | 0 | 0
IGCC-CCS | 0 | 0 | 0 | 0 | 0 | 0
WT_off | 0 | 0 | 0 | 0 | 0 | 0
PseudoUnit | 0 | 0 | 17.37 | 17.37 | 17.37 | 17.37
FixedInterchange | 0 | 0 | 0 | 0 | 0 | 0
Base VOM Costs by Reporting Type: All
ReportingType | 2015 | 2020 | 2025 | 2030 | 2035 | 2040
BM | 11.83 | 27.58 | 66.14 | 78.18 | 89.27 | 98.85
CC | 3069.01 | 4170.55 | 5080.97 | 6604.67 | 8421.88 | 9542.9
CSP | 0 | 0 | 0 | 0 | 0 | 0
CT | 6.02 | 18.61 | 25.57 | 42.8 | 69.99 | 77.38
Coal | 7001.23 | 7276.11 | 7708.1 | 7970.12 | 8590.39 | 9763.6
Geo | 11.14 | 177.58 | 532.83 | 532.83 | 532.83 | 532.83
H | 0 | 0.03 | 0.08 | 0.16 | 0.24 | 0.41
LFG | 0.38 | 0.54 | 0.73 | 0.79 | 0.79 | 0.79
Nuc | 2296.34 | 2555.13 | 2632.59 | 2602.68 | 2217.39 | 2188.46
PS | 0 | 0 | 0 | 0 | 0 | 0
PV | 0.02 | 0.06 | 0.09 | 0.1 | 0.1 | 0.11
PeakG | 23.49 | 36.79 | 70.57 | 79.64 | 75.96 | 65.69
PeakO | 0 | 0 | 0 | 0 | 0 | 0
ST | 0.03 | 0.06 | 0.08 | 0.09 | 0.09 | 0.09
STOG | 50.28 | 59.56 | 69.37 | 74.38 | 63.03 | 61.17
STWD | 26.67 | 24.74 | 16.4 | 30.42 | 28.58 | 31.03
WT | 2.03 | 3.07 | 3.36 | 3.8 | 4.71 | 5.08
IGCC | 30.43 | 30.43 | 30.43 | 30.43 | 30.43 | 30.43
DemandResponse | 0 | 0 | 0 | 0 | 0 | 16.07
IGCC-CCS | 0 | 0 | 0 | 0 | 0 | 0
WT_off | 0.02 | 0.02 | 0.06 | 0.06 | 0.04 | 0.04
PseudoUnit | 0 | 0 | 17.37 | 17.37 | 17.37 | 17.37
FixedInterchange | 0 | 0 | 0 | 0 | 0 | 0
Base VOM Costs by Reporting Type: EI_US
ReportingType | 2015 | 2020 | 2025 | 2030 | 2035 | 2040
BM | 11.61 | 26.14 | 64.88 | 76.73 | 87.38 | 96.91
CC | 1909.96 | 2738.81 | 3294.93 | 4268.38 | 5581.15 | 6371.19
CSP | 0 | 0 | 0 | 0 | 0 | 0
CT | 6.02 | 18.51 | 22.66 | 37.24 | 66.52 | 72.46
Coal | 5515.85 | 5578.36 | 5961.82 | 6151.49 | 6698.48 | 7733.95
Geo | 0 | 0 | 0 | 0 | 0 | 0
H | 0 | 0.03 | 0.03 | 0.03 | 0.03 | 0.08
LFG | 0.32 | 0.37 | 0.54 | 0.57 | 0.57 | 0.57
Nuc | 1766.3 | 2025.08 | 2102.54 | 2072.63 | 1563.96 | 1313.2
PS | 0 | 0 | 0 | 0 | 0 | 0
PV | 0 | 0.05 | 0.08 | 0.08 | 0.09 | 0.1
PeakG | 23.35 | 36.72 | 60.72 | 63.74 | 63.98 | 53
PeakO | 0 | 0 | 0 | 0 | 0 | 0
ST | 0 | 0 | 0 | 0 | 0 | 0
STOG | 35.15 | 41.53 | 44.64 | 50.48 | 44.67 | 43.78
STWD | 16.91 | 12.28 | 10.84 | 11.75 | 13.87 | 13.99
WT | 1.2 | 1.68 | 1.97 | 2.3 | 3.25 | 3.62
IGCC | 30.43 | 30.43 | 30.43 | 30.43 | 30.43 | 30.43
DemandResponse | 0 | 0 | 0 | 0 | 0 | 0
IGCC-CCS | 0 | 0 | 0 | 0 | 0 | 0
WT_off | 0.02 | 0.02 | 0.06 | 0.06 | 0.04 | 0.04
PseudoUnit | 0 | 0 | 17.37 | 17.37 | 17.37 | 17.37
FixedInterchange | 0 | 0 | 0 | 0 | 0 | 0
Base VOM Costs by Reporting Type: EI_Canada
ReportingType | 2015 | 2020 | 2025 | 2030 | 2035 | 2040
BM | 0 | 0 | 0 | 0.02 | 0.02 | 0.02
CC | 29.45 | 61.24 | 73.53 | 100.75 | 198.34 | 283.02
CSP | 0 | 0 | 0 | 0 | 0 | 0
CT | 0 | 0 | 0.05 | 0.13 | 0.34 | 0.56
Coal | 0.64 | 1.82 | 4.53 | 15.25 | 22.11 | 29.77
Geo | 0 | 0 | 0 | 0 | 0 | 0
H | 0 | 0 | 0.05 | 0.13 | 0.21 | 0.33
LFG | 0.01 | 0.01 | 0.01 | 0.01 | 0.01 | 0.01
Nuc | 259.19 | 259.19 | 259.19 | 259.19 | 238.49 | 207.54
PS | 0 | 0 | 0 | 0 | 0 | 0
PV | 0 | 0 | 0 | 0 | 0 | 0
PeakG | 0 | 0 | 0.04 | 0.14 | 0.06 | 0.13
PeakO | 0 | 0 | 0 | 0 | 0 | 0
ST | 0 | 0 | 0 | 0 | 0 | 0
STOG | 0 | 0 | 0 | 0 | 0 | 0
STWD | 0 | 0 | 0 | 0.01 | 0.03 | 0.03
WT | 0.11 | 0.11 | 0.11 | 0.11 | 0.05 | 0.05
IGCC | 0 | 0 | 0 | 0 | 0 | 0
DemandResponse | 0 | 0 | 0 | 0 | 0 | 0
IGCC-CCS | 0 | 0 | 0 | 0 | 0 | 0
WT_off | 0 | 0 | 0 | 0 | 0 | 0
PseudoUnit | 0 | 0 | 0 | 0 | 0 | 0
FixedInterchange | 0 | 0 | 0 | 0 | 0 | 0
Base VOM Costs by Reporting Type: EI
ReportingType | 2015 | 2020 | 2025 | 2030 | 2035 | 2040
BM | 11.61 | 26.14 | 64.88 | 76.75 | 87.39 | 96.92
CC | 1939.42 | 2800.05 | 3368.46 | 4369.13 | 5779.48 | 6654.21
CSP | 0 | 0 | 0 | 0 | 0 | 0
CT | 6.02 | 18.51 | 22.71 | 37.38 | 66.86 | 73.02
Coal | 5516.49 | 5580.18 | 5966.35 | 6166.74 | 6720.59 | 7763.72
Geo | 0 | 0 | 0 | 0 | 0 | 0
H | 0 | 0.03 | 0.08 | 0.16 | 0.24 | 0.41
LFG | 0.33 | 0.38 | 0.55 | 0.58 | 0.58 | 0.58
Nuc | 2025.49 | 2284.27 | 2361.74 | 2331.82 | 1802.45 | 1520.74
PS | 0 | 0 | 0 | 0 | 0 | 0
PV | 0.01 | 0.05 | 0.08 | 0.09 | 0.09 | 0.1
PeakG | 23.35 | 36.72 | 60.76 | 63.87 | 64.04 | 53.13
PeakO | 0 | 0 | 0 | 0 | 0 | 0
ST | 0 | 0 | 0 | 0 | 0 | 0
STOG | 35.15 | 41.53 | 44.64 | 50.48 | 44.67 | 43.78
STWD | 16.91 | 12.28 | 10.84 | 11.76 | 13.9 | 14.02
WT | 1.31 | 1.79 | 2.08 | 2.41 | 3.31 | 3.68
IGCC | 30.43 | 30.43 | 30.43 | 30.43 | 30.43 | 30.43
DemandResponse | 0 | 0 | 0 | 0 | 0 | 0
IGCC-CCS | 0 | 0 | 0 | 0 | 0 | 0
WT_off | 0.02 | 0.02 | 0.06 | 0.06 | 0.04 | 0.04
PseudoUnit | 0 | 0 | 17.37 | 17.37 | 17.37 | 17.37
FixedInterchange | 0 | 0 | 0 | 0 | 0 | 0
Base VOM Costs by Reporting Type: Outside_EI
ReportingType | 2015 | 2020 | 2025 | 2030 | 2035 | 2040
BM | 0.22 | 1.44 | 1.26 | 1.44 | 1.88 | 1.93
CC | 1129.59 | 1370.5 | 1712.51 | 2235.54 | 2642.39 | 2888.69
CSP | 0 | 0 | 0 | 0 | 0 | 0
CT | 0 | 0.09 | 2.86 | 5.42 | 3.12 | 4.36
Coal | 1484.74 | 1695.93 | 1741.75 | 1803.38 | 1869.8 | 1999.88
Geo | 11.13 | 177.57 | 532.83 | 532.83 | 532.83 | 532.83
H | 0 | 0 | 0 | 0 | 0 | 0
LFG | 0.05 | 0.16 | 0.17 | 0.2 | 0.2 | 0.2
Nuc | 270.85 | 270.85 | 270.85 | 270.85 | 414.94 | 667.73
PS | 0 | 0 | 0 | 0 | 0 | 0
PV | 0.01 | 0.01 | 0.01 | 0.01 | 0.01 | 0.01
PeakG | 0.14 | 0.07 | 9.81 | 15.77 | 11.92 | 12.56
PeakO | 0 | 0 | 0 | 0 | 0 | 0
ST | 0.03 | 0.06 | 0.08 | 0.09 | 0.09 | 0.09
STOG | 15.12 | 18.03 | 24.74 | 23.91 | 18.37 | 17.38
STWD | 9.77 | 12.47 | 5.56 | 18.66 | 14.68 | 17.01
WT | 0.72 | 1.28 | 1.28 | 1.39 | 1.4 | 1.4
IGCC | 0 | 0 | 0 | 0 | 0 | 0
DemandResponse | 0 | 0 | 0 | 0 | 0 | 16.07
IGCC-CCS | 0 | 0 | 0 | 0 | 0 | 0
WT_off | 0 | 0 | 0 | 0 | 0 | 0
PseudoUnit | 0 | 0 | 0 | 0 | 0 | 0
FixedInterchange | 0 | 0 | 0 | 0 | 0 | 0
#9 | 0.05: Retrofit VOM Costs ($million)
Retrofit VOM Costs by Reporting Type: Entergy
ReportingType | 2015 | 2020 | 2025 | 2030 | 2035 | 2040
BM | 0 | 0 | 0 | 0 | 0 | 0
CC | 0 | 0 | 0 | 0 | 0 | 0
CSP | 0 | 0 | 0 | 0 | 0 | 0
CT | 0 | 0 | 0 | 0 | 0 | 0
Coal | 14.56 | 292.06 | 390.55 | 420 | 420 | 420
Geo | 0 | 0 | 0 | 0 | 0 | 0
H | 0 | 0 | 0 | 0 | 0 | 0
LFG | 0 | 0 | 0 | 0 | 0 | 0
Nuc | 0 | 0 | 0 | 0 | 0 | 0
PS | 0 | 0 | 0 | 0 | 0 | 0
PV | 0 | 0 | 0 | 0 | 0 | 0
PeakG | 0 | 0 | 0 | 0 | 0 | 0
PeakO | 0 | 0 | 0 | 0 | 0 | 0
ST | 0 | 0 | 0 | 0 | 0 | 0
STOG | 0 | 0 | 0 | 0 | 0 | 0
STWD | 0 | 0 | 0 | 0 | 0 | 0
WT | 0 | 0 | 0 | 0 | 0 | 0
IGCC | 0 | 0 | 0 | 0 | 0 | 0
DemandResponse | 0 | 0 | 0 | 0 | 0 | 0
IGCC-CCS | 0 | 0 | 0 | 0 | 0 | 0
WT_off | 0 | 0 | 0 | 0 | 0 | 0
PseudoUnit | 0 | 0 | 0 | 0 | 0 | 0
FixedInterchange | 0 | 0 | 0 | 0 | 0 | 0
Retrofit VOM Costs by Reporting Type: FRCC
ReportingType | 2015 | 2020 | 2025 | 2030 | 2035 | 2040
BM | 0 | 0 | 0 | 0 | 0 | 0
CC | 0 | 0 | 0 | 0 | 0 | 0
CSP | 0 | 0 | 0 | 0 | 0 | 0
CT | 0 | 0 | 0 | 0 | 0 | 0
Coal | 225.57 | 266.26 | 284.57 | 288.78 | 291.76 | 296.13
Geo | 0 | 0 | 0 | 0 | 0 | 0
H | 0 | 0 | 0 | 0 | 0 | 0
LFG | 0 | 0 | 0 | 0 | 0 | 0
Nuc | 0 | 0 | 0 | 0 | 0 | 0
PS | 0 | 0 | 0 | 0 | 0 | 0
PV | 0 | 0 | 0 | 0 | 0 | 0
PeakG | 0 | 0 | 0 | 0 | 0 | 0
PeakO | 0 | 0 | 0 | 0 | 0 | 0
ST | 0 | 0 | 0 | 0 | 0 | 0
STOG | 0 | 0 | 0 | 0 | 0 | 0
STWD | 0 | 0 | 0 | 0 | 0 | 0
WT | 0 | 0 | 0 | 0 | 0 | 0
IGCC | 0 | 0 | 0 | 0 | 0 | 0
DemandResponse | 0 | 0 | 0 | 0 | 0 | 0
IGCC-CCS | 0 | 0 | 0 | 0 | 0 | 0
WT_off | 0 | 0 | 0 | 0 | 0 | 0
PseudoUnit | 0 | 0 | 0 | 0 | 0 | 0
FixedInterchange | 0 | 0 | 0 | 0 | 0 | 0
Retrofit VOM Costs by Reporting Type: MAPP_US
ReportingType | 2015 | 2020 | 2025 | 2030 | 2035 | 2040
BM | 0 | 0 | 0 | 0 | 0 | 0
CC | 0 | 0 | 0 | 0 | 0 | 0
CSP | 0 | 0 | 0 | 0 | 0 | 0
CT | 0 | 0 | 0 | 0 | 0 | 0
Coal | 99.38 | 140.39 | 148.08 | 155.75 | 155.75 | 148.08
Geo | 0 | 0 | 0 | 0 | 0 | 0
H | 0 | 0 | 0 | 0 | 0 | 0
LFG | 0 | 0 | 0 | 0 | 0 | 0
Nuc | 0 | 0 | 0 | 0 | 0 | 0
PS | 0 | 0 | 0 | 0 | 0 | 0
PV | 0 | 0 | 0 | 0 | 0 | 0
PeakG | 0 | 0 | 0 | 0 | 0 | 0
PeakO | 0 | 0 | 0 | 0 | 0 | 0
ST | 0 | 0 | 0 | 0 | 0 | 0
STOG | 0 | 0 | 0 | 0 | 0 | 0
STWD | 0 | 0 | 0 | 0 | 0 | 0
WT | 0 | 0 | 0 | 0 | 0 | 0
IGCC | 0 | 0 | 0 | 0 | 0 | 0
DemandResponse | 0 | 0 | 0 | 0 | 0 | 0
IGCC-CCS | 0 | 0 | 0 | 0 | 0 | 0
WT_off | 0 | 0 | 0 | 0 | 0 | 0
PseudoUnit | 0 | 0 | 0 | 0 | 0 | 0
FixedInterchange | 0 | 0 | 0 | 0 | 0 | 0
Retrofit VOM Costs by Reporting Type: MISO_IN
ReportingType | 2015 | 2020 | 2025 | 2030 | 2035 | 2040
BM | 0 | 0 | 0 | 0 | 0 | 0
CC | 0 | 0 | 0 | 0 | 0 | 0
CSP | 0 | 0 | 0 | 0 | 0 | 0
CT | 0 | 0 | 0 | 0 | 0 | 0
Coal | 304.29 | 477.4 | 510.38 | 536.9 | 583.92 | 588.83
Geo | 0 | 0 | 0 | 0 | 0 | 0
H | 0 | 0 | 0 | 0 | 0 | 0
LFG | 0 | 0 | 0 | 0 | 0 | 0
Nuc | 0 | 0 | 0 | 0 | 0 | 0
PS | 0 | 0 | 0 | 0 | 0 | 0
PV | 0 | 0 | 0 | 0 | 0 | 0
PeakG | 0 | 0 | 0 | 0 | 0 | 0
PeakO | 0 | 0 | 0 | 0 | 0 | 0
ST | 0 | 0 | 0 | 0 | 0 | 0
STOG | 0 | 0 | 0 | 0 | 0 | 0
STWD | 0 | 0 | 0 | 0 | 0 | 0
WT | 0 | 0 | 0 | 0 | 0 | 0
IGCC | 0 | 0 | 0 | 0 | 0 | 0
DemandResponse | 0 | 0 | 0 | 0 | 0 | 0
IGCC-CCS | 0 | 0 | 0 | 0 | 0 | 0
WT_off | 0 | 0 | 0 | 0 | 0 | 0
PseudoUnit | 0 | 0 | 0 | 0 | 0 | 0
FixedInterchange | 0 | 0 | 0 | 0 | 0 | 0
Retrofit VOM Costs by Reporting Type: MISO_MI
ReportingType | 2015 | 2020 | 2025 | 2030 | 2035 | 2040
BM | 0 | 0 | 0 | 0 | 0 | 0
CC | 0 | 0 | 0 | 0 | 0 | 0
CSP | 0 | 0 | 0 | 0 | 0 | 0
CT | 0 | 0 | 0 | 0 | 0 | 0
Coal | 38.6 | 210.32 | 217.15 | 231.34 | 231.34 | 231.34
Geo | 0 | 0 | 0 | 0 | 0 | 0
H | 0 | 0 | 0 | 0 | 0 | 0
LFG | 0 | 0 | 0 | 0 | 0 | 0
Nuc | 0 | 0 | 0 | 0 | 0 | 0
PS | 0 | 0 | 0 | 0 | 0 | 0
PV | 0 | 0 | 0 | 0 | 0 | 0
PeakG | 0 | 0 | 0 | 0 | 0 | 0
PeakO | 0 | 0 | 0 | 0 | 0 | 0
ST | 0 | 0 | 0 | 0 | 0 | 0
STOG | 0 | 0 | 0 | 0 | 0 | 0
STWD | 0 | 0 | 0 | 0 | 0 | 0
WT | 0 | 0 | 0 | 0 | 0 | 0
IGCC | 0 | 0 | 0 | 0 | 0 | 0
DemandResponse | 0 | 0 | 0 | 0 | 0 | 0
IGCC-CCS | 0 | 0 | 0 | 0 | 0 | 0
WT_off | 0 | 0 | 0 | 0 | 0 | 0
PseudoUnit | 0 | 0 | 0 | 0 | 0 | 0
FixedInterchange | 0 | 0 | 0 | 0 | 0 | 0
Retrofit VOM Costs by Reporting Type: MISO_MO-IL
ReportingType | 2015 | 2020 | 2025 | 2030 | 2035 | 2040
BM | 0 | 0 | 0 | 0 | 0 | 0
CC | 0 | 0 | 0 | 0 | 0 | 0
CSP | 0 | 0 | 0 | 0 | 0 | 0
CT | 0 | 0 | 0 | 0 | 0 | 0
Coal | 104.65 | 441.73 | 527.13 | 585.59 | 657.99 | 663.65
Geo | 0 | 0 | 0 | 0 | 0 | 0
H | 0 | 0 | 0 | 0 | 0 | 0
LFG | 0 | 0 | 0 | 0 | 0 | 0
Nuc | 0 | 0 | 0 | 0 | 0 | 0
PS | 0 | 0 | 0 | 0 | 0 | 0
PV | 0 | 0 | 0 | 0 | 0 | 0
PeakG | 0 | 0 | 0 | 0 | 0 | 0
PeakO | 0 | 0 | 0 | 0 | 0 | 0
ST | 0 | 0 | 0 | 0 | 0 | 0
STOG | 0 | 0 | 0 | 0 | 0 | 0
STWD | 0 | 0 | 0 | 0 | 0 | 0
WT | 0 | 0 | 0 | 0 | 0 | 0
IGCC | 0 | 0 | 0 | 0 | 0 | 0
DemandResponse | 0 | 0 | 0 | 0 | 0 | 0
IGCC-CCS | 0 | 0 | 0 | 0 | 0 | 0
WT_off | 0 | 0 | 0 | 0 | 0 | 0
PseudoUnit | 0 | 0 | 0 | 0 | 0 | 0
FixedInterchange | 0 | 0 | 0 | 0 | 0 | 0
Retrofit VOM Costs by Reporting Type: MISO_W
ReportingType | 2015 | 2020 | 2025 | 2030 | 2035 | 2040
BM | 0 | 0 | 0 | 0 | 0 | 0
CC | 0 | 0 | 0 | 0 | 0 | 0
CSP | 0 | 0 | 0 | 0 | 0 | 0
CT | 0 | 0 | 0 | 0 | 0 | 0
Coal | 148.4 | 415.42 | 433.4 | 440.95 | 443.48 | 436.55
Geo | 0 | 0 | 0 | 0 | 0 | 0
H | 0 | 0 | 0 | 0 | 0 | 0
LFG | 0 | 0 | 0 | 0 | 0 | 0
Nuc | 0 | 0 | 0 | 0 | 0 | 0
PS | 0 | 0 | 0 | 0 | 0 | 0
PV | 0 | 0 | 0 | 0 | 0 | 0
PeakG | 0 | 0 | 0 | 0 | 0 | 0
PeakO | 0 | 0 | 0 | 0 | 0 | 0
ST | 0 | 0 | 0 | 0 | 0 | 0
STOG | 0 | 0 | 0 | 0 | 0 | 0
STWD | 0 | 0 | 0 | 0 | 0 | 0
WT | 0 | 0 | 0 | 0 | 0 | 0
IGCC | 0 | 0 | 0 | 0 | 0 | 0
DemandResponse | 0 | 0 | 0 | 0 | 0 | 0
IGCC-CCS | 0 | 0 | 0 | 0 | 0 | 0
WT_off | 0 | 0 | 0 | 0 | 0 | 0
PseudoUnit | 0 | 0 | 0 | 0 | 0 | 0
FixedInterchange | 0 | 0 | 0 | 0 | 0 | 0
Retrofit VOM Costs by Reporting Type: MISO_WUMS
ReportingType | 2015 | 2020 | 2025 | 2030 | 2035 | 2040
BM | 0 | 0 | 0 | 0 | 0 | 0
CC | 0 | 0 | 0 | 0 | 0 | 0
CSP | 0 | 0 | 0 | 0 | 0 | 0
CT | 0 | 0 | 0 | 0 | 0 | 0
Coal | 75.46 | 127.9 | 148.45 | 166.59 | 181.79 | 182.74
Geo | 0 | 0 | 0 | 0 | 0 | 0
H | 0 | 0 | 0 | 0 | 0 | 0
LFG | 0 | 0 | 0 | 0 | 0 | 0
Nuc | 0 | 0 | 0 | 0 | 0 | 0
PS | 0 | 0 | 0 | 0 | 0 | 0
PV | 0 | 0 | 0 | 0 | 0 | 0
PeakG | 0 | 0 | 0 | 0 | 0 | 0
PeakO | 0 | 0 | 0 | 0 | 0 | 0
ST | 0 | 0 | 0 | 0 | 0 | 0
STOG | 0 | 0 | 0 | 0 | 0 | 0
STWD | 0 | 0 | 0 | 0 | 0 | 0
WT | 0 | 0 | 0 | 0 | 0 | 0
IGCC | 0 | 0 | 0 | 0 | 0 | 0
DemandResponse | 0 | 0 | 0 | 0 | 0 | 0
IGCC-CCS | 0 | 0 | 0 | 0 | 0 | 0
WT_off | 0 | 0 | 0 | 0 | 0 | 0
PseudoUnit | 0 | 0 | 0 | 0 | 0 | 0
FixedInterchange | 0 | 0 | 0 | 0 | 0 | 0
Retrofit VOM Costs by Reporting Type: Nebraska
ReportingType | 2015 | 2020 | 2025 | 2030 | 2035 | 2040
BM | 0 | 0 | 0 | 0 | 0 | 0
CC | 0 | 0 | 0 | 0 | 0 | 0
CSP | 0 | 0 | 0 | 0 | 0 | 0
CT | 0 | 0 | 0 | 0 | 0 | 0
Coal | 16.57 | 135.66 | 135.66 | 135.66 | 135.66 | 132.17
Geo | 0 | 0 | 0 | 0 | 0 | 0
H | 0 | 0 | 0 | 0 | 0 | 0
LFG | 0 | 0 | 0 | 0 | 0 | 0
Nuc | 0 | 0 | 0 | 0 | 0 | 0
PS | 0 | 0 | 0 | 0 | 0 | 0
PV | 0 | 0 | 0 | 0 | 0 | 0
PeakG | 0 | 0 | 0 | 0 | 0 | 0
PeakO | 0 | 0 | 0 | 0 | 0 | 0
ST | 0 | 0 | 0 | 0 | 0 | 0
STOG | 0 | 0 | 0 | 0 | 0 | 0
STWD | 0 | 0 | 0 | 0 | 0 | 0
WT | 0 | 0 | 0 | 0 | 0 | 0
IGCC | 0 | 0 | 0 | 0 | 0 | 0
DemandResponse | 0 | 0 | 0 | 0 | 0 | 0
IGCC-CCS | 0 | 0 | 0 | 0 | 0 | 0
WT_off | 0 | 0 | 0 | 0 | 0 | 0
PseudoUnit | 0 | 0 | 0 | 0 | 0 | 0
FixedInterchange | 0 | 0 | 0 | 0 | 0 | 0
Retrofit VOM Costs by Reporting Type: NEISO
ReportingType | 2015 | 2020 | 2025 | 2030 | 2035 | 2040
BM | 0 | 0 | 0 | 0 | 0 | 0
CC | 0 | 0 | 0 | 0 | 0 | 0
CSP | 0 | 0 | 0 | 0 | 0 | 0
CT | 0 | 0 | 0 | 0 | 0 | 0
Coal | 0.05 | 0 | 0 | 0 | 0 | 0
Geo | 0 | 0 | 0 | 0 | 0 | 0
H | 0 | 0 | 0 | 0 | 0 | 0
LFG | 0 | 0 | 0 | 0 | 0 | 0
Nuc | 0 | 0 | 0 | 0 | 0 | 0
PS | 0 | 0 | 0 | 0 | 0 | 0
PV | 0 | 0 | 0 | 0 | 0 | 0
PeakG | 0 | 0 | 0 | 0 | 0 | 0
PeakO | 0 | 0 | 0 | 0 | 0 | 0
ST | 0 | 0 | 0 | 0 | 0 | 0
STOG | 0 | 0 | 0 | 0 | 0 | 0
STWD | 0 | 0 | 0 | 0 | 0 | 0
WT | 0 | 0 | 0 | 0 | 0 | 0
IGCC | 0 | 0 | 0 | 0 | 0 | 0
DemandResponse | 0 | 0 | 0 | 0 | 0 | 0
IGCC-CCS | 0 | 0 | 0 | 0 | 0 | 0
WT_off | 0 | 0 | 0 | 0 | 0 | 0
PseudoUnit | 0 | 0 | 0 | 0 | 0 | 0
FixedInterchange | 0 | 0 | 0 | 0 | 0 | 0
Retrofit VOM Costs by Reporting Type: NonRTO_Midwest
ReportingType | 2015 | 2020 | 2025 | 2030 | 2035 | 2040
BM | 0 | 0 | 0 | 0 | 0 | 0
CC | 0 | 0 | 0 | 0 | 0 | 0
CSP | 0 | 0 | 0 | 0 | 0 | 0
CT | 0 | 0 | 0 | 0 | 0 | 0
Coal | 268.68 | 357.84 | 377.09 | 400.19 | 416.38 | 424.07
Geo | 0 | 0 | 0 | 0 | 0 | 0
H | 0 | 0 | 0 | 0 | 0 | 0
LFG | 0 | 0 | 0 | 0 | 0 | 0
Nuc | 0 | 0 | 0 | 0 | 0 | 0
PS | 0 | 0 | 0 | 0 | 0 | 0
PV | 0 | 0 | 0 | 0 | 0 | 0
PeakG | 0 | 0 | 0 | 0 | 0 | 0
PeakO | 0 | 0 | 0 | 0 | 0 | 0
ST | 0 | 0 | 0 | 0 | 0 | 0
STOG | 0 | 0 | 0 | 0 | 0 | 0
STWD | 0 | 0 | 0 | 0 | 0 | 0
WT | 0 | 0 | 0 | 0 | 0 | 0
IGCC | 0 | 0 | 0 | 0 | 0 | 0
DemandResponse | 0 | 0 | 0 | 0 | 0 | 0
IGCC-CCS | 0 | 0 | 0 | 0 | 0 | 0
WT_off | 0 | 0 | 0 | 0 | 0 | 0
PseudoUnit | 0 | 0 | 0 | 0 | 0 | 0
FixedInterchange | 0 | 0 | 0 | 0 | 0 | 0
Retrofit VOM Costs by Reporting Type: NYISO_A-F
ReportingType | 2015 | 2020 | 2025 | 2030 | 2035 | 2040
BM | 0 | 0 | 0 | 0 | 0 | 0
CC | 0 | 0 | 0 | 0 | 0 | 0
CSP | 0 | 0 | 0 | 0 | 0 | 0
CT | 0 | 0 | 0 | 0 | 0 | 0
Coal | 0 | 0 | 0 | 0 | 0 | 0
Geo | 0 | 0 | 0 | 0 | 0 | 0
H | 0 | 0 | 0 | 0 | 0 | 0
LFG | 0 | 0 | 0 | 0 | 0 | 0
Nuc | 0 | 0 | 0 | 0 | 0 | 0
PS | 0 | 0 | 0 | 0 | 0 | 0
PV | 0 | 0 | 0 | 0 | 0 | 0
PeakG | 0 | 0 | 0 | 0 | 0 | 0
PeakO | 0 | 0 | 0 | 0 | 0 | 0
ST | 0 | 0 | 0 | 0 | 0 | 0
STOG | 0 | 0 | 0 | 0 | 0 | 0
STWD | 0 | 0 | 0 | 0 | 0 | 0
WT | 0 | 0 | 0 | 0 | 0 | 0
IGCC | 0 | 0 | 0 | 0 | 0 | 0
DemandResponse | 0 | 0 | 0 | 0 | 0 | 0
IGCC-CCS | 0 | 0 | 0 | 0 | 0 | 0
WT_off | 0 | 0 | 0 | 0 | 0 | 0
PseudoUnit | 0 | 0 | 0 | 0 | 0 | 0
FixedInterchange | 0 | 0 | 0 | 0 | 0 | 0
Retrofit VOM Costs by Reporting Type: NYISO_G-I
ReportingType | 2015 | 2020 | 2025 | 2030 | 2035 | 2040
BM | 0 | 0 | 0 | 0 | 0 | 0
CC | 0 | 0 | 0 | 0 | 0 | 0
CSP | 0 | 0 | 0 | 0 | 0 | 0
CT | 0 | 0 | 0 | 0 | 0 | 0
Coal | 0 | 0 | 0 | 0 | 0 | 0
Geo | 0 | 0 | 0 | 0 | 0 | 0
H | 0 | 0 | 0 | 0 | 0 | 0
LFG | 0 | 0 | 0 | 0 | 0 | 0
Nuc | 0 | 0 | 0 | 0 | 0 | 0
PS | 0 | 0 | 0 | 0 | 0 | 0
PV | 0 | 0 | 0 | 0 | 0 | 0
PeakG | 0 | 0 | 0 | 0 | 0 | 0
PeakO | 0 | 0 | 0 | 0 | 0 | 0
ST | 0 | 0 | 0 | 0 | 0 | 0
STOG | 0 | 0 | 0 | 0 | 0 | 0
STWD | 0 | 0 | 0 | 0 | 0 | 0
WT | 0 | 0 | 0 | 0 | 0 | 0
IGCC | 0 | 0 | 0 | 0 | 0 | 0
DemandResponse | 0 | 0 | 0 | 0 | 0 | 0
IGCC-CCS | 0 | 0 | 0 | 0 | 0 | 0
WT_off | 0 | 0 | 0 | 0 | 0 | 0
PseudoUnit | 0 | 0 | 0 | 0 | 0 | 0
FixedInterchange | 0 | 0 | 0 | 0 | 0 | 0
Retrofit VOM Costs by Reporting Type: NYISO_J-K
ReportingType | 2015 | 2020 | 2025 | 2030 | 2035 | 2040
BM | 0 | 0 | 0 | 0 | 0 | 0
CC | 0 | 0 | 0 | 0 | 0 | 0
CSP | 0 | 0 | 0 | 0 | 0 | 0
CT | 0 | 0 | 0 | 0 | 0 | 0
Coal | 0 | 0 | 0 | 0 | 0 | 0
Geo | 0 | 0 | 0 | 0 | 0 | 0
H | 0 | 0 | 0 | 0 | 0 | 0
LFG | 0 | 0 | 0 | 0 | 0 | 0
Nuc | 0 | 0 | 0 | 0 | 0 | 0
PS | 0 | 0 | 0 | 0 | 0 | 0
PV | 0 | 0 | 0 | 0 | 0 | 0
PeakG | 0 | 0 | 0 | 0 | 0 | 0
PeakO | 0 | 0 | 0 | 0 | 0 | 0
ST | 0 | 0 | 0 | 0 | 0 | 0
STOG | 0 | 0 | 0 | 0 | 0 | 0
STWD | 0 | 0 | 0 | 0 | 0 | 0
WT | 0 | 0 | 0 | 0 | 0 | 0
IGCC | 0 | 0 | 0 | 0 | 0 | 0
DemandResponse | 0 | 0 | 0 | 0 | 0 | 0
IGCC-CCS | 0 | 0 | 0 | 0 | 0 | 0
WT_off | 0 | 0 | 0 | 0 | 0 | 0
PseudoUnit | 0 | 0 | 0 | 0 | 0 | 0
FixedInterchange | 0 | 0 | 0 | 0 | 0 | 0
Retrofit VOM Costs by Reporting Type: PJM_E
ReportingType | 2015 | 2020 | 2025 | 2030 | 2035 | 2040
BM | 0 | 0 | 0 | 0 | 0 | 0
CC | 0 | 0 | 0 | 0 | 0 | 0
CSP | 0 | 0 | 0 | 0 | 0 | 0
CT | 0 | 0 | 0 | 0 | 0 | 0
Coal | 2.5 | 2.93 | 4.83 | 8.78 | 15.07 | 17.42
Geo | 0 | 0 | 0 | 0 | 0 | 0
H | 0 | 0 | 0 | 0 | 0 | 0
LFG | 0 | 0 | 0 | 0 | 0 | 0
Nuc | 0 | 0 | 0 | 0 | 0 | 0
PS | 0 | 0 | 0 | 0 | 0 | 0
PV | 0 | 0 | 0 | 0 | 0 | 0
PeakG | 0 | 0 | 0 | 0 | 0 | 0
PeakO | 0 | 0 | 0 | 0 | 0 | 0
ST | 0 | 0 | 0 | 0 | 0 | 0
STOG | 0 | 0 | 0 | 0 | 0 | 0
STWD | 0 | 0 | 0 | 0 | 0 | 0
WT | 0 | 0 | 0 | 0 | 0 | 0
IGCC | 0 | 0 | 0 | 0 | 0 | 0
DemandResponse | 0 | 0 | 0 | 0 | 0 | 0
IGCC-CCS | 0 | 0 | 0 | 0 | 0 | 0
WT_off | 0 | 0 | 0 | 0 | 0 | 0
PseudoUnit | 0 | 0 | 0 | 0 | 0 | 0
FixedInterchange | 0 | 0 | 0 | 0 | 0 | 0
Retrofit VOM Costs by Reporting Type: PJM_ROM
ReportingType | 2015 | 2020 | 2025 | 2030 | 2035 | 2040
BM | 0 | 0 | 0 | 0 | 0 | 0
CC | 0 | 0 | 0 | 0 | 0 | 0
CSP | 0 | 0 | 0 | 0 | 0 | 0
CT | 0 | 0 | 0 | 0 | 0 | 0
Coal | 188.27 | 253.28 | 263.41 | 282.84 | 282.84 | 282.84
Geo | 0 | 0 | 0 | 0 | 0 | 0
H | 0 | 0 | 0 | 0 | 0 | 0
LFG | 0 | 0 | 0 | 0 | 0 | 0
Nuc | 0 | 0 | 0 | 0 | 0 | 0
PS | 0 | 0 | 0 | 0 | 0 | 0
PV | 0 | 0 | 0 | 0 | 0 | 0
PeakG | 0 | 0 | 0 | 0 | 0 | 0
PeakO | 0 | 0 | 0 | 0 | 0 | 0
ST | 0 | 0 | 0 | 0 | 0 | 0
STOG | 0 | 0 | 0 | 0 | 0 | 0
STWD | 0 | 0 | 0 | 0 | 0 | 0
WT | 0 | 0 | 0 | 0 | 0 | 0
IGCC | 0 | 0 | 0 | 0 | 0 | 0
DemandResponse | 0 | 0 | 0 | 0 | 0 | 0
IGCC-CCS | 0 | 0 | 0 | 0 | 0 | 0
WT_off | 0 | 0 | 0 | 0 | 0 | 0
PseudoUnit | 0 | 0 | 0 | 0 | 0 | 0
FixedInterchange | 0 | 0 | 0 | 0 | 0 | 0
Retrofit VOM Costs by Reporting Type: PJM_ROR
ReportingType | 2015 | 2020 | 2025 | 2030 | 2035 | 2040
BM | 0 | 0 | 0 | 0 | 0 | 0
CC | 0 | 0 | 0 | 0 | 0 | 0
CSP | 0 | 0 | 0 | 0 | 0 | 0
CT | 0 | 0 | 0 | 0 | 0 | 0
Coal | 970.34 | 1414.32 | 1518.81 | 1563.65 | 1611.29 | 1636.85
Geo | 0 | 0 | 0 | 0 | 0 | 0
H | 0 | 0 | 0 | 0 | 0 | 0
LFG | 0 | 0 | 0 | 0 | 0 | 0
Nuc | 0 | 0 | 0 | 0 | 0 | 0
PS | 0 | 0 | 0 | 0 | 0 | 0
PV | 0 | 0 | 0 | 0 | 0 | 0
PeakG | 0 | 0 | 0 | 0 | 0 | 0
PeakO | 0 | 0 | 0 | 0 | 0 | 0
ST | 0 | 0 | 0 | 0 | 0 | 0
STOG | 0 | 0 | 0 | 0 | 0 | 0
STWD | 0 | 0 | 0 | 0 | 0 | 0
WT | 0 | 0 | 0 | 0 | 0 | 0
IGCC | 0 | 0 | 0 | 0 | 0 | 0
DemandResponse | 0 | 0 | 0 | 0 | 0 | 0
IGCC-CCS | 0 | 0 | 0 | 0 | 0 | 0
WT_off | 0 | 0 | 0 | 0 | 0 | 0
PseudoUnit | 0 | 0 | 0 | 0 | 0 | 0
FixedInterchange | 0 | 0 | 0 | 0 | 0 | 0
Retrofit VOM Costs by Reporting Type: SOCO
ReportingType | 2015 | 2020 | 2025 | 2030 | 2035 | 2040
BM | 0 | 0 | 0 | 0 | 0 | 0
CC | 0 | 0 | 0 | 0 | 0 | 0
CSP | 0 | 0 | 0 | 0 | 0 | 0
CT | 0 | 0 | 0 | 0 | 0 | 0
Coal | 389.75 | 573.06 | 689.6 | 692.34 | 731.22 | 739.01
Geo | 0 | 0 | 0 | 0 | 0 | 0
H | 0 | 0 | 0 | 0 | 0 | 0
LFG | 0 | 0 | 0 | 0 | 0 | 0
Nuc | 0 | 0 | 0 | 0 | 0 | 0
PS | 0 | 0 | 0 | 0 | 0 | 0
PV | 0 | 0 | 0 | 0 | 0 | 0
PeakG | 0 | 0 | 0 | 0 | 0 | 0
PeakO | 0 | 0 | 0 | 0 | 0 | 0
ST | 0 | 0 | 0 | 0 | 0 | 0
STOG | 0 | 0 | 0 | 0 | 0 | 0
STWD | 0 | 0 | 0 | 0 | 0 | 0
WT | 0 | 0 | 0 | 0 | 0 | 0
IGCC | 0 | 0 | 0 | 0 | 0 | 0
DemandResponse | 0 | 0 | 0 | 0 | 0 | 0
IGCC-CCS | 0 | 0 | 0 | 0 | 0 | 0
WT_off | 0 | 0 | 0 | 0 | 0 | 0
PseudoUnit | 0 | 0 | 0 | 0 | 0 | 0
FixedInterchange | 0 | 0 | 0 | 0 | 0 | 0
Retrofit VOM Costs by Reporting Type: SPP_N
ReportingType | 2015 | 2020 | 2025 | 2030 | 2035 | 2040
BM | 0 | 0 | 0 | 0 | 0 | 0
CC | 0 | 0 | 0 | 0 | 0 | 0
CSP | 0 | 0 | 0 | 0 | 0 | 0
CT | 0 | 0 | 0 | 0 | 0 | 0
Coal | 190.31 | 355.72 | 361.74 | 361.74 | 361.74 | 361.74
Geo | 0 | 0 | 0 | 0 | 0 | 0
H | 0 | 0 | 0 | 0 | 0 | 0
LFG | 0 | 0 | 0 | 0 | 0 | 0
Nuc | 0 | 0 | 0 | 0 | 0 | 0
PS | 0 | 0 | 0 | 0 | 0 | 0
PV | 0 | 0 | 0 | 0 | 0 | 0
PeakG | 0 | 0 | 0 | 0 | 0 | 0
PeakO | 0 | 0 | 0 | 0 | 0 | 0
ST | 0 | 0 | 0 | 0 | 0 | 0
STOG | 0 | 0 | 0 | 0 | 0 | 0
STWD | 0 | 0 | 0 | 0 | 0 | 0
WT | 0 | 0 | 0 | 0 | 0 | 0
IGCC | 0 | 0 | 0 | 0 | 0 | 0
DemandResponse | 0 | 0 | 0 | 0 | 0 | 0
IGCC-CCS | 0 | 0 | 0 | 0 | 0 | 0
WT_off | 0 | 0 | 0 | 0 | 0 | 0
PseudoUnit | 0 | 0 | 0 | 0 | 0 | 0
FixedInterchange | 0 | 0 | 0 | 0 | 0 | 0
Retrofit VOM Costs by Reporting Type: SPP_S
ReportingType | 2015 | 2020 | 2025 | 2030 | 2035 | 2040
BM | 0 | 0 | 0 | 0 | 0 | 0
CC | 0 | 0 | 0 | 0 | 0 | 0
CSP | 0 | 0 | 0 | 0 | 0 | 0
CT | 0 | 0 | 0 | 0 | 0 | 0
Coal | 91.87 | 695.06 | 799.38 | 833.11 | 844.21 | 846.52
Geo | 0 | 0 | 0 | 0 | 0 | 0
H | 0 | 0 | 0 | 0 | 0 | 0
LFG | 0 | 0 | 0 | 0 | 0 | 0
Nuc | 0 | 0 | 0 | 0 | 0 | 0
PS | 0 | 0 | 0 | 0 | 0 | 0
PV | 0 | 0 | 0 | 0 | 0 | 0
PeakG | 0 | 0 | 0 | 0 | 0 | 0
PeakO | 0 | 0 | 0 | 0 | 0 | 0
ST | 0 | 0 | 0 | 0 | 0 | 0
STOG | 0 | 0 | 0 | 0 | 0 | 0
STWD | 0 | 0 | 0 | 0 | 0 | 0
WT | 0 | 0 | 0 | 0 | 0 | 0
IGCC | 0 | 0 | 0 | 0 | 0 | 0
DemandResponse | 0 | 0 | 0 | 0 | 0 | 0
IGCC-CCS | 0 | 0 | 0 | 0 | 0 | 0
WT_off | 0 | 0 | 0 | 0 | 0 | 0
PseudoUnit | 0 | 0 | 0 | 0 | 0 | 0
FixedInterchange | 0 | 0 | 0 | 0 | 0 | 0
Retrofit VOM Costs by Reporting Type: TVA
ReportingType | 2015 | 2020 | 2025 | 2030 | 2035 | 2040
BM | 0 | 0 | 0 | 0 | 0 | 0
CC | 0 | 0 | 0 | 0 | 0 | 0
CSP | 0 | 0 | 0 | 0 | 0 | 0
CT | 0 | 0 | 0 | 0 | 0 | 0
Coal | 244.32 | 458.73 | 480.51 | 492.99 | 492.99 | 492.99
Geo | 0 | 0 | 0 | 0 | 0 | 0
H | 0 | 0 | 0 | 0 | 0 | 0
LFG | 0 | 0 | 0 | 0 | 0 | 0
Nuc | 0 | 0 | 0 | 0 | 0 | 0
PS | 0 | 0 | 0 | 0 | 0 | 0
PV | 0 | 0 | 0 | 0 | 0 | 0
PeakG | 0 | 0 | 0 | 0 | 0 | 0
PeakO | 0 | 0 | 0 | 0 | 0 | 0
ST | 0 | 0 | 0 | 0 | 0 | 0
STOG | 0 | 0 | 0 | 0 | 0 | 0
STWD | 0 | 0 | 0 | 0 | 0 | 0
WT | 0 | 0 | 0 | 0 | 0 | 0
IGCC | 0 | 0 | 0 | 0 | 0 | 0
DemandResponse | 0 | 0 | 0 | 0 | 0 | 0
IGCC-CCS | 0 | 0 | 0 | 0 | 0 | 0
WT_off | 0 | 0 | 0 | 0 | 0 | 0
PseudoUnit | 0 | 0 | 0 | 0 | 0 | 0
FixedInterchange | 0 | 0 | 0 | 0 | 0 | 0
Retrofit VOM Costs by Reporting Type: TVA_Transmission
ReportingType | 2015 | 2020 | 2025 | 2030 | 2035 | 2040
BM | 0 | 0 | 0 | 0 | 0 | 0
CC | 0 | 0 | 0 | 0 | 0 | 0
CSP | 0 | 0 | 0 | 0 | 0 | 0
CT | 0 | 0 | 0 | 0 | 0 | 0
Coal | 0 | 0 | 0 | 0 | 0 | 0
Geo | 0 | 0 | 0 | 0 | 0 | 0
H | 0 | 0 | 0 | 0 | 0 | 0
LFG | 0 | 0 | 0 | 0 | 0 | 0
Nuc | 0 | 0 | 0 | 0 | 0 | 0
PS | 0 | 0 | 0 | 0 | 0 | 0
PV | 0 | 0 | 0 | 0 | 0 | 0
PeakG | 0 | 0 | 0 | 0 | 0 | 0
PeakO | 0 | 0 | 0 | 0 | 0 | 0
ST | 0 | 0 | 0 | 0 | 0 | 0
STOG | 0 | 0 | 0 | 0 | 0 | 0
STWD | 0 | 0 | 0 | 0 | 0 | 0
WT | 0 | 0 | 0 | 0 | 0 | 0
IGCC | 0 | 0 | 0 | 0 | 0 | 0
DemandResponse | 0 | 0 | 0 | 0 | 0 | 0
IGCC-CCS | 0 | 0 | 0 | 0 | 0 | 0
WT_off | 0 | 0 | 0 | 0 | 0 | 0
PseudoUnit | 0 | 0 | 0 | 0 | 0 | 0
FixedInterchange | 0 | 0 | 0 | 0 | 0 | 0
Retrofit VOM Costs by Reporting Type: VACAR
ReportingType | 2015 | 2020 | 2025 | 2030 | 2035 | 2040
BM | 0 | 0 | 0 | 0 | 0 | 0
CC | 0 | 0 | 0 | 0 | 0 | 0
CSP | 0 | 0 | 0 | 0 | 0 | 0
CT | 0 | 0 | 0 | 0 | 0 | 0
Coal | 276.72 | 309.73 | 398.31 | 459.55 | 493.46 | 500.07
Geo | 0 | 0 | 0 | 0 | 0 | 0
H | 0 | 0 | 0 | 0 | 0 | 0
LFG | 0 | 0 | 0 | 0 | 0 | 0
Nuc | 0 | 0 | 0 | 0 | 0 | 0
PS | 0 | 0 | 0 | 0 | 0 | 0
PV | 0 | 0 | 0 | 0 | 0 | 0
PeakG | 0 | 0 | 0 | 0 | 0 | 0
PeakO | 0 | 0 | 0 | 0 | 0 | 0
ST | 0 | 0 | 0 | 0 | 0 | 0
STOG | 0 | 0 | 0 | 0 | 0 | 0
STWD | 0 | 0 | 0 | 0 | 0 | 0
WT | 0 | 0 | 0 | 0 | 0 | 0
IGCC | 0 | 0 | 0 | 0 | 0 | 0
DemandResponse | 0 | 0 | 0 | 0 | 0 | 0
IGCC-CCS | 0 | 0 | 0 | 0 | 0 | 0
WT_off | 0 | 0 | 0 | 0 | 0 | 0
PseudoUnit | 0 | 0 | 0 | 0 | 0 | 0
FixedInterchange | 0 | 0 | 0 | 0 | 0 | 0
Retrofit VOM Costs by Reporting Type: IESO
ReportingType | 2015 | 2020 | 2025 | 2030 | 2035 | 2040
BM | 0 | 0 | 0 | 0 | 0 | 0
CC | 0 | 0 | 0 | 0 | 0 | 0
CSP | 0 | 0 | 0 | 0 | 0 | 0
CT | 0 | 0 | 0 | 0 | 0 | 0
Coal | 0 | 0 | 0 | 0 | 0 | 0
Geo | 0 | 0 | 0 | 0 | 0 | 0
H | 0 | 0 | 0 | 0 | 0 | 0
LFG | 0 | 0 | 0 | 0 | 0 | 0
Nuc | 0 | 0 | 0 | 0 | 0 | 0
PS | 0 | 0 | 0 | 0 | 0 | 0
PV | 0 | 0 | 0 | 0 | 0 | 0
PeakG | 0 | 0 | 0 | 0 | 0 | 0
PeakO | 0 | 0 | 0 | 0 | 0 | 0
ST | 0 | 0 | 0 | 0 | 0 | 0
STOG | 0 | 0 | 0 | 0 | 0 | 0
STWD | 0 | 0 | 0 | 0 | 0 | 0
WT | 0 | 0 | 0 | 0 | 0 | 0
IGCC | 0 | 0 | 0 | 0 | 0 | 0
DemandResponse | 0 | 0 | 0 | 0 | 0 | 0
IGCC-CCS | 0 | 0 | 0 | 0 | 0 | 0
WT_off | 0 | 0 | 0 | 0 | 0 | 0
PseudoUnit | 0 | 0 | 0 | 0 | 0 | 0
FixedInterchange | 0 | 0 | 0 | 0 | 0 | 0
Retrofit VOM Costs by Reporting Type: MAPP_CA
ReportingType | 2015 | 2020 | 2025 | 2030 | 2035 | 2040
BM | 0 | 0 | 0 | 0 | 0 | 0
CC | 0 | 0 | 0 | 0 | 0 | 0
CSP | 0 | 0 | 0 | 0 | 0 | 0
CT | 0 | 0 | 0 | 0 | 0 | 0
Coal | 0 | 0 | 0 | 0 | 0 | 0
Geo | 0 | 0 | 0 | 0 | 0 | 0
H | 0 | 0 | 0 | 0 | 0 | 0
LFG | 0 | 0 | 0 | 0 | 0 | 0
Nuc | 0 | 0 | 0 | 0 | 0 | 0
PS | 0 | 0 | 0 | 0 | 0 | 0
PV | 0 | 0 | 0 | 0 | 0 | 0
PeakG | 0 | 0 | 0 | 0 | 0 | 0
PeakO | 0 | 0 | 0 | 0 | 0 | 0
ST | 0 | 0 | 0 | 0 | 0 | 0
STOG | 0 | 0 | 0 | 0 | 0 | 0
STWD | 0 | 0 | 0 | 0 | 0 | 0
WT | 0 | 0 | 0 | 0 | 0 | 0
IGCC | 0 | 0 | 0 | 0 | 0 | 0
DemandResponse | 0 | 0 | 0 | 0 | 0 | 0
IGCC-CCS | 0 | 0 | 0 | 0 | 0 | 0
WT_off | 0 | 0 | 0 | 0 | 0 | 0
PseudoUnit | 0 | 0 | 0 | 0 | 0 | 0
FixedInterchange | 0 | 0 | 0 | 0 | 0 | 0
Retrofit VOM Costs by Reporting Type: AZ_NM_SNV_Coal
ReportingType | 2015 | 2020 | 2025 | 2030 | 2035 | 2040
BM | 0 | 0 | 0 | 0 | 0 | 0
CC | 0 | 0 | 0 | 0 | 0 | 0
CSP | 0 | 0 | 0 | 0 | 0 | 0
CT | 0 | 0 | 0 | 0 | 0 | 0
Coal | 348.46 | 404.7 | 404.7 | 404.7 | 404.7 | 404.7
Geo | 0 | 0 | 0 | 0 | 0 | 0
H | 0 | 0 | 0 | 0 | 0 | 0
LFG | 0 | 0 | 0 | 0 | 0 | 0
Nuc | 0 | 0 | 0 | 0 | 0 | 0
PS | 0 | 0 | 0 | 0 | 0 | 0
PV | 0 | 0 | 0 | 0 | 0 | 0
PeakG | 0 | 0 | 0 | 0 | 0 | 0
PeakO | 0 | 0 | 0 | 0 | 0 | 0
ST | 0 | 0 | 0 | 0 | 0 | 0
STOG | 0 | 0 | 0 | 0 | 0 | 0
STWD | 0 | 0 | 0 | 0 | 0 | 0
WT | 0 | 0 | 0 | 0 | 0 | 0
IGCC | 0 | 0 | 0 | 0 | 0 | 0
DemandResponse | 0 | 0 | 0 | 0 | 0 | 0
IGCC-CCS | 0 | 0 | 0 | 0 | 0 | 0
WT_off | 0 | 0 | 0 | 0 | 0 | 0
PseudoUnit | 0 | 0 | 0 | 0 | 0 | 0
FixedInterchange | 0 | 0 | 0 | 0 | 0 | 0
Retrofit VOM Costs by Reporting Type: AZ_NM_SNV_Gas
ReportingType | 2015 | 2020 | 2025 | 2030 | 2035 | 2040
BM | 0 | 0 | 0 | 0 | 0 | 0
CC | 0 | 0 | 0 | 0 | 0 | 0
CSP | 0 | 0 | 0 | 0 | 0 | 0
CT | 0 | 0 | 0 | 0 | 0 | 0
Coal | 0 | 0 | 0 | 0 | 0 | 0
Geo | 0 | 0 | 0 | 0 | 0 | 0
H | 0 | 0 | 0 | 0 | 0 | 0
LFG | 0 | 0 | 0 | 0 | 0 | 0
Nuc | 0 | 0 | 0 | 0 | 0 | 0
PS | 0 | 0 | 0 | 0 | 0 | 0
PV | 0 | 0 | 0 | 0 | 0 | 0
PeakG | 0 | 0 | 0 | 0 | 0 | 0
PeakO | 0 | 0 | 0 | 0 | 0 | 0
ST | 0 | 0 | 0 | 0 | 0 | 0
STOG | 0 | 0 | 0 | 0 | 0 | 0
STWD | 0 | 0 | 0 | 0 | 0 | 0
WT | 0 | 0 | 0 | 0 | 0 | 0
IGCC | 0 | 0 | 0 | 0 | 0 | 0
DemandResponse | 0 | 0 | 0 | 0 | 0 | 0
IGCC-CCS | 0 | 0 | 0 | 0 | 0 | 0
WT_off | 0 | 0 | 0 | 0 | 0 | 0
PseudoUnit | 0 | 0 | 0 | 0 | 0 | 0
FixedInterchange | 0 | 0 | 0 | 0 | 0 | 0
Retrofit VOM Costs by Reporting Type: AZ_NM_SNV_NucRenew
ReportingType | 2015 | 2020 | 2025 | 2030 | 2035 | 2040
BM | 0 | 0 | 0 | 0 | 0 | 0
CC | 0 | 0 | 0 | 0 | 0 | 0
CSP | 0 | 0 | 0 | 0 | 0 | 0
CT | 0 | 0 | 0 | 0 | 0 | 0
Coal | 0 | 0 | 0 | 0 | 0 | 0
Geo | 0 | 0 | 0 | 0 | 0 | 0
H | 0 | 0 | 0 | 0 | 0 | 0
LFG | 0 | 0 | 0 | 0 | 0 | 0
Nuc | 0 | 0 | 0 | 0 | 0 | 0
PS | 0 | 0 | 0 | 0 | 0 | 0
PV | 0 | 0 | 0 | 0 | 0 | 0
PeakG | 0 | 0 | 0 | 0 | 0 | 0
PeakO | 0 | 0 | 0 | 0 | 0 | 0
ST | 0 | 0 | 0 | 0 | 0 | 0
STOG | 0 | 0 | 0 | 0 | 0 | 0
STWD | 0 | 0 | 0 | 0 | 0 | 0
WT | 0 | 0 | 0 | 0 | 0 | 0
IGCC | 0 | 0 | 0 | 0 | 0 | 0
DemandResponse | 0 | 0 | 0 | 0 | 0 | 0
IGCC-CCS | 0 | 0 | 0 | 0 | 0 | 0
WT_off | 0 | 0 | 0 | 0 | 0 | 0
PseudoUnit | 0 | 0 | 0 | 0 | 0 | 0
FixedInterchange | 0 | 0 | 0 | 0 | 0 | 0
Retrofit VOM Costs by Reporting Type: ERCOT
ReportingType | 2015 | 2020 | 2025 | 2030 | 2035 | 2040
BM | 0 | 0 | 0 | 0 | 0 | 0
CC | 0 | 0 | 0 | 0 | 0 | 0
CSP | 0 | 0 | 0 | 0 | 0 | 0
CT | 0 | 0 | 0 | 0 | 0 | 0
Coal | 312.03 | 542.15 | 639.14 | 639.14 | 639.14 | 639.14
Geo | 0 | 0 | 0 | 0 | 0 | 0
H | 0 | 0 | 0 | 0 | 0 | 0
LFG | 0 | 0 | 0 | 0 | 0 | 0
Nuc | 0 | 0 | 0 | 0 | 0 | 0
PS | 0 | 0 | 0 | 0 | 0 | 0
PV | 0 | 0 | 0 | 0 | 0 | 0
PeakG | 0 | 0 | 0 | 0 | 0 | 0
PeakO | 0 | 0 | 0 | 0 | 0 | 0
ST | 0 | 0 | 0 | 0 | 0 | 0
STOG | 0 | 0 | 0 | 0 | 0 | 0
STWD | 0 | 0 | 0 | 0 | 0 | 0
WT | 0 | 0 | 0 | 0 | 0 | 0
IGCC | 0 | 0 | 0 | 0 | 0 | 0
DemandResponse | 0 | 0 | 0 | 0 | 0 | 0
IGCC-CCS | 0 | 0 | 0 | 0 | 0 | 0
WT_off | 0 | 0 | 0 | 0 | 0 | 0
PseudoUnit | 0 | 0 | 0 | 0 | 0 | 0
FixedInterchange | 0 | 0 | 0 | 0 | 0 | 0
Retrofit VOM Costs by Reporting Type: NP15
ReportingType | 2015 | 2020 | 2025 | 2030 | 2035 | 2040
BM | 0 | 0 | 0 | 0 | 0 | 0
CC | 0 | 0 | 0 | 0 | 0 | 0
CSP | 0 | 0 | 0 | 0 | 0 | 0
CT | 0 | 0 | 0 | 0 | 0 | 0
Coal | 1.46 | 1.59 | 1.59 | 1.59 | 0.05 | 0
Geo | 0 | 0 | 0 | 0 | 0 | 0
H | 0 | 0 | 0 | 0 | 0 | 0
LFG | 0 | 0 | 0 | 0 | 0 | 0
Nuc | 0 | 0 | 0 | 0 | 0 | 0
PS | 0 | 0 | 0 | 0 | 0 | 0
PV | 0 | 0 | 0 | 0 | 0 | 0
PeakG | 0 | 0 | 0 | 0 | 0 | 0
PeakO | 0 | 0 | 0 | 0 | 0 | 0
ST | 0 | 0 | 0 | 0 | 0 | 0
STOG | 0 | 0 | 0 | 0 | 0 | 0
STWD | 0 | 0 | 0 | 0 | 0 | 0
WT | 0 | 0 | 0 | 0 | 0 | 0
IGCC | 0 | 0 | 0 | 0 | 0 | 0
DemandResponse | 0 | 0 | 0 | 0 | 0 | 0
IGCC-CCS | 0 | 0 | 0 | 0 | 0 | 0
WT_off | 0 | 0 | 0 | 0 | 0 | 0
PseudoUnit | 0 | 0 | 0 | 0 | 0 | 0
FixedInterchange | 0 | 0 | 0 | 0 | 0 | 0
Retrofit VOM Costs by Reporting Type: NWPP_Coal
ReportingType | 2015 | 2020 | 2025 | 2030 | 2035 | 2040
BM | 0 | 0 | 0 | 0 | 0 | 0
CC | 0 | 0 | 0 | 0 | 0 | 0
CSP | 0 | 0 | 0 | 0 | 0 | 0
CT | 0 | 0 | 0 | 0 | 0 | 0
Coal | 536.72 | 693.69 | 693.69 | 693.69 | 693.69 | 693.69
Geo | 0 | 0 | 0 | 0 | 0 | 0
H | 0 | 0 | 0 | 0 | 0 | 0
LFG | 0 | 0 | 0 | 0 | 0 | 0
Nuc | 0 | 0 | 0 | 0 | 0 | 0
PS | 0 | 0 | 0 | 0 | 0 | 0
PV | 0 | 0 | 0 | 0 | 0 | 0
PeakG | 0 | 0 | 0 | 0 | 0 | 0
PeakO | 0 | 0 | 0 | 0 | 0 | 0
ST | 0 | 0 | 0 | 0 | 0 | 0
STOG | 0 | 0 | 0 | 0 | 0 | 0
STWD | 0 | 0 | 0 | 0 | 0 | 0
WT | 0 | 0 | 0 | 0 | 0 | 0
IGCC | 0 | 0 | 0 | 0 | 0 | 0
DemandResponse | 0 | 0 | 0 | 0 | 0 | 0
IGCC-CCS | 0 | 0 | 0 | 0 | 0 | 0
WT_off | 0 | 0 | 0 | 0 | 0 | 0
PseudoUnit | 0 | 0 | 0 | 0 | 0 | 0
FixedInterchange | 0 | 0 | 0 | 0 | 0 | 0
Retrofit VOM Costs by Reporting Type: NWPP_Gas
ReportingType | 2015 | 2020 | 2025 | 2030 | 2035 | 2040
BM | 0 | 0 | 0 | 0 | 0 | 0
CC | 0 | 0 | 0 | 0 | 0 | 0
CSP | 0 | 0 | 0 | 0 | 0 | 0
CT | 0 | 0 | 0 | 0 | 0 | 0
Coal | 0 | 0 | 0 | 0 | 0 | 0
Geo | 0 | 0 | 0 | 0 | 0 | 0
H | 0 | 0 | 0 | 0 | 0 | 0
LFG | 0 | 0 | 0 | 0 | 0 | 0
Nuc | 0 | 0 | 0 | 0 | 0 | 0
PS | 0 | 0 | 0 | 0 | 0 | 0
PV | 0 | 0 | 0 | 0 | 0 | 0
PeakG | 0 | 0 | 0 | 0 | 0 | 0
PeakO | 0 | 0 | 0 | 0 | 0 | 0
ST | 0 | 0 | 0 | 0 | 0 | 0
STOG | 0 | 0 | 0 | 0 | 0 | 0
STWD | 0 | 0 | 0 | 0 | 0 | 0
WT | 0 | 0 | 0 | 0 | 0 | 0
IGCC | 0 | 0 | 0 | 0 | 0 | 0
DemandResponse | 0 | 0 | 0 | 0 | 0 | 0
IGCC-CCS | 0 | 0 | 0 | 0 | 0 | 0
WT_off | 0 | 0 | 0 | 0 | 0 | 0
PseudoUnit | 0 | 0 | 0 | 0 | 0 | 0
FixedInterchange | 0 | 0 | 0 | 0 | 0 | 0
Retrofit VOM Costs by Reporting Type: NWPP_NucRenew
ReportingType | 2015 | 2020 | 2025 | 2030 | 2035 | 2040
BM | 0 | 0 | 0 | 0 | 0 | 0
CC | 0 | 0 | 0 | 0 | 0 | 0
CSP | 0 | 0 | 0 | 0 | 0 | 0
CT | 0 | 0 | 0 | 0 | 0 | 0
Coal | 0 | 0 | 0 | 0 | 0 | 0
Geo | 0 | 0 | 0 | 0 | 0 | 0
H | 0 | 0 | 0 | 0 | 0 | 0
LFG | 0 | 0 | 0 | 0 | 0 | 0
Nuc | 0 | 0 | 0 | 0 | 0 | 0
PS | 0 | 0 | 0 | 0 | 0 | 0
PV | 0 | 0 | 0 | 0 | 0 | 0
PeakG | 0 | 0 | 0 | 0 | 0 | 0
PeakO | 0 | 0 | 0 | 0 | 0 | 0
ST | 0 | 0 | 0 | 0 | 0 | 0
STOG | 0 | 0 | 0 | 0 | 0 | 0
STWD | 0 | 0 | 0 | 0 | 0 | 0
WT | 0 | 0 | 0 | 0 | 0 | 0
IGCC | 0 | 0 | 0 | 0 | 0 | 0
DemandResponse | 0 | 0 | 0 | 0 | 0 | 0
IGCC-CCS | 0 | 0 | 0 | 0 | 0 | 0
WT_off | 0 | 0 | 0 | 0 | 0 | 0
PseudoUnit | 0 | 0 | 0 | 0 | 0 | 0
FixedInterchange | 0 | 0 | 0 | 0 | 0 | 0
Retrofit VOM Costs by Reporting Type: RMPA
ReportingType | 2015 | 2020 | 2025 | 2030 | 2035 | 2040
BM | 0 | 0 | 0 | 0 | 0 | 0
CC | 0 | 0 | 0 | 0 | 0 | 0
CSP | 0 | 0 | 0 | 0 | 0 | 0
CT | 0 | 0 | 0 | 0 | 0 | 0
Coal | 259.51 | 340.11 | 319.5 | 318.13 | 314.58 | 295.88
Geo | 0 | 0 | 0 | 0 | 0 | 0
H | 0 | 0 | 0 | 0 | 0 | 0
LFG | 0 | 0 | 0 | 0 | 0 | 0
Nuc | 0 | 0 | 0 | 0 | 0 | 0
PS | 0 | 0 | 0 | 0 | 0 | 0
PV | 0 | 0 | 0 | 0 | 0 | 0
PeakG | 0 | 0 | 0 | 0 | 0 | 0
PeakO | 0 | 0 | 0 | 0 | 0 | 0
ST | 0 | 0 | 0 | 0 | 0 | 0
STOG | 0 | 0 | 0 | 0 | 0 | 0
STWD | 0 | 0 | 0 | 0 | 0 | 0
WT | 0 | 0 | 0 | 0 | 0 | 0
IGCC | 0 | 0 | 0 | 0 | 0 | 0
DemandResponse | 0 | 0 | 0 | 0 | 0 | 0
IGCC-CCS | 0 | 0 | 0 | 0 | 0 | 0
WT_off | 0 | 0 | 0 | 0 | 0 | 0
PseudoUnit | 0 | 0 | 0 | 0 | 0 | 0
FixedInterchange | 0 | 0 | 0 | 0 | 0 | 0
Retrofit VOM Costs by Reporting Type: SP15
ReportingType | 2015 | 2020 | 2025 | 2030 | 2035 | 2040
BM | 0 | 0 | 0 | 0 | 0 | 0
CC | 0 | 0 | 0 | 0 | 0 | 0
CSP | 0 | 0 | 0 | 0 | 0 | 0
CT | 0 | 0 | 0 | 0 | 0 | 0
Coal | 5.19 | 5.66 | 5.66 | 3.48 | 1.23 | 0
Geo | 0 | 0 | 0 | 0 | 0 | 0
H | 0 | 0 | 0 | 0 | 0 | 0
LFG | 0 | 0 | 0 | 0 | 0 | 0
Nuc | 0 | 0 | 0 | 0 | 0 | 0
PS | 0 | 0 | 0 | 0 | 0 | 0
PV | 0 | 0 | 0 | 0 | 0 | 0
PeakG | 0 | 0 | 0 | 0 | 0 | 0
PeakO | 0 | 0 | 0 | 0 | 0 | 0
ST | 0 | 0 | 0 | 0 | 0 | 0
STOG | 0 | 0 | 0 | 0 | 0 | 0
STWD | 0 | 0 | 0 | 0 | 0 | 0
WT | 0 | 0 | 0 | 0 | 0 | 0
IGCC | 0 | 0 | 0 | 0 | 0 | 0
DemandResponse | 0 | 0 | 0 | 0 | 0 | 0
IGCC-CCS | 0 | 0 | 0 | 0 | 0 | 0
WT_off | 0 | 0 | 0 | 0 | 0 | 0
PseudoUnit | 0 | 0 | 0 | 0 | 0 | 0
FixedInterchange | 0 | 0 | 0 | 0 | 0 | 0
Retrofit VOM Costs by Reporting Type: ALB
ReportingType | 2015 | 2020 | 2025 | 2030 | 2035 | 2040
BM | 0 | 0 | 0 | 0 | 0 | 0
CC | 0 | 0 | 0 | 0 | 0 | 0
CSP | 0 | 0 | 0 | 0 | 0 | 0
CT | 0 | 0 | 0 | 0 | 0 | 0
Coal | 21.2 | 21.2 | 21.2 | 21.2 | 21.2 | 21.2
Geo | 0 | 0 | 0 | 0 | 0 | 0
H | 0 | 0 | 0 | 0 | 0 | 0
LFG | 0 | 0 | 0 | 0 | 0 | 0
Nuc | 0 | 0 | 0 | 0 | 0 | 0
PS | 0 | 0 | 0 | 0 | 0 | 0
PV | 0 | 0 | 0 | 0 | 0 | 0
PeakG | 0 | 0 | 0 | 0 | 0 | 0
PeakO | 0 | 0 | 0 | 0 | 0 | 0
ST | 0 | 0 | 0 | 0 | 0 | 0
STOG | 0 | 0 | 0 | 0 | 0 | 0
STWD | 0 | 0 | 0 | 0 | 0 | 0
WT | 0 | 0 | 0 | 0 | 0 | 0
IGCC | 0 | 0 | 0 | 0 | 0 | 0
DemandResponse | 0 | 0 | 0 | 0 | 0 | 0
IGCC-CCS | 0 | 0 | 0 | 0 | 0 | 0
WT_off | 0 | 0 | 0 | 0 | 0 | 0
PseudoUnit | 0 | 0 | 0 | 0 | 0 | 0
FixedInterchange | 0 | 0 | 0 | 0 | 0 | 0
Retrofit VOM Costs by Reporting Type: BC
ReportingType | 2015 | 2020 | 2025 | 2030 | 2035 | 2040
BM | 0 | 0 | 0 | 0 | 0 | 0
CC | 0 | 0 | 0 | 0 | 0 | 0
CSP | 0 | 0 | 0 | 0 | 0 | 0
CT | 0 | 0 | 0 | 0 | 0 | 0
Coal | 0 | 0 | 0 | 0 | 0 | 0
Geo | 0 | 0 | 0 | 0 | 0 | 0
H | 0 | 0 | 0 | 0 | 0 | 0
LFG | 0 | 0 | 0 | 0 | 0 | 0
Nuc | 0 | 0 | 0 | 0 | 0 | 0
PS | 0 | 0 | 0 | 0 | 0 | 0
PV | 0 | 0 | 0 | 0 | 0 | 0
PeakG | 0 | 0 | 0 | 0 | 0 | 0
PeakO | 0 | 0 | 0 | 0 | 0 | 0
ST | 0 | 0 | 0 | 0 | 0 | 0
STOG | 0 | 0 | 0 | 0 | 0 | 0
STWD | 0 | 0 | 0 | 0 | 0 | 0
WT | 0 | 0 | 0 | 0 | 0 | 0
IGCC | 0 | 0 | 0 | 0 | 0 | 0
DemandResponse | 0 | 0 | 0 | 0 | 0 | 0
IGCC-CCS | 0 | 0 | 0 | 0 | 0 | 0
WT_off | 0 | 0 | 0 | 0 | 0 | 0
PseudoUnit | 0 | 0 | 0 | 0 | 0 | 0
FixedInterchange | 0 | 0 | 0 | 0 | 0 | 0
Retrofit VOM Costs by Reporting Type: HQ_IESO
ReportingType | 2015 | 2020 | 2025 | 2030 | 2035 | 2040
BM | 0 | 0 | 0 | 0 | 0 | 0
CC | 0 | 0 | 0 | 0 | 0 | 0
CSP | 0 | 0 | 0 | 0 | 0 | 0
CT | 0 | 0 | 0 | 0 | 0 | 0
Coal | 0 | 0 | 0 | 0 | 0 | 0
Geo | 0 | 0 | 0 | 0 | 0 | 0
H | 0 | 0 | 0 | 0 | 0 | 0
LFG | 0 | 0 | 0 | 0 | 0 | 0
Nuc | 0 | 0 | 0 | 0 | 0 | 0
PS | 0 | 0 | 0 | 0 | 0 | 0
PV | 0 | 0 | 0 | 0 | 0 | 0
PeakG | 0 | 0 | 0 | 0 | 0 | 0
PeakO | 0 | 0 | 0 | 0 | 0 | 0
ST | 0 | 0 | 0 | 0 | 0 | 0
STOG | 0 | 0 | 0 | 0 | 0 | 0
STWD | 0 | 0 | 0 | 0 | 0 | 0
WT | 0 | 0 | 0 | 0 | 0 | 0
IGCC | 0 | 0 | 0 | 0 | 0 | 0
DemandResponse | 0 | 0 | 0 | 0 | 0 | 0
IGCC-CCS | 0 | 0 | 0 | 0 | 0 | 0
WT_off | 0 | 0 | 0 | 0 | 0 | 0
PseudoUnit | 0 | 0 | 0 | 0 | 0 | 0
FixedInterchange | 0 | 0 | 0 | 0 | 0 | 0
Retrofit VOM Costs by Reporting Type: HQ_NEISO
ReportingType | 2015 | 2020 | 2025 | 2030 | 2035 | 2040
BM | 0 | 0 | 0 | 0 | 0 | 0
CC | 0 | 0 | 0 | 0 | 0 | 0
CSP | 0 | 0 | 0 | 0 | 0 | 0
CT | 0 | 0 | 0 | 0 | 0 | 0
Coal | 0 | 0 | 0 | 0 | 0 | 0
Geo | 0 | 0 | 0 | 0 | 0 | 0
H | 0 | 0 | 0 | 0 | 0 | 0
LFG | 0 | 0 | 0 | 0 | 0 | 0
Nuc | 0 | 0 | 0 | 0 | 0 | 0
PS | 0 | 0 | 0 | 0 | 0 | 0
PV | 0 | 0 | 0 | 0 | 0 | 0
PeakG | 0 | 0 | 0 | 0 | 0 | 0
PeakO | 0 | 0 | 0 | 0 | 0 | 0
ST | 0 | 0 | 0 | 0 | 0 | 0
STOG | 0 | 0 | 0 | 0 | 0 | 0
STWD | 0 | 0 | 0 | 0 | 0 | 0
WT | 0 | 0 | 0 | 0 | 0 | 0
IGCC | 0 | 0 | 0 | 0 | 0 | 0
DemandResponse | 0 | 0 | 0 | 0 | 0 | 0
IGCC-CCS | 0 | 0 | 0 | 0 | 0 | 0
WT_off | 0 | 0 | 0 | 0 | 0 | 0
PseudoUnit | 0 | 0 | 0 | 0 | 0 | 0
FixedInterchange | 0 | 0 | 0 | 0 | 0 | 0
Retrofit VOM Costs by Reporting Type: HQ_NY
ReportingType | 2015 | 2020 | 2025 | 2030 | 2035 | 2040
BM | 0 | 0 | 0 | 0 | 0 | 0
CC | 0 | 0 | 0 | 0 | 0 | 0
CSP | 0 | 0 | 0 | 0 | 0 | 0
CT | 0 | 0 | 0 | 0 | 0 | 0
Coal | 0 | 0 | 0 | 0 | 0 | 0
Geo | 0 | 0 | 0 | 0 | 0 | 0
H | 0 | 0 | 0 | 0 | 0 | 0
LFG | 0 | 0 | 0 | 0 | 0 | 0
Nuc | 0 | 0 | 0 | 0 | 0 | 0
PS | 0 | 0 | 0 | 0 | 0 | 0
PV | 0 | 0 | 0 | 0 | 0 | 0
PeakG | 0 | 0 | 0 | 0 | 0 | 0
PeakO | 0 | 0 | 0 | 0 | 0 | 0
ST | 0 | 0 | 0 | 0 | 0 | 0
STOG | 0 | 0 | 0 | 0 | 0 | 0
STWD | 0 | 0 | 0 | 0 | 0 | 0
WT | 0 | 0 | 0 | 0 | 0 | 0
IGCC | 0 | 0 | 0 | 0 | 0 | 0
DemandResponse | 0 | 0 | 0 | 0 | 0 | 0
IGCC-CCS | 0 | 0 | 0 | 0 | 0 | 0
WT_off | 0 | 0 | 0 | 0 | 0 | 0
PseudoUnit | 0 | 0 | 0 | 0 | 0 | 0
FixedInterchange | 0 | 0 | 0 | 0 | 0 | 0
Retrofit VOM Costs by Reporting Type: MARITIMES
ReportingType | 2015 | 2020 | 2025 | 2030 | 2035 | 2040
BM | 0 | 0 | 0 | 0 | 0 | 0
CC | 0 | 0 | 0 | 0 | 0 | 0
CSP | 0 | 0 | 0 | 0 | 0 | 0
CT | 0 | 0 | 0 | 0 | 0 | 0
Coal | 0 | 0 | 0 | 0 | 0 | 0
Geo | 0 | 0 | 0 | 0 | 0 | 0
H | 0 | 0 | 0 | 0 | 0 | 0
LFG | 0 | 0 | 0 | 0 | 0 | 0
Nuc | 0 | 0 | 0 | 0 | 0 | 0
PS | 0 | 0 | 0 | 0 | 0 | 0
PV | 0 | 0 | 0 | 0 | 0 | 0
PeakG | 0 | 0 | 0 | 0 | 0 | 0
PeakO | 0 | 0 | 0 | 0 | 0 | 0
ST | 0 | 0 | 0 | 0 | 0 | 0
STOG | 0 | 0 | 0 | 0 | 0 | 0
STWD | 0 | 0 | 0 | 0 | 0 | 0
WT | 0 | 0 | 0 | 0 | 0 | 0
IGCC | 0 | 0 | 0 | 0 | 0 | 0
DemandResponse | 0 | 0 | 0 | 0 | 0 | 0
IGCC-CCS | 0 | 0 | 0 | 0 | 0 | 0
WT_off | 0 | 0 | 0 | 0 | 0 | 0
PseudoUnit | 0 | 0 | 0 | 0 | 0 | 0
FixedInterchange | 0 | 0 | 0 | 0 | 0 | 0
retrofit VOM Costs by Reporting Type: All
ReportingType | 2015 | 2020 | 2025 | 2030 | 2035 | 2040
BM | 0 | 0 | 0 | 0 | 0 | 0
CC | 0 | 0 | 0 | 0 | 0 | 0
CSP | 0 | 0 | 0 | 0 | 0 | 0
CT | 0 | 0 | 0 | 0 | 0 | 0
Coal | 5134.86 | 8936.93 | 9774.52 | 10138.67 | 10425.49 | 10455.6
Geo | 0 | 0 | 0 | 0 | 0 | 0
H | 0 | 0 | 0 | 0 | 0 | 0
LFG | 0 | 0 | 0 | 0 | 0 | 0
Nuc | 0 | 0 | 0 | 0 | 0 | 0
PS | 0 | 0 | 0 | 0 | 0 | 0
PV | 0 | 0 | 0 | 0 | 0 | 0
PeakG | 0 | 0 | 0 | 0 | 0 | 0
PeakO | 0 | 0 | 0 | 0 | 0 | 0
ST | 0 | 0 | 0 | 0 | 0 | 0
STOG | 0 | 0 | 0 | 0 | 0 | 0
STWD | 0 | 0 | 0 | 0 | 0 | 0
WT | 0 | 0 | 0 | 0 | 0 | 0
IGCC | 0 | 0 | 0 | 0 | 0 | 0
DemandResponse | 0 | 0 | 0 | 0 | 0 | 0
IGCC-CCS | 0 | 0 | 0 | 0 | 0 | 0
WT_off | 0 | 0 | 0 | 0 | 0 | 0
PseudoUnit | 0 | 0 | 0 | 0 | 0 | 0
FixedInterchange | 0 | 0 | 0 | 0 | 0 | 0
retrofit VOM Costs by Reporting Type: EI_US
ReportingType | 2015 | 2020 | 2025 | 2030 | 2035 | 2040
BM | 0 | 0 | 0 | 0 | 0 | 0
CC | 0 | 0 | 0 | 0 | 0 | 0
CSP | 0 | 0 | 0 | 0 | 0 | 0
CT | 0 | 0 | 0 | 0 | 0 | 0
Coal | 3650.28 | 6927.82 | 7689.03 | 8056.74 | 8350.89 | 8400.99
Geo | 0 | 0 | 0 | 0 | 0 | 0
H | 0 | 0 | 0 | 0 | 0 | 0
LFG | 0 | 0 | 0 | 0 | 0 | 0
Nuc | 0 | 0 | 0 | 0 | 0 | 0
PS | 0 | 0 | 0 | 0 | 0 | 0
PV | 0 | 0 | 0 | 0 | 0 | 0
PeakG | 0 | 0 | 0 | 0 | 0 | 0
PeakO | 0 | 0 | 0 | 0 | 0 | 0
ST | 0 | 0 | 0 | 0 | 0 | 0
STOG | 0 | 0 | 0 | 0 | 0 | 0
STWD | 0 | 0 | 0 | 0 | 0 | 0
WT | 0 | 0 | 0 | 0 | 0 | 0
IGCC | 0 | 0 | 0 | 0 | 0 | 0
DemandResponse | 0 | 0 | 0 | 0 | 0 | 0
IGCC-CCS | 0 | 0 | 0 | 0 | 0 | 0
WT_off | 0 | 0 | 0 | 0 | 0 | 0
PseudoUnit | 0 | 0 | 0 | 0 | 0 | 0
FixedInterchange | 0 | 0 | 0 | 0 | 0 | 0
retrofit VOM Costs by Reporting Type: EI_Canada
ReportingType | 2015 | 2020 | 2025 | 2030 | 2035 | 2040
BM | 0 | 0 | 0 | 0 | 0 | 0
CC | 0 | 0 | 0 | 0 | 0 | 0
CSP | 0 | 0 | 0 | 0 | 0 | 0
CT | 0 | 0 | 0 | 0 | 0 | 0
Coal | 0 | 0 | 0 | 0 | 0 | 0
Geo | 0 | 0 | 0 | 0 | 0 | 0
H | 0 | 0 | 0 | 0 | 0 | 0
LFG | 0 | 0 | 0 | 0 | 0 | 0
Nuc | 0 | 0 | 0 | 0 | 0 | 0
PS | 0 | 0 | 0 | 0 | 0 | 0
PV | 0 | 0 | 0 | 0 | 0 | 0
PeakG | 0 | 0 | 0 | 0 | 0 | 0
PeakO | 0 | 0 | 0 | 0 | 0 | 0
ST | 0 | 0 | 0 | 0 | 0 | 0
STOG | 0 | 0 | 0 | 0 | 0 | 0
STWD | 0 | 0 | 0 | 0 | 0 | 0
WT | 0 | 0 | 0 | 0 | 0 | 0
IGCC | 0 | 0 | 0 | 0 | 0 | 0
DemandResponse | 0 | 0 | 0 | 0 | 0 | 0
IGCC-CCS | 0 | 0 | 0 | 0 | 0 | 0
WT_off | 0 | 0 | 0 | 0 | 0 | 0
PseudoUnit | 0 | 0 | 0 | 0 | 0 | 0
FixedInterchange | 0 | 0 | 0 | 0 | 0 | 0
retrofit VOM Costs by Reporting Type: EI
ReportingType | 2015 | 2020 | 2025 | 2030 | 2035 | 2040
BM | 0 | 0 | 0 | 0 | 0 | 0
CC | 0 | 0 | 0 | 0 | 0 | 0
CSP | 0 | 0 | 0 | 0 | 0 | 0
CT | 0 | 0 | 0 | 0 | 0 | 0
Coal | 3650.28 | 6927.82 | 7689.03 | 8056.74 | 8350.89 | 8400.99
Geo | 0 | 0 | 0 | 0 | 0 | 0
H | 0 | 0 | 0 | 0 | 0 | 0
LFG | 0 | 0 | 0 | 0 | 0 | 0
Nuc | 0 | 0 | 0 | 0 | 0 | 0
PS | 0 | 0 | 0 | 0 | 0 | 0
PV | 0 | 0 | 0 | 0 | 0 | 0
PeakG | 0 | 0 | 0 | 0 | 0 | 0
PeakO | 0 | 0 | 0 | 0 | 0 | 0
ST | 0 | 0 | 0 | 0 | 0 | 0
STOG | 0 | 0 | 0 | 0 | 0 | 0
STWD | 0 | 0 | 0 | 0 | 0 | 0
WT | 0 | 0 | 0 | 0 | 0 | 0
IGCC | 0 | 0 | 0 | 0 | 0 | 0
DemandResponse | 0 | 0 | 0 | 0 | 0 | 0
IGCC-CCS | 0 | 0 | 0 | 0 | 0 | 0
WT_off | 0 | 0 | 0 | 0 | 0 | 0
PseudoUnit | 0 | 0 | 0 | 0 | 0 | 0
FixedInterchange | 0 | 0 | 0 | 0 | 0 | 0
retrofit VOM Costs by Reporting Type: Outside_EI
ReportingType | 2015 | 2020 | 2025 | 2030 | 2035 | 2040
BM | 0 | 0 | 0 | 0 | 0 | 0
CC | 0 | 0 | 0 | 0 | 0 | 0
CSP | 0 | 0 | 0 | 0 | 0 | 0
CT | 0 | 0 | 0 | 0 | 0 | 0
Coal | 1484.57 | 2009.11 | 2085.49 | 2081.93 | 2074.59 | 2054.61
Geo | 0 | 0 | 0 | 0 | 0 | 0
H | 0 | 0 | 0 | 0 | 0 | 0
LFG | 0 | 0 | 0 | 0 | 0 | 0
Nuc | 0 | 0 | 0 | 0 | 0 | 0
PS | 0 | 0 | 0 | 0 | 0 | 0
PV | 0 | 0 | 0 | 0 | 0 | 0
PeakG | 0 | 0 | 0 | 0 | 0 | 0
PeakO | 0 | 0 | 0 | 0 | 0 | 0
ST | 0 | 0 | 0 | 0 | 0 | 0
STOG | 0 | 0 | 0 | 0 | 0 | 0
STWD | 0 | 0 | 0 | 0 | 0 | 0
WT | 0 | 0 | 0 | 0 | 0 | 0
IGCC | 0 | 0 | 0 | 0 | 0 | 0
DemandResponse | 0 | 0 | 0 | 0 | 0 | 0
IGCC-CCS | 0 | 0 | 0 | 0 | 0 | 0
WT_off | 0 | 0 | 0 | 0 | 0 | 0
PseudoUnit | 0 | 0 | 0 | 0 | 0 | 0
FixedInterchange | 0 | 0 | 0 | 0 | 0 | 0
#10 | 0.05: Base FOM Costs ($million)
Base FOM Costs by Reporting Type: Entergy
ReportingType | 2015 | 2020 | 2025 | 2030 | 2035 | 2040
BM | 0 | 0 | 0 | 0 | 0 | 0
CC | 413.95 | 570.13 | 494.99 | 566.68 | 687.34 | 771.98
CSP | 0 | 0 | 0 | 0 | 0 | 0
CT | 0 | 0 | 0 | 0 | 0 | 0
Coal | 517.35 | 557.26 | 562.84 | 589.52 | 615.72 | 775.53
Geo | 0 | 0 | 0 | 0 | 0 | 0
H | 10.6 | 10.6 | 10.6 | 10.6 | 10.6 | 10.6
LFG | 0.97 | 0.97 | 13.89 | 13.89 | 13.89 | 13.89
Nuc | 831.18 | 847.53 | 831.18 | 831.18 | 697.93 | 1040.31
PS | 1.4 | 1.4 | 1.4 | 1.4 | 1.4 | 1.4
PV | 0 | 1.18 | 1.91 | 2.08 | 2.24 | 2.45
PeakG | 47.54 | 69.98 | 49.29 | 63.1 | 67 | 67
PeakO | 4.42 | 5.87 | 5.08 | 5.22 | 5.22 | 5.22
ST | 0 | 0 | 0 | 0 | 0 | 0
STOG | 207.29 | 245.28 | 210.27 | 210.27 | 210.27 | 210.27
STWD | 6.6 | 8.26 | 6.73 | 6.73 | 6.73 | 6.73
WT | 3.66 | 3.66 | 3.66 | 3.66 | 3.66 | 3.66
IGCC | 0 | 0 | 0 | 0 | 0 | 0
DemandResponse | 0 | 0 | 0 | 0 | 0 | 0
IGCC-CCS | 0 | 0 | 0 | 0 | 0 | 0
WT_off | 0 | 0 | 0 | 0 | 0 | 0
PseudoUnit | 0 | 0 | 0 | 0 | 0 | 0
FixedInterchange | 0 | 0 | 0 | 0 | 0 | 0
Base FOM Costs by Reporting Type: FRCC
ReportingType | 2015 | 2020 | 2025 | 2030 | 2035 | 2040
BM | 0 | 0 | 0 | 0 | 0 | 0
CC | 674.93 | 905.66 | 808.87 | 947.72 | 1205.01 | 1229.99
CSP | 0 | 0 | 0 | 0 | 0 | 0
CT | 16.6 | 16.6 | 16.6 | 16.6 | 16.6 | 19.73
Coal | 566.68 | 543.52 | 563.62 | 608.77 | 641.4 | 686.02
Geo | 0 | 0 | 0 | 0 | 0 | 0
H | 0.78 | 0.78 | 0.78 | 0.78 | 0.78 | 0.78
LFG | 58.63 | 58.63 | 82.46 | 82.46 | 82.46 | 82.46
Nuc | 617.53 | 949.91 | 1014.07 | 1014.07 | 1216.59 | 1288.05
PS | 0 | 0 | 0 | 0 | 0 | 0
PV | 0.75 | 0.75 | 0.75 | 0.75 | 0.75 | 0.75
PeakG | 149.81 | 217.71 | 155.12 | 202.68 | 202.68 | 202.68
PeakO | 64.61 | 83.43 | 68.43 | 68.43 | 68.43 | 68.43
ST | 0 | 0 | 0 | 0 | 0 | 0
STOG | 316.78 | 374.84 | 321.32 | 321.32 | 321.32 | 321.32
STWD | 6.25 | 7.82 | 6.37 | 6.37 | 6.37 | 6.37
WT | 0 | 0 | 0 | 0 | 0 | 0
IGCC | 0 | 0 | 0 | 0 | 0 | 0
DemandResponse | 0 | 0 | 0 | 0 | 0 | 0
IGCC-CCS | 0 | 0 | 0 | 0 | 0 | 0
WT_off | 0 | 0 | 0 | 0 | 0 | 0
PseudoUnit | 0 | 0 | 0 | 0 | 0 | 0
FixedInterchange | 0 | 0 | 0 | 0 | 0 | 0
Base FOM Costs by Reporting Type: MAPP_US
ReportingType | 2015 | 2020 | 2025 | 2030 | 2035 | 2040
BM | 0 | 0 | 0 | 0 | 0 | 0
CC | 8.58 | 10.9 | 8.79 | 8.81 | 9.52 | 10.72
CSP | 0 | 0 | 0 | 0 | 0 | 0
CT | 2.06 | 2.06 | 2.27 | 7.2 | 10.14 | 12.37
Coal | 221.48 | 240.45 | 244.85 | 259.37 | 301.13 | 361.4
Geo | 3.95 | 3.95 | 3.95 | 3.95 | 3.95 | 3.95
H | 31.14 | 31.14 | 31.14 | 31.14 | 31.14 | 31.14
LFG | 0.24 | 0.24 | 8.86 | 8.86 | 8.86 | 8.86
Nuc | 0.01 | 0.01 | 0.01 | 0.01 | 0.01 | 0.01
PS | 0 | 0 | 0 | 0 | 0 | 0
PV | 0 | 0 | 0 | 0 | 0 | 0
PeakG | 12.29 | 19.13 | 14.16 | 16.07 | 17.04 | 17.04
PeakO | 9.49 | 12.94 | 10.37 | 10.37 | 10.37 | 10.37
ST | 0 | 0 | 0 | 0 | 0 | 0
STOG | 0 | 0 | 0 | 0 | 0 | 0
STWD | 0 | 0 | 0 | 0 | 0 | 0
WT | 55.22 | 77.34 | 84.39 | 92.15 | 100.45 | 108.78
IGCC | 0 | 0 | 0 | 0 | 0 | 0
DemandResponse | 0 | 0 | 0 | 0 | 0 | 0
IGCC-CCS | 0 | 0 | 0 | 0 | 0 | 0
WT_off | 0 | 0 | 0 | 0 | 0 | 0
PseudoUnit | 0 | 0 | 0 | 0 | 0 | 0
FixedInterchange | 0 | 0 | 0 | 0 | 0 | 0
Base FOM Costs by Reporting Type: MISO_IN
ReportingType | 2015 | 2020 | 2025 | 2030 | 2035 | 2040
BM | 0 | 0 | 0 | 0 | 0 | 0
CC | 41.43 | 105.43 | 152.45 | 219.3 | 283.79 | 312.74
CSP | 0 | 0 | 0 | 0 | 0 | 0
CT | 0 | 0 | 0 | 0 | 0 | 0
Coal | 959.94 | 1050.46 | 1043.15 | 1172.34 | 1310.67 | 1455.93
Geo | 0 | 0 | 0 | 0 | 0 | 0
H | 1.07 | 1.07 | 1.07 | 1.07 | 1.07 | 1.07
LFG | 4.46 | 4.46 | 14.11 | 14.11 | 14.11 | 14.11
Nuc | 0.01 | 0.01 | 0.01 | 0.01 | 0.01 | 0.01
PS | 0 | 0 | 0 | 0 | 0 | 0
PV | 0 | 4.54 | 7.69 | 8.22 | 8.98 | 9.73
PeakG | 52.35 | 76.94 | 54.27 | 73.39 | 73.39 | 73.39
PeakO | 10.59 | 13.5 | 10.82 | 10.82 | 10.82 | 10.82
ST | 0 | 0 | 0 | 0 | 0 | 0
STOG | 12.26 | 14.51 | 12.44 | 12.44 | 12.44 | 12.44
STWD | 0 | 0 | 0 | 0 | 0 | 0
WT | 18.31 | 18.31 | 18.31 | 18.31 | 18.31 | 18.31
IGCC | 30.22 | 30.22 | 30.22 | 30.22 | 30.22 | 30.22
DemandResponse | 0 | 0 | 0 | 0 | 0 | 0
IGCC-CCS | 0 | 0 | 0 | 0 | 0 | 0
WT_off | 0 | 0 | 0 | 0 | 0 | 0
PseudoUnit | 0 | 0 | 0 | 0 | 0 | 0
FixedInterchange | 0 | 0 | 0 | 0 | 0 | 0
Base FOM Costs by Reporting Type: MISO_MI
ReportingType | 2015 | 2020 | 2025 | 2030 | 2035 | 2040
BM | 0 | 0 | 0 | 0 | 0 | 0
CC | 128.88 | 172.17 | 142.32 | 148.71 | 182.06 | 209.79
CSP | 0 | 0 | 0 | 0 | 0 | 0
CT | 0 | 0 | 0 | 0 | 0 | 0
Coal | 741.6 | 616.17 | 560.59 | 620.63 | 700.78 | 749
Geo | 0 | 0 | 0 | 0 | 0 | 0
H | 2.01 | 2.01 | 2.01 | 2.01 | 2.01 | 2.01
LFG | 19.67 | 38.95 | 38.95 | 38.95 | 38.95 | 38.95
Nuc | 298.95 | 298.95 | 433.86 | 433.86 | 310.73 | 533.33
PS | 44.44 | 44.44 | 44.44 | 44.44 | 44.44 | 44.44
PV | 0 | 0 | 0 | 0 | 0 | 0
PeakG | 61.2 | 89.88 | 71.67 | 85.63 | 85.63 | 85.63
PeakO | 15.67 | 19.97 | 16.01 | 16.01 | 16.01 | 16.01
ST | 0 | 0 | 0 | 0 | 0 | 0
STOG | 125.33 | 148.3 | 127.13 | 127.13 | 127.13 | 127.13
STWD | 5.22 | 6.54 | 5.33 | 5.33 | 5.33 | 5.33
WT | 61.65 | 61.65 | 87.62 | 106.6 | 120.06 | 137.21
IGCC | 0 | 0 | 0 | 0 | 0 | 0
DemandResponse | 0 | 0 | 0 | 0 | 0 | 0
IGCC-CCS | 0 | 0 | 0 | 0 | 0 | 0
WT_off | 0 | 0 | 0 | 0 | 0 | 0
PseudoUnit | 0 | 0 | 0 | 0 | 0 | 0
FixedInterchange | 0 | 0 | 0 | 0 | 0 | 0
Base FOM Costs by Reporting Type: MISO_MO-IL
ReportingType | 2015 | 2020 | 2025 | 2030 | 2035 | 2040
BM | 0 | 0 | 0 | 0 | 0 | 0
CC | 31.4 | 39.92 | 32.06 | 35.22 | 39.25 | 39.25
CSP | 0 | 0 | 0 | 0 | 0 | 0
CT | 0 | 0 | 0 | 0 | 0 | 0
Coal | 1046.98 | 1133.45 | 1061.61 | 1224.95 | 1396.58 | 1469
Geo | 0 | 0 | 0 | 0 | 0 | 0
H | 5.01 | 5.01 | 5.01 | 5.01 | 5.01 | 9
LFG | 2.17 | 2.17 | 29.04 | 29.04 | 29.04 | 29.04
Nuc | 335.87 | 353.39 | 353.39 | 353.39 | 353.39 | 353.39
PS | 10.45 | 10.45 | 10.45 | 10.45 | 10.45 | 10.45
PV | 0 | 0 | 0 | 0 | 0 | 0
PeakG | 77.83 | 114.84 | 80.73 | 103.92 | 110.46 | 110.46
PeakO | 21.48 | 28.65 | 22.96 | 22.96 | 22.96 | 22.96
ST | 0 | 0 | 0 | 0 | 0 | 0
STOG | 26.02 | 30.78 | 26.39 | 26.39 | 26.39 | 26.39
STWD | 0 | 0 | 0 | 0 | 0 | 0
WT | 21.36 | 21.36 | 21.36 | 21.36 | 21.36 | 21.36
IGCC | 0 | 0 | 0 | 0 | 0 | 0
DemandResponse | 0 | 0 | 0 | 0 | 0 | 0
IGCC-CCS | 0 | 0 | 0 | 0 | 0 | 0
WT_off | 0 | 0 | 0 | 0 | 0 | 0
PseudoUnit | 0 | 0 | 0 | 0 | 0 | 0
FixedInterchange | 0 | 0 | 0 | 0 | 0 | 0
Base FOM Costs by Reporting Type: MISO_W
ReportingType | 2015 | 2020 | 2025 | 2030 | 2035 | 2040
BM | 0 | 0 | 0 | 0 | 0 | 0
CC | 90.43 | 114.8 | 92.68 | 92.68 | 109.48 | 112.22
CSP | 0 | 0 | 0 | 0 | 0 | 0
CT | 0 | 0 | 0 | 0 | 0 | 0
Coal | 877 | 844.41 | 846.48 | 882.04 | 1195.5 | 1603.67
Geo | 0 | 0 | 0 | 0 | 0 | 0
H | 7.08 | 7.08 | 7.08 | 7.08 | 7.08 | 7.08
LFG | 24.73 | 24.73 | 33.36 | 33.36 | 33.36 | 33.36
Nuc | 358.77 | 358.77 | 358.77 | 574.81 | 0.04 | 0.04
PS | 0 | 0 | 0 | 0 | 0 | 0
PV | 0 | 0 | 0 | 0 | 0 | 0
PeakG | 87.12 | 123.54 | 89.97 | 105.17 | 108.71 | 108.71
PeakO | 56.38 | 79.08 | 64.57 | 64.57 | 64.57 | 64.57
ST | 0 | 0 | 0 | 0 | 0 | 0
STOG | 7.56 | 8.94 | 7.67 | 7.67 | 7.67 | 7.67
STWD | 10.03 | 12.55 | 10.23 | 10.23 | 10.23 | 10.23
WT | 268.82 | 356.71 | 478.23 | 529.29 | 580.2 | 630.76
IGCC | 0 | 0 | 0 | 0 | 0 | 0
DemandResponse | 0 | 0 | 0 | 0 | 0 | 0
IGCC-CCS | 0 | 0 | 0 | 0 | 0 | 0
WT_off | 0 | 0 | 0 | 0 | 0 | 0
PseudoUnit | 0 | 0 | 0 | 0 | 0 | 0
FixedInterchange | 0 | 0 | 0 | 0 | 0 | 0
Base FOM Costs by Reporting Type: MISO_WUMS
ReportingType | 2015 | 2020 | 2025 | 2030 | 2035 | 2040
BM | 0 | 0 | 0 | 0 | 0 | 0
CC | 80.83 | 157.45 | 143.96 | 159.72 | 220.67 | 226.09
CSP | 0 | 0 | 0 | 0 | 0 | 0
CT | 0 | 51.61 | 66.94 | 115.84 | 141.16 | 158.66
Coal | 414.86 | 307.03 | 321.15 | 330.43 | 332.22 | 382
Geo | 0 | 0 | 0 | 0 | 0 | 0
H | 4.79 | 4.8 | 4.8 | 4.8 | 4.8 | 4.8
LFG | 8.57 | 8.57 | 35.44 | 35.44 | 35.44 | 35.44
Nuc | 264.54 | 287.77 | 264.54 | 509.51 | 0.04 | 0.04
PS | 0 | 0 | 0 | 0 | 0 | 0
PV | 0 | 0 | 0 | 0 | 0 | 0
PeakG | 55.64 | 81.65 | 65.08 | 77.65 | 77.65 | 77.65
PeakO | 13.52 | 17.78 | 14.69 | 14.69 | 14.69 | 14.69
ST | 0 | 0 | 0 | 0 | 0 | 0
STOG | 13.21 | 15.63 | 13.39 | 13.39 | 13.39 | 13.39
STWD | 3.37 | 4.21 | 3.43 | 3.43 | 3.43 | 3.43
WT | 46.36 | 46.36 | 46.36 | 46.36 | 46.36 | 46.36
IGCC | 0 | 0 | 0 | 0 | 0 | 0
DemandResponse | 0 | 0 | 0 | 0 | 0 | 0
IGCC-CCS | 0 | 0 | 0 | 0 | 0 | 0
WT_off | 0 | 0 | 0 | 0 | 0 | 0
PseudoUnit | 0 | 0 | 0 | 0 | 0 | 0
FixedInterchange | 0 | 0 | 0 | 0 | 0 | 0
Base FOM Costs by Reporting Type: Nebraska
ReportingType | 2015 | 2020 | 2025 | 2030 | 2035 | 2040
BM | 0 | 0 | 0 | 0 | 0 | 0
CC | 10.62 | 13.51 | 15.89 | 15.89 | 17.79 | 18.33
CSP | 0 | 0 | 0 | 0 | 0 | 0
CT | 0 | 0 | 0 | 0 | 0 | 0
Coal | 257.61 | 296.53 | 307.03 | 325.33 | 434.11 | 524.02
Geo | 0 | 0 | 0 | 0 | 0 | 0
H | 2.38 | 2.38 | 2.38 | 2.38 | 2.38 | 2.38
LFG | 0.72 | 0.72 | 9.35 | 9.35 | 9.35 | 9.35
Nuc | 198.14 | 215.54 | 198.14 | 256.34 | 0.08 | 0.08
PS | 0 | 0 | 0 | 0 | 0 | 0
PV | 0 | 0 | 0 | 0 | 0 | 0
PeakG | 21.82 | 37.31 | 31.37 | 31.37 | 31.37 | 31.37
PeakO | 9.57 | 12.19 | 9.77 | 9.77 | 9.77 | 9.77
ST | 0 | 0 | 0 | 0 | 0 | 0
STOG | 11.87 | 14.04 | 12.04 | 12.04 | 12.04 | 12.04
STWD | 0 | 0 | 0 | 0 | 0 | 0
WT | 10.53 | 10.53 | 10.53 | 10.53 | 10.53 | 10.53
IGCC | 0 | 0 | 0 | 0 | 0 | 0
DemandResponse | 0 | 0 | 0 | 0 | 0 | 0
IGCC-CCS | 0 | 0 | 0 | 0 | 0 | 0
WT_off | 0 | 0 | 0 | 0 | 0 | 0
PseudoUnit | 0 | 0 | 0 | 0 | 0 | 0
FixedInterchange | 0 | 0 | 0 | 0 | 0 | 0
Base FOM Costs by Reporting Type: NEISO
ReportingType | 2015 | 2020 | 2025 | 2030 | 2035 | 2040
BM | 25.35 | 25.35 | 25.35 | 25.35 | 25.35 | 25.35
CC | 357.93 | 449.29 | 377.68 | 404.57 | 438 | 476.3
CSP | 0 | 0 | 0 | 0 | 0 | 0
CT | 2.24 | 2.24 | 2.24 | 15.31 | 38.98 | 41.65
Coal | 22.84 | 0 | 0 | 0 | 0 | 0
Geo | 0 | 0 | 0 | 0 | 0 | 0
H | 46.4 | 46.4 | 46.4 | 46.45 | 46.45 | 46.45
LFG | 70.11 | 70.11 | 78.5 | 78.5 | 78.5 | 78.5
Nuc | 735.11 | 799.67 | 735.11 | 735.11 | 531.12 | 889.04
PS | 39.74 | 39.74 | 39.74 | 39.74 | 39.74 | 39.74
PV | 0.03 | 5.77 | 6.06 | 6.39 | 6.72 | 7.07
PeakG | 19.94 | 29.61 | 20.7 | 22.52 | 28.85 | 28.85
PeakO | 34.72 | 44.24 | 35.46 | 35.46 | 35.46 | 35.46
ST | 0 | 0 | 0 | 0 | 0 | 0
STOG | 0 | 0 | 0 | 0 | 0 | 0
STWD | 19.55 | 24.46 | 19.93 | 19.93 | 19.93 | 19.93
WT | 13.44 | 117.63 | 155.17 | 155.17 | 155.17 | 155.17
IGCC | 0 | 0 | 0 | 0 | 0 | 0
DemandResponse | 0 | 0 | 0 | 0 | 0 | 0
IGCC-CCS | 0 | 0 | 0 | 0 | 0 | 0
WT_off | 24.96 | 24.96 | 24.96 | 24.96 | 0 | 0
PseudoUnit | 0 | 0 | 0 | 0 | 0 | 0
FixedInterchange | 0 | 0 | 0 | 0 | 0 | 0
Base FOM Costs by Reporting Type: NonRTO_Midwest
ReportingType | 2015 | 2020 | 2025 | 2030 | 2035 | 2040
BM | 0 | 0 | 0 | 0 | 0 | 0
CC | 0 | 5.77 | 16.94 | 36.07 | 54.54 | 64.94
CSP | 0 | 0 | 0 | 0 | 0 | 0
CT | 0 | 3.54 | 4.1 | 6.54 | 6.83 | 12.22
Coal | 768.99 | 856.84 | 853.14 | 900.02 | 978.6 | 1066.1
Geo | 0 | 0 | 0 | 0 | 0 | 0
H | 2.04 | 2.04 | 2.04 | 2.04 | 2.04 | 2.04
LFG | 1.69 | 1.69 | 1.69 | 20.97 | 20.97 | 20.97
Nuc | 0.01 | 0.01 | 0.01 | 0.01 | 0.01 | 0.01
PS | 0 | 0 | 0 | 0 | 0 | 0
PV | 0 | 0 | 0 | 0 | 0 | 0
PeakG | 56.39 | 83.4 | 58.5 | 71.11 | 80.61 | 80.61
PeakO | 0.35 | 0.45 | 0.36 | 0.36 | 0.36 | 0.36
ST | 0 | 0 | 0 | 0 | 0 | 0
STOG | 0 | 0 | 0 | 0 | 0 | 0
STWD | 0 | 0 | 0 | 0 | 0 | 0
WT | 2.26 | 2.26 | 2.26 | 2.26 | 2.26 | 2.26
IGCC | 0 | 0 | 0 | 0 | 0 | 0
DemandResponse | 0 | 0 | 0 | 0 | 0 | 0
IGCC-CCS | 0 | 0 | 0 | 0 | 0 | 0
WT_off | 0 | 0 | 0 | 0 | 0 | 0
PseudoUnit | 0 | 0 | 0 | 0 | 0 | 0
FixedInterchange | 0 | 0 | 0 | 0 | 0 | 0
Base FOM Costs by Reporting Type: NYISO_A-F
ReportingType | 2015 | 2020 | 2025 | 2030 | 2035 | 2040
BM | 0 | 0 | 0 | 0 | 0 | 0
CC | 115.84 | 148.08 | 131.11 | 142.52 | 142.52 | 163.54
CSP | 0 | 0 | 0 | 0 | 0 | 0
CT | 0 | 0 | 0 | 0 | 0 | 0
Coal | 0 | 0 | 0 | 0 | 0 | 0
Geo | 0 | 0 | 0 | 0 | 0 | 0
H | 62.6 | 62.6 | 62.6 | 62.6 | 62.6 | 62.6
LFG | 20.8 | 20.8 | 28.97 | 28.97 | 28.97 | 28.97
Nuc | 505.95 | 525.87 | 505.95 | 407.64 | 505.91 | 474.52
PS | 33.52 | 33.52 | 33.52 | 33.52 | 33.52 | 33.52
PV | 0 | 0 | 0 | 0 | 0 | 0
PeakG | 3.78 | 5.56 | 5.31 | 5.31 | 5.31 | 5.31
PeakO | 1.14 | 1.46 | 1.17 | 1.17 | 1.17 | 1.17
ST | 0 | 0 | 0 | 0 | 0 | 0
STOG | 0 | 0 | 0 | 0 | 0 | 0
STWD | 2.76 | 3.45 | 2.81 | 2.81 | 2.81 | 2.81
WT | 113.42 | 133.35 | 139.24 | 199.29 | 241.05 | 265.76
IGCC | 0 | 0 | 0 | 0 | 0 | 0
DemandResponse | 0 | 0 | 0 | 0 | 0 | 0
IGCC-CCS | 0 | 0 | 0 | 0 | 0 | 0
WT_off | 0 | 0 | 0 | 0 | 0 | 0
PseudoUnit | 0 | 0 | 0 | 0 | 0 | 0
FixedInterchange | 0 | 0 | 0 | 0 | 0 | 0
Base FOM Costs by Reporting Type: NYISO_G-I
ReportingType | 2015 | 2020 | 2025 | 2030 | 2035 | 2040
BM | 0 | 0 | 0 | 0 | 0 | 0
CC | 34.33 | 46.81 | 65.97 | 95.86 | 149.2 | 175.7
CSP | 0 | 0 | 0 | 0 | 0 | 0
CT | 0 | 0 | 0 | 0 | 0 | 0
Coal | 0 | 0 | 0 | 0 | 0 | 0
Geo | 0 | 0 | 0 | 0 | 0 | 0
H | 0.46 | 0.46 | 0.46 | 0.46 | 0.46 | 0.46
LFG | 7.72 | 7.72 | 16.67 | 16.67 | 16.67 | 16.67
Nuc | 323.64 | 352.06 | 323.64 | 323.64 | 425.66 | 0.15
PS | 0 | 0 | 0 | 0 | 0 | 0
PV | 0 | 0 | 0 | 0 | 0 | 0
PeakG | 1.51 | 2.04 | 1.56 | 1.56 | 1.56 | 1.56
PeakO | 2.55 | 3.25 | 2.61 | 2.61 | 2.61 | 2.61
ST | 0 | 0 | 0 | 0 | 0 | 0
STOG | 42.03 | 49.73 | 42.63 | 42.63 | 42.63 | 42.63
STWD | 0 | 0 | 0 | 0 | 0 | 0
WT | 0 | 1.68 | 1.68 | 1.68 | 1.68 | 1.68
IGCC | 0 | 0 | 0 | 0 | 0 | 0
DemandResponse | 0 | 0 | 0 | 0 | 0 | 0
IGCC-CCS | 0 | 0 | 0 | 0 | 0 | 0
WT_off | 0 | 0 | 0 | 0 | 0 | 0
PseudoUnit | 0 | 0 | 0 | 0 | 0 | 0
FixedInterchange | 0 | 0 | 0 | 0 | 0 | 0
Base FOM Costs by Reporting Type: NYISO_J-K
ReportingType | 2015 | 2020 | 2025 | 2030 | 2035 | 2040
BM | 0 | 0 | 0 | 0 | 0 | 0
CC | 125.46 | 154.92 | 127.77 | 149.23 | 181.45 | 207.46
CSP | 0 | 0 | 0 | 0 | 0 | 0
CT | 0 | 5.98 | 11.99 | 20.99 | 28.67 | 37.32
Coal | 0 | 0 | 0 | 0 | 0 | 0
Geo | 0 | 0 | 0 | 0 | 0 | 0
H | 0 | 0 | 0 | 0 | 0 | 0
LFG | 14.96 | 14.96 | 23.9 | 23.9 | 23.9 | 23.9
Nuc | 0.01 | 0.01 | 0.01 | 0.01 | 0.01 | 0.01
PS | 0 | 0 | 0 | 0 | 0 | 0
PV | 0.53 | 0.53 | 0.53 | 0.53 | 0 | 0
PeakG | 54.7 | 77.08 | 56.45 | 62.35 | 66.78 | 66.78
PeakO | 61.69 | 79.16 | 63.78 | 65.02 | 65.02 | 65.02
ST | 0 | 0 | 0 | 0 | 0 | 0
STOG | 298.78 | 353.54 | 303.07 | 303.07 | 303.07 | 303.07
STWD | 0 | 0 | 0 | 0 | 0 | 0
WT | 0 | 0 | 0 | 0 | 0 | 0
IGCC | 0 | 0 | 0 | 0 | 0 | 0
DemandResponse | 0 | 0 | 0 | 0 | 0 | 0
IGCC-CCS | 0 | 0 | 0 | 0 | 0 | 0
WT_off | 0 | 0 | 0 | 0 | 0 | 0
PseudoUnit | 0 | 0 | 0 | 0 | 0 | 0
FixedInterchange | 0 | 0 | 0 | 0 | 0 | 0
Base FOM Costs by Reporting Type: PJM_E
ReportingType | 2015 | 2020 | 2025 | 2030 | 2035 | 2040
BM | 3.02 | 3.02 | 3.02 | 3.02 | 3.02 | 3.02
CC | 297.21 | 359.4 | 312.87 | 330.19 | 350.43 | 372.19
CSP | 0 | 0 | 0 | 0 | 0 | 0
CT | 0.18 | 0.18 | 0.18 | 5.66 | 41.67 | 61.61
Coal | 67.42 | 27.04 | 31.97 | 32.26 | 34.91 | 34.91
Geo | 0 | 0 | 0 | 0 | 0 | 0
H | 3.85 | 3.85 | 3.85 | 3.85 | 3.85 | 3.85
LFG | 56.83 | 72.83 | 72.83 | 72.83 | 72.83 | 72.83
Nuc | 1340.77 | 1281.14 | 1243.52 | 1243.52 | 891.55 | 1851.24
PS | 9.5 | 9.5 | 9.5 | 9.5 | 9.5 | 9.5
PV | 0.75 | 0.75 | 0.75 | 0.75 | 0.75 | 0.75
PeakG | 75.2 | 106.43 | 77.64 | 89.79 | 93.22 | 93.22
PeakO | 75.92 | 100.78 | 82.41 | 82.41 | 82.41 | 82.41
ST | 0 | 0 | 0 | 0 | 0 | 0
STOG | 115.25 | 136.37 | 116.9 | 116.9 | 116.9 | 116.9
STWD | 0 | 0 | 0 | 0 | 0 | 0
WT | 32.63 | 32.63 | 32.63 | 32.63 | 32.63 | 32.63
IGCC | 0 | 0 | 0 | 0 | 0 | 0
DemandResponse | 0 | 0 | 0 | 0 | 0 | 0
IGCC-CCS | 0 | 0 | 0 | 0 | 0 | 0
WT_off | 0 | 0 | 58.67 | 58.67 | 58.67 | 58.67
PseudoUnit | 0 | 0 | 0 | 0 | 0 | 0
FixedInterchange | 0 | 0 | 0 | 0 | 0 | 0
Base FOM Costs by Reporting Type: PJM_ROM
ReportingType | 2015 | 2020 | 2025 | 2030 | 2035 | 2040
BM | 1.81 | 1.81 | 1.81 | 1.81 | 1.81 | 1.81
CC | 142.43 | 174.53 | 145.82 | 151.1 | 262.86 | 534.57
CSP | 0 | 0 | 0 | 0 | 0 | 0
CT | 0.11 | 0.11 | 0.11 | 0.11 | 0.11 | 0.11
Coal | 592.25 | 612.74 | 652.83 | 866.09 | 896.42 | 914.11
Geo | 0 | 0 | 0 | 0 | 0 | 0
H | 19.83 | 19.83 | 19.83 | 19.83 | 19.83 | 29.48
LFG | 43.05 | 74.95 | 74.95 | 74.95 | 74.95 | 74.95
Nuc | 796.99 | 1106.64 | 1081 | 1081 | 960.48 | 1282.37
PS | 35.92 | 35.92 | 35.92 | 35.92 | 35.92 | 35.92
PV | 0.06 | 26.69 | 45.42 | 52.17 | 56.9 | 61.89
PeakG | 30.83 | 44.67 | 41.32 | 41.32 | 41.32 | 41.32
PeakO | 45.95 | 58.57 | 46.94 | 46.94 | 46.94 | 46.94
ST | 0 | 0 | 0 | 0 | 0 | 0
STOG | 155.08 | 183.5 | 157.31 | 157.31 | 157.31 | 157.31
STWD | 2.24 | 2.81 | 2.29 | 2.29 | 2.29 | 2.29
WT | 38.48 | 38.48 | 59.54 | 222.65 | 222.65 | 222.65
IGCC | 0 | 0 | 0 | 0 | 0 | 0
DemandResponse | 0 | 0 | 0 | 0 | 0 | 0
IGCC-CCS | 0 | 0 | 0 | 0 | 0 | 0
WT_off | 0 | 0 | 0 | 0 | 0 | 0
PseudoUnit | 0 | 0 | 0 | 0 | 0 | 0
FixedInterchange | 0 | 0 | 0 | 0 | 0 | 0
Base FOM Costs by Reporting Type: PJM_ROR
ReportingType | 2015 | 2020 | 2025 | 2030 | 2035 | 2040
BM | 38.69 | 38.69 | 38.69 | 38.69 | 38.69 | 19.4
CC | 357.07 | 538.39 | 580.61 | 780.23 | 1016.18 | 1016.18
CSP | 0 | 0 | 0 | 0 | 0 | 0
CT | 0.19 | 0.19 | 0.19 | 5.99 | 17.88 | 28.61
Coal | 3734.09 | 3656.22 | 3699.77 | 4258.19 | 4778.55 | 5049.9
Geo | 0 | 0 | 0 | 0 | 0 | 0
H | 26.17 | 33.33 | 33.33 | 33.33 | 33.33 | 33.33
LFG | 65.06 | 65.06 | 126.87 | 126.87 | 126.87 | 126.87
Nuc | 3165.2 | 3403.21 | 3298.33 | 3161.12 | 2484.56 | 4273.97
PS | 73.14 | 73.14 | 73.14 | 73.14 | 73.14 | 73.14
PV | 0.35 | 0.35 | 0.35 | 0.35 | 0.35 | 0.35
PeakG | 325.76 | 481.29 | 337.93 | 436.45 | 464.24 | 464.24
PeakO | 48.69 | 65.15 | 52.22 | 52.22 | 52.22 | 52.22
ST | 0 | 0 | 0 | 0 | 0 | 0
STOG | 93.25 | 110.34 | 94.59 | 94.59 | 94.59 | 94.59
STWD | 6.22 | 7.78 | 6.34 | 6.34 | 6.34 | 6.34
WT | 322.6 | 322.6 | 327.98 | 350.12 | 402.13 | 574.4
IGCC | 0 | 0 | 0 | 0 | 0 | 0
DemandResponse | 0 | 0 | 0 | 0 | 0 | 0
IGCC-CCS | 0 | 0 | 0 | 0 | 0 | 0
WT_off | 0 | 0 | 0 | 0 | 0 | 0
PseudoUnit | 0 | 0 | 0 | 0 | 0 | 0
FixedInterchange | 0 | 0 | 0 | 0 | 0 | 0
Base FOM Costs by Reporting Type: SOCO
ReportingType | 2015 | 2020 | 2025 | 2030 | 2035 | 2040
BM | 5.53 | 5.53 | 5.53 | 5.53 | 5.53 | 5.53
CC | 511.87 | 673.54 | 616.04 | 743.5 | 920.27 | 920.27
CSP | 0 | 0 | 0 | 0 | 0 | 0
CT | 0 | 0 | 0 | 0 | 0 | 0
Coal | 1233.21 | 1308.43 | 1330.33 | 1506.75 | 1746.03 | 2206.46
Geo | 0 | 0 | 0 | 0 | 0 | 0
H | 59.74 | 59.74 | 59.74 | 59.74 | 59.74 | 59.74
LFG | 4.46 | 4.46 | 5.13 | 17.39 | 17.39 | 17.39
Nuc | 913.32 | 1108.57 | 1108.57 | 1108.57 | 1108.57 | 1148.07
PS | 39.76 | 39.76 | 39.76 | 39.76 | 39.76 | 39.76
PV | 0 | 0 | 0 | 0 | 0 | 0
PeakG | 182.94 | 270.92 | 189.83 | 246.58 | 262.59 | 262.59
PeakO | 32.01 | 41.31 | 33.6 | 34.14 | 34.14 | 34.14
ST | 0 | 0 | 0 | 0 | 0 | 0
STOG | 0 | 0 | 0 | 0 | 0 | 0
STWD | 21.41 | 26.79 | 21.83 | 21.83 | 21.83 | 21.83
WT | 0 | 0 | 0 | 0 | 0 | 0
IGCC | 0 | 0 | 0 | 0 | 0 | 0
DemandResponse | 0 | 0 | 0 | 0 | 0 | 0
IGCC-CCS | 0 | 0 | 0 | 0 | 0 | 0
WT_off | 0 | 0 | 0 | 0 | 0 | 0
PseudoUnit | 0 | 0 | 0 | 0 | 0 | 0
FixedInterchange | 0 | 0 | 0 | 0 | 0 | 0
Base FOM Costs by Reporting Type: SPP_N
ReportingType | 2015 | 2020 | 2025 | 2030 | 2035 | 2040
BM | 0 | 0 | 0 | 0 | 0 | 0
CC | 41.13 | 87.56 | 85.33 | 122.25 | 127.14 | 127.14
CSP | 0 | 0 | 0 | 0 | 0 | 0
CT | 0 | 0 | 0 | 16.11 | 25.24 | 40.16
Coal | 578.25 | 659.9 | 669.66 | 737.29 | 791.03 | 1064.59
Geo | 0 | 0 | 0 | 0 | 0 | 0
H | 0.3 | 0.3 | 0.3 | 0.3 | 0.3 | 0.3
LFG | 0.84 | 0.84 | 12.28 | 12.28 | 12.28 | 12.28
Nuc | 174.48 | 183.58 | 183.58 | 183.58 | 183.58 | 183.58
PS | 0 | 0 | 0 | 0 | 0 | 0
PV | 0 | 0 | 0 | 0 | 0 | 0
PeakG | 74.97 | 117.69 | 105.7 | 105.7 | 105.7 | 105.7
PeakO | 34.89 | 44.84 | 35.94 | 35.94 | 35.94 | 35.94
ST | 0 | 0 | 0 | 0 | 0 | 0
STOG | 73.04 | 86.42 | 74.08 | 74.08 | 74.08 | 74.08
STWD | 0 | 0 | 0 | 0 | 0 | 0
WT | 41.99 | 41.99 | 41.99 | 41.99 | 41.99 | 41.99
IGCC | 0 | 0 | 0 | 0 | 0 | 0
DemandResponse | 0 | 0 | 0 | 0 | 0 | 0
IGCC-CCS | 0 | 0 | 0 | 0 | 0 | 0
WT_off | 0 | 0 | 0 | 0 | 0 | 0
PseudoUnit | 0 | 0 | 0 | 0 | 0 | 0
FixedInterchange | 0 | 0 | 0 | 0 | 0 | 0
Base FOM Costs by Reporting Type: SPP_S
ReportingType | 2015 | 2020 | 2025 | 2030 | 2035 | 2040
BM | 0 | 0 | 0 | 0 | 0 | 0
CC | 327.42 | 450.32 | 409.45 | 468.58 | 504.65 | 508.28
CSP | 0 | 0 | 0 | 0 | 0 | 0
CT | 2.76 | 4.77 | 4.77 | 4.77 | 4.77 | 4.77
Coal | 793.1 | 880.49 | 871.72 | 879.68 | 942.78 | 1171.91
Geo | 0 | 0 | 0 | 0 | 0 | 0
H | 30.03 | 30.03 | 30.03 | 30.03 | 30.03 | 30.03
LFG | 2.29 | 2.29 | 13.72 | 13.72 | 13.72 | 13.72
Nuc | 0.01 | 0.01 | 0.01 | 0.01 | 0.01 | 0.01
PS | 10.59 | 10.59 | 10.59 | 10.59 | 10.59 | 10.59
PV | 0 | 0 | 0 | 0 | 0 | 0
PeakG | 60.2 | 87.93 | 62.37 | 76.78 | 82.77 | 82.77
PeakO | 3.36 | 4.54 | 3.63 | 3.63 | 3.64 | 3.66
ST | 0 | 0 | 0 | 0 | 0 | 0
STOG | 402.74 | 476.55 | 408.52 | 408.52 | 408.52 | 408.52
STWD | 2.69 | 3.37 | 2.75 | 2.75 | 2.75 | 2.75
WT | 90.68 | 184.33 | 204.88 | 232.24 | 828.51 | 908.38
IGCC | 0 | 0 | 0 | 0 | 0 | 0
DemandResponse | 0 | 0 | 0 | 0 | 0 | 0
IGCC-CCS | 0 | 0 | 0 | 0 | 0 | 0
WT_off | 0 | 0 | 0 | 0 | 0 | 0
PseudoUnit | 0 | 0 | 0 | 0 | 0 | 0
FixedInterchange | 0 | 0 | 0 | 0 | 0 | 0
Base FOM Costs by Reporting Type: TVA
ReportingType | 2015 | 2020 | 2025 | 2030 | 2035 | 2040
BM | 0 | 0 | 0 | 0 | 0 | 0
CC | 152.84 | 208.75 | 210.99 | 262.87 | 287.32 | 287.32
CSP | 0 | 0 | 0 | 0 | 0 | 0
CT | 1.7 | 24.2 | 24.2 | 35.45 | 46.93 | 46.93
Coal | 1109.12 | 1089.38 | 1128.37 | 1231.52 | 1408.99 | 1586.89
Geo | 0 | 0 | 0 | 0 | 0 | 0
H | 72.8 | 72.8 | 72.8 | 72.8 | 72.8 | 72.8
LFG | 1.57 | 1.57 | 1.57 | 14.49 | 14.49 | 14.49
Nuc | 1166.71 | 1410.81 | 1364.99 | 1364.99 | 967.38 | 1347.28
PS | 41.38 | 41.38 | 41.38 | 41.38 | 41.38 | 41.38
PV | 0 | 0 | 0 | 0 | 0 | 0
PeakG | 99.24 | 153.37 | 140.99 | 140.99 | 140.99 | 140.99
PeakO | 1.87 | 2.54 | 1.92 | 2.49 | 2.49 | 2.49
ST | 0 | 0 | 0 | 0 | 0 | 0
STOG | 0 | 0 | 0 | 0 | 0 | 0
STWD | 0.16 | 0.2 | 0.16 | 0.16 | 0.16 | 0.16
WT | 0.99 | 0.99 | 0.99 | 0.99 | 0.99 | 0.99
IGCC | 0 | 0 | 0 | 0 | 0 | 0
DemandResponse | 0 | 0 | 0 | 0 | 0 | 0
IGCC-CCS | 0 | 0 | 0 | 0 | 0 | 0
WT_off | 0 | 0 | 0 | 0 | 0 | 0
PseudoUnit | 0 | 0 | 0 | 0 | 0 | 0
FixedInterchange | 0 | 0 | 0 | 0 | 0 | 0
Base FOM Costs by Reporting Type: TVA_Transmission
ReportingType | 2015 | 2020 | 2025 | 2030 | 2035 | 2040
BM | 0 | 0 | 0 | 0 | 0 | 0
CC | 0 | 0 | 0 | 0 | 0 | 0
CSP | 0 | 0 | 0 | 0 | 0 | 0
CT | 0 | 0 | 0 | 0 | 0 | 0
Coal | 0 | 0 | 0 | 0 | 0 | 0
Geo | 0 | 0 | 0 | 0 | 0 | 0
H | 0 | 0 | 0 | 0 | 0 | 0
LFG | 0 | 0 | 0 | 0 | 0 | 0
Nuc | 0 | 0 | 0 | 0 | 0 | 0
PS | 0 | 0 | 0 | 0 | 0 | 0
PV | 0 | 0 | 0 | 0 | 0 | 0
PeakG | 0 | 0 | 0 | 0 | 0 | 0
PeakO | 0 | 0 | 0 | 0 | 0 | 0
ST | 0 | 0 | 0 | 0 | 0 | 0
STOG | 0 | 0 | 0 | 0 | 0 | 0
STWD | 0 | 0 | 0 | 0 | 0 | 0
WT | 0 | 0 | 0 | 0 | 0 | 0
IGCC | 0 | 0 | 0 | 0 | 0 | 0
DemandResponse | 0 | 0 | 0 | 0 | 0 | 0
IGCC-CCS | 0 | 0 | 0 | 0 | 0 | 0
WT_off | 0 | 0 | 0 | 0 | 0 | 0
PseudoUnit | 0 | 0 | 0 | 0 | 0 | 0
FixedInterchange | 0 | 0 | 0 | 0 | 0 | 0
Base FOM Costs by Reporting Type: VACAR
ReportingType | 2015 | 2020 | 2025 | 2030 | 2035 | 2040
BM | 0.09 | 38.06 | 132.48 | 154.82 | 191.66 | 227.32
CC | 201.65 | 256.08 | 272.85 | 319.6 | 483 | 619.48
CSP | 0 | 0 | 0 | 0 | 0 | 0
CT | 4.8 | 13.84 | 14.11 | 28.66 | 41.62 | 41.62
Coal | 1188.5 | 1101.06 | 1130.56 | 1289.66 | 1461.89 | 1549.65
Geo | 0 | 0 | 0 | 0 | 0 | 0
H | 30.23 | 30.23 | 30.23 | 30.23 | 30.23 | 30.23
LFG | 7.64 | 20.52 | 20.52 | 20.52 | 20.52 | 20.52
Nuc | 1808.91 | 2305.65 | 2412.25 | 2412.25 | 1898.22 | 3228.6
PS | 62.1 | 62.1 | 62.1 | 62.1 | 62.1 | 62.1
PV | 0.23 | 2.74 | 3.09 | 3.34 | 3.76 | 4.14
PeakG | 142.93 | 209.84 | 148.17 | 188.38 | 199.72 | 199.72
PeakO | 36.13 | 46.34 | 37.33 | 38.01 | 38.01 | 38.01
ST | 0 | 0 | 0 | 0 | 0 | 0
STOG | 4.04 | 4.78 | 4.1 | 4.1 | 4.1 | 4.1
STWD | 9.01 | 11.27 | 9.18 | 9.18 | 9.18 | 9.18
WT | 0.03 | 98.25 | 98.25 | 98.25 | 98.25 | 98.25
IGCC | 0 | 0 | 0 | 0 | 0 | 0
DemandResponse | 0 | 0 | 0 | 0 | 0 | 0
IGCC-CCS | 0 | 0 | 0 | 0 | 0 | 0
WT_off | 0.05 | 0.05 | 0.05 | 0.05 | 0.05 | 0.05
PseudoUnit | 0 | 0 | 0 | 0 | 0 | 0
FixedInterchange | 0 | 0 | 0 | 0 | 0 | 0
Base FOM Costs by Reporting Type: IESO
ReportingType | 2015 | 2020 | 2025 | 2030 | 2035 | 2040
BM | 32.8 | 32.8 | 32.8 | 32.8 | 32.8 | 32.8
CC | 180.54 | 180.55 | 182.11 | 189.16 | 254.29 | 326.3
CSP | 0 | 0 | 0 | 0 | 0 | 0
CT | 2.46 | 2.46 | 2.46 | 2.46 | 6.86 | 11.59
Coal | 0 | 0 | 0 | 0 | 0 | 0
Geo | 0 | 0 | 0 | 0 | 0 | 0
H | 123.83 | 123.83 | 123.83 | 123.83 | 123.83 | 127.39
LFG | 14.17 | 14.17 | 14.17 | 14.23 | 14.23 | 14.23
Nuc | 2040.72 | 2040.72 | 2040.72 | 2040.72 | 1877.71 | 2113.95
PS | 2.92 | 2.92 | 2.92 | 2.92 | 2.92 | 2.92
PV | 18.26 | 18.26 | 18.26 | 18.26 | 0.44 | 0.44
PeakG | 11.67 | 13.67 | 13.67 | 13.67 | 13.67 | 13.67
PeakO | 4.92 | 4.92 | 5.03 | 5.12 | 5.12 | 5.12
ST | 0 | 0 | 0 | 0 | 0 | 0
STOG | 0 | 0 | 0 | 0 | 0 | 0
STWD | 4.45 | 4.45 | 4.45 | 4.45 | 4.45 | 4.45
WT | 102.92 | 102.92 | 102.92 | 102.92 | 43.8 | 43.8
IGCC | 0 | 0 | 0 | 0 | 0 | 0
DemandResponse | 0 | 0 | 0 | 0 | 0 | 0
IGCC-CCS | 0 | 0 | 0 | 0 | 0 | 0
WT_off | 0 | 0 | 0 | 0 | 0 | 0
PseudoUnit | 0 | 0 | 0 | 0 | 0 | 0
FixedInterchange | 0 | 0 | 0 | 0 | 0 | 0
Base FOM Costs by Reporting Type: MAPP_CA
ReportingType | 2015 | 2020 | 2025 | 2030 | 2035 | 2040
BM | 0 | 0 | 0 | 0 | 0 | 0
CC | 33.7 | 49.34 | 49.34 | 51.77 | 54.3 | 54.3
CSP | 0 | 0 | 0 | 0 | 0 | 0
CT | 0.7 | 0.85 | 0.85 | 0.85 | 0.85 | 0.85
Coal | 73.47 | 74.67 | 80.13 | 80.13 | 80.13 | 98.57
Geo | 0 | 0 | 0 | 0 | 0 | 0
H | 92.24 | 92.24 | 103.44 | 118.44 | 135.47 | 156.86
LFG | 0 | 0 | 0 | 0 | 0 | 0
Nuc | 0.01 | 0.01 | 0.01 | 0.01 | 0.01 | 0.01
PS | 0 | 0 | 0 | 0 | 0 | 0
PV | 0 | 0 | 0 | 0 | 0 | 0
PeakG | 9.88 | 9.88 | 9.88 | 9.88 | 13.09 | 13.09
PeakO | 0.09 | 0.09 | 0.09 | 0.12 | 0.12 | 0.12
ST | 0 | 0 | 0 | 0 | 0 | 0
STOG | 5.54 | 5.54 | 5.54 | 5.54 | 5.54 | 5.54
STWD | 0 | 0 | 0 | 0 | 0 | 0
WT | 17.9 | 17.9 | 17.9 | 17.9 | 17.9 | 17.9
IGCC | 0 | 0 | 0 | 0 | 0 | 0
DemandResponse | 0 | 0 | 0 | 0 | 0 | 0
IGCC-CCS | 0 | 0 | 0 | 0 | 0 | 0
WT_off | 0 | 0 | 0 | 0 | 0 | 0
PseudoUnit | 0 | 0 | 0 | 0 | 0 | 0
FixedInterchange | 0 | 0 | 0 | 0 | 0 | 0
Base FOM Costs by Reporting Type: AZ_NM_SNV_Coal
ReportingType | 2015 | 2020 | 2025 | 2030 | 2035 | 2040
BM | 0 | 0 | 0 | 0 | 0 | 0
CC | 0 | 0 | 0 | 0 | 0 | 0
CSP | 0 | 0 | 0 | 0 | 0 | 0
CT | 0 | 0 | 0 | 0 | 0 | 0
Coal | 731.78 | 781.65 | 789.38 | 904.87 | 1033.76 | 1150.58
Geo | 0 | 0 | 0 | 0 | 0 | 0
H | 0 | 0 | 0 | 0 | 0 | 0
LFG | 0 | 0 | 0 | 0 | 0 | 0
Nuc | 0 | 0 | 0 | 0 | 0 | 0
PS | 0 | 0 | 0 | 0 | 0 | 0
PV | 0 | 0 | 0 | 0 | 0 | 0
PeakG | 0 | 0 | 0 | 0 | 0 | 0
PeakO | 0 | 0 | 0 | 0 | 0 | 0
ST | 0 | 0 | 0 | 0 | 0 | 0
STOG | 0 | 0 | 0 | 0 | 0 | 0
STWD | 0 | 0 | 0 | 0 | 0 | 0
WT | 0 | 0 | 0 | 0 | 0 | 0
IGCC | 0 | 0 | 0 | 0 | 0 | 0
DemandResponse | 0 | 0 | 0 | 0 | 0 | 0
IGCC-CCS | 0 | 0 | 0 | 0 | 0 | 0
WT_off | 0 | 0 | 0 | 0 | 0 | 0
PseudoUnit | 0 | 0 | 0 | 0 | 0 | 0
FixedInterchange | 0 | 0 | 0 | 0 | 0 | 0
Base FOM Costs by Reporting Type: AZ_NM_SNV_Gas
ReportingType | 2015 | 2020 | 2025 | 2030 | 2035 | 2040
BM | 0 | 0 | 0 | 0 | 0 | 0
CC | 442.18 | 590.43 | 512.28 | 626.91 | 833.26 | 837.06
CSP | 0 | 0 | 0 | 0 | 0 | 0
CT | 4.93 | 4.93 | 4.93 | 4.93 | 4.93 | 4.93
Coal | 0 | 0 | 0 | 0 | 0 | 0
Geo | 0 | 0 | 0 | 0 | 0 | 0
H | 0 | 0 | 0 | 0 | 0 | 0
LFG | 0 | 0 | 0 | 0 | 0 | 0
Nuc | 0 | 0 | 0 | 0 | 0 | 0
PS | 0 | 0 | 0 | 0 | 0 | 0
PV | 0 | 0 | 0 | 0 | 0 | 0
PeakG | 53.11 | 78.85 | 63.18 | 76.83 | 76.83 | 76.83
PeakO | 0 | 0 | 0 | 0 | 0 | 0
ST | 0 | 0 | 0 | 0 | 0 | 0
STOG | 0 | 0 | 0 | 0 | 0 | 0
STWD | 0 | 0 | 0 | 0 | 0 | 0
WT | 0 | 0 | 0 | 0 | 0 | 0
IGCC | 0 | 0 | 0 | 0 | 0 | 0
DemandResponse | 0 | 0 | 0 | 0 | 0 | 0
IGCC-CCS | 0 | 0 | 0 | 0 | 0 | 0
WT_off | 0 | 0 | 0 | 0 | 0 | 0
PseudoUnit | 0 | 0 | 0 | 0 | 0 | 0
FixedInterchange | 0 | 0 | 0 | 0 | 0 | 0
Base FOM Costs by Reporting Type: AZ_NM_SNV_NucRenew
ReportingType | 2015 | 2020 | 2025 | 2030 | 2035 | 2040
BM | 0 | 0 | 0 | 0 | 0 | 0
CC | 0 | 0 | 0 | 0 | 0 | 0
CSP | 0 | 0 | 0 | 0 | 0 | 0
CT | 0 | 0 | 0 | 0 | 0 | 0
Coal | 0 | 0 | 0 | 0 | 0 | 0
Geo | 0 | 0 | 122.18 | 122.18 | 122.18 | 122.18
H | 44.6 | 44.6 | 44.6 | 44.6 | 44.6 | 44.6
LFG | 0.84 | 8.14 | 8.14 | 8.14 | 8.14 | 8.14
Nuc | 484.16 | 564.17 | 564.17 | 564.17 | 564.17 | 564.17
PS | 5.13 | 5.13 | 5.13 | 5.13 | 5.13 | 5.13
PV | 2.38 | 2.38 | 2.38 | 2.38 | 2.38 | 2.38
PeakG | 0 | 0 | 0 | 0 | 0 | 0
PeakO | 0 | 0 | 0 | 0 | 0 | 0
ST | 17.92 | 52.57 | 76.11 | 85.37 | 85.37 | 85.37
STOG | 0 | 0 | 0 | 0 | 0 | 0
STWD | 0.83 | 1.04 | 0.85 | 0.85 | 0.85 | 0.85
WT | 17.57 | 388.41 | 388.41 | 474.66 | 492.5 | 492.5
IGCC | 0 | 0 | 0 | 0 | 0 | 0
DemandResponse | 0 | 0 | 0 | 0 | 0 | 0
IGCC-CCS | 0 | 0 | 0 | 0 | 0 | 0
WT_off | 0 | 0 | 0 | 0 | 0 | 0
PseudoUnit | 0 | 0 | 0 | 0 | 0 | 0
FixedInterchange | 0 | 0 | 0 | 0 | 0 | 0
Base FOM Costs by Reporting Type: ERCOT
ReportingType | 2015 | 2020 | 2025 | 2030 | 2035 | 2040
BM | 14.57 | 14.57 | 14.57 | 14.57 | 14.57 | 14.57
CC | 892.29 | 1248.32 | 1116.71 | 1260.62 | 1526.76 | 1679.36
CSP | 0 | 0 | 0 | 0 | 0 | 0
CT | 1.67 | 1.67 | 1.67 | 1.67 | 1.67 | 1.67
Coal | 1175.78 | 1362.67 | 1256.35 | 1310.78 | 1466.71 | 1773.28
Geo | 0 | 0 | 0 | 0 | 0 | 0
H | 8.05 | 8.05 | 8.05 | 8.05 | 8.05 | 8.05
LFG | 9.05 | 9.05 | 9.05 | 51.64 | 51.64 | 51.64
Nuc | 574.09 | 734.71 | 741.22 | 741.22 | 741.22 | 741.22
PS | 0 | 0 | 0 | 0 | 0 | 0
PV | 0.25 | 0.25 | 0.25 | 0.25 | 0.01 | 0.01
PeakG | 80.63 | 119.03 | 114.62 | 114.62 | 114.62 | 114.62
PeakO | 1.29 | 1.86 | 1.53 | 1.53 | 1.53 | 1.53
ST | 0 | 0 | 0 | 0 | 0 | 0
STOG | 832.01 | 984.5 | 843.94 | 843.94 | 843.94 | 843.94
STWD | 0 | 0 | 0 | 0 | 0 | 0
WT | 315.42 | 315.42 | 315.42 | 315.42 | 315.42 | 315.42
IGCC | 0 | 0 | 0 | 0 | 0 | 0
DemandResponse | 0 | 0 | 0 | 0 | 0 | 0
IGCC-CCS | 0 | 0 | 0 | 0 | 0 | 0
WT_off | 0 | 0 | 0 | 0 | 0 | 0
PseudoUnit | 0 | 0 | 0 | 0 | 0 | 0
FixedInterchange | 0 | 0 | 0 | 0 | 0 | 0
Base FOM Costs by Reporting Type: NP15
ReportingType | 2015 | 2020 | 2025 | 2030 | 2035 | 2040
BM | 0 | 0 | 0 | 0 | 0 | 0
CC | 205.4 | 258.04 | 212.25 | 226.85 | 253.32 | 253.32
CSP | 0 | 0 | 0 | 0 | 0 | 0
CT | 19.99 | 48.58 | 100.66 | 159.42 | 164 | 164
Coal | 1.65 | 2.13 | 1.99 | 2.13 | 2.17 | 0
Geo | 100.8 | 151.36 | 151.36 | 151.36 | 151.36 | 151.36
H | 125.7 | 125.7 | 125.7 | 125.7 | 125.7 | 125.7
LFG | 10.26 | 78.24 | 78.24 | 78.24 | 78.24 | 78.24
Nuc | 302.44 | 364.27 | 334.86 | 334.86 | 1138.98 | 1433.29
PS | 53.58 | 53.58 | 53.58 | 53.58 | 53.58 | 53.58
PV | 0.89 | 0.89 | 0.89 | 0.89 | 0.78 | 0.78
PeakG | 56.04 | 82.34 | 58.1 | 74.01 | 78.49 | 78.49
PeakO | 10.26 | 13.08 | 10.48 | 10.49 | 10.49 | 10.49
ST | 1.86 | 1.86 | 1.86 | 1.86 | 1.86 | 1.86
STOG | 167.55 | 198.25 | 169.95 | 169.95 | 169.95 | 169.95
STWD | 14.17 | 17.73 | 14.44 | 14.44 | 14.44 | 14.44
WT | 40.21 | 132.82 | 132.82 | 132.82 | 132.82 | 132.82
IGCC | 0 | 0 | 0 | 0 | 0 | 0
DemandResponse | 0 | 0 | 0 | 0 | 0 | 0
IGCC-CCS | 0 | 0 | 0 | 0 | 0 | 0
WT_off | 0 | 0 | 0 | 0 | 0 | 0
PseudoUnit | 0 | 0 | 0 | 0 | 0 | 0
FixedInterchange | 0 | 0 | 0 | 0 | 0 | 0
Base FOM Costs by Reporting Type: NWPP_Coal
ReportingType | 2015 | 2020 | 2025 | 2030 | 2035 | 2040
BM | 0 | 0 | 0 | 0 | 0 | 0
CC | 0 | 0 | 0 | 0 | 0 | 0
CSP | 0 | 0 | 0 | 0 | 0 | 0
CT | 0 | 0 | 0 | 0 | 0 | 0
Coal | 900.47 | 954.64 | 993.34 | 1065.25 | 1236.53 | 1338.62
Geo | 0 | 0 | 0 | 0 | 0 | 0
H | 0 | 0 | 0 | 0 | 0 | 0
LFG | 0 | 0 | 0 | 0 | 0 | 0
Nuc | 0 | 0 | 0 | 0 | 0 | 0
PS | 0 | 0 | 0 | 0 | 0 | 0
PV | 0 | 0 | 0 | 0 | 0 | 0
PeakG | 0 | 0 | 0 | 0 | 0 | 0
PeakO | 0 | 0 | 0 | 0 | 0 | 0
ST | 0 | 0 | 0 | 0 | 0 | 0
STOG | 0 | 0 | 0 | 0 | 0 | 0
STWD | 0 | 0 | 0 | 0 | 0 | 0
WT | 0 | 0 | 0 | 0 | 0 | 0
IGCC | 0 | 0 | 0 | 0 | 0 | 0
DemandResponse | 0 | 0 | 0 | 0 | 0 | 0
IGCC-CCS | 0 | 0 | 0 | 0 | 0 | 0
WT_off | 0 | 0 | 0 | 0 | 0 | 0
PseudoUnit | 0 | 0 | 0 | 0 | 0 | 0
FixedInterchange | 0 | 0 | 0 | 0 | 0 | 0
Base FOM Costs by Reporting Type: NWPP_Gas
ReportingType | 2015 | 2020 | 2025 | 2030 | 2035 | 2040
BM | 0 | 0 | 0 | 0 | 0 | 0
CC | 209.4 | 267.32 | 283.74 | 405.62 | 454.13 | 527.82
CSP | 0 | 0 | 0 | 0 | 0 | 0
CT | bar: 0.05 to 0.13
Coal | 0 | 0 | 0 | 0 | 0 | 57.96
Geo | 0 | 0 | 0 | 0 | 0 | 0
H | 0 | 0 | 0 | 0 | 0 | 0
LFG | 0 | 0 | 0 | 0 | 0 | 0
Nuc | 0 | 0 | 0 | 0 | 0 | 0
PS | 0 | 0 | 0 | 0 | 0 | 0
PV | 0 | 0 | 0 | 0 | 0 | 0
PeakG | 0 | 0 | 0 | 0 | 0 | 0
PeakO | 0 | 0 | 0 | 0 | 0 | 0
ST | 0 | 0 | 0 | 0 | 0 | 0
STOG | 0 | 0 | 0 | 0 | 0 | 0
STWD | 0 | 0 | 0 | 0 | 0 | 0
WT | 0 | 0 | 0 | 0 | 0 | 0
IGCC | 0 | 0 | 0 | 0 | 0 | 0
DemandResponse | 0 | 0 | 0 | 0 | 0 | 0
IGCC-CCS | 0 | 0 | 0 | 0 | 0 | 0
WT_off | 0 | 0 | 0 | 0 | 0 | 0
PseudoUnit | 0 | 0 | 0 | 0 | 0 | 0
FixedInterchange | 0 | 0 | 0 | 0 | 0 | 0
Base FOM Costs by Reporting Type: NWPP_NucRenew
ReportingType | 2015 | 2020 | 2025 | 2030 | 2035 | 2040
BM | 3.27 | 3.27 | 3.27 | 3.27 | 3.27 | 3.27
CC | 0 | 0 | 0 | 0 | 0 | 0
CSP | 0 | 0 | 0 | 0 | 0 | 0
CT | 0 | 0 | 0 | 0 | 0 | 0
Coal | 0 | 0 | 0 | 0 | 0 | 0
Geo | 35.81 | 35.81 | 72.38 | 72.38 | 72.38 | 72.38
H | 480.54 | 480.54 | 480.54 | 480.54 | 480.54 | 480.54
LFG | 15.5 | 24.79 | 44.91 | 44.91 | 44.91 | 44.91
Nuc | 164.67 | 164.67 | 164.67 | 164.67 | 164.67 | 213.03
PS | 6.12 | 6.12 | 6.12 | 6.12 | 6.12 | 6.12
PV | 0.04 | 0.04 | 0.04 | 0.04 | 0.04 | 0.04
PeakG | 0 | 0 | 0 | 0 | 0 | 0
PeakO | 0 | 0 | 0 | 0 | 0 | 0
ST | 0 | 0 | 0 | 0 | 0 | 0
STOG | 0 | 0 | 0 | 0 | 0 | 0
STWD | 17.98 | 22.5 | 18.33 | 18.33 | 18.33 | 18.33
WT | 228.93 | 228.93 | 228.93 | 247.27 | 247.27 | 247.27
IGCC | 0 | 0 | 0 | 0 | 0 | 0
DemandResponse | 0 | 0 | 0 | 0 | 0 | 0
IGCC-CCS | 0 | 0 | 0 | 0 | 0 | 0
WT_off | 0 | 0 | 0 | 0 | 0 | 0
PseudoUnit | 0 | 0 | 0 | 0 | 0 | 0
FixedInterchange | 0 | 0 | 0 | 0 | 0 | 0
Base FOM Costs by Reporting Type: RMPA
ReportingType | 2015 | 2020 | 2025 | 2030 | 2035 | 2040
BM | 0 | 0 | 0 | 0 | 0 | 0
CC | 79.71 | 101.34 | 81.4 | 99.64 | 99.64 | 99.64
CSP | 0 | 0 | 0 | 0 | 0 | 0
CT | 1.02 | 1.02 | 1.02 | 2.18 | 4.52 | 8.35
Coal | 483.02 | 529.61 | 534.73 | 600.76 | 704.68 | 885.6
Geo | 0 | 2.11 | 216.56 | 216.56 | 216.56 | 216.56
H | 13.99 | 13.99 | 13.99 | 13.99 | 13.99 | 13.99
LFG | 0.89 | 4.37 | 4.37 | 4.37 | 4.37 | 4.37
Nuc | 0.01 | 0.01 | 0.01 | 0.01 | 0.01 | 0.01
PS | 13.37 | 13.37 | 13.37 | 13.37 | 13.37 | 13.37
PV | 0.31 | 0.31 | 0.31 | 0.31 | 0.31 | 0.31
PeakG | 48.87 | 72.26 | 50.7 | 61.6 | 69.81 | 69.81
PeakO | 5.49 | 6.99 | 5.61 | 5.61 | 5.61 | 5.61
ST | 0.19 | 26.56 | 30.31 | 33.97 | 33.97 | 33.97
STOG | 9.54 | 11.28 | 9.67 | 9.67 | 9.67 | 9.67
STWD | 0 | 0 | 0 | 0 | 0 | 0
WT | 67.62 | 149.88 | 149.88 | 149.88 | 149.88 | 149.88
IGCC | 0 | 0 | 0 | 0 | 0 | 0
DemandResponse | 0 | 0 | 0 | 0 | 0 | 0
IGCC-CCS | 0 | 0 | 0 | 0 | 0 | 0
WT_off | 0 | 0 | 0 | 0 | 0 | 0
PseudoUnit | 0 | 0 | 0 | 0 | 0 | 0
FixedInterchange | 0 | 0 | 0 | 0 | 0 | 0
Base FOM Costs by Reporting Type: SP15
ReportingType | 2015 | 2020 | 2025 | 2030 | 2035 | 2040
BM | 0.6 | 0.6 | 0.6 | 0.6 | 0.6 | 0.6
CC | 299.75 | 377.64 | 311.5 | 321.09 | 355.07 | 364.66
CSP | 0 | 0 | 0 | 0 | 0 | 0
CT | 0 | 0 | 0 | 0 | 3.99 | 3.99
Coal | 6.4 | 8.11 | 7.61 | 8.09 | 8.23 | 0
Geo | 86.16 | 208.35 | 208.35 | 208.35 | 208.35 | 208.35
H | 16.57 | 16.57 | 16.57 | 16.57 | 16.57 | 16.57
LFG | 26.93 | 93.8 | 93.8 | 93.8 | 93.8 | 93.8
Nuc | 327.58 | 356.35 | 327.58 | 327.58 | 327.58 | 1275.15
PS | 34.19 | 34.19 | 34.19 | 34.19 | 34.19 | 34.19
PV | 1.87 | 1.87 | 1.87 | 1.87 | 1.8 | 1.8
PeakG | 76.73 | 111.44 | 93.22 | 103.59 | 103.59 | 103.59
PeakO | 1.47 | 1.91 | 1.53 | 1.53 | 1.53 | 1.53
ST | 28.67 | 28.67 | 28.67 | 28.67 | 28.67 | 28.67
STOG | 450.09 | 532.57 | 456.54 | 456.54 | 456.54 | 456.54
STWD | 3.81 | 4.77 | 3.89 | 3.89 | 3.89 | 3.89
WT | 71.03 | 71.03 | 71.03 | 71.03 | 71.03 | 71.03
IGCC | 0 | 0 | 0 | 0 | 0 | 0
DemandResponse | 0 | 0 | 0 | 0 | 0 | 0
IGCC-CCS | 0 | 0 | 0 | 0 | 0 | 0
WT_off | 0 | 0 | 0 | 0 | 0 | 0
PseudoUnit | 0 | 0 | 0 | 0 | 0 | 0
FixedInterchange | 0 | 0 | 0 | 0 | 0 | 0
Base FOM Costs by Reporting Type: ALB
ReportingType | 2015 | 2020 | 2025 | 2030 | 2035 | 2040
BM | 0 | 0 | 0 | 0 | 0 | 0
CC | 73.06 | 90.91 | 112.65 | 149.89 | 181.48 | 181.48
CSP | 0 | 0 | 0 | 0 | 0 | 0
CT | 1.35 | 1.35 | 1.35 | 1.35 | 1.35 | 1.35
Coal | 380.9 | 399.22 | 412.86 | 439.17 | 499.16 | 562.47
Geo | 0 | 0 | 0 | 0 | 0 | 0
H | 12.99 | 12.99 | 12.99 | 12.99 | 12.99 | 12.99
LFG | 1.21 | 1.21 | 1.21 | 1.21 | 1.21 | 1.21
Nuc | 0.01 | 0.01 | 0.01 | 0.01 | 0.01 | 211.06
PS | 0 | 0 | 0 | 0 | 0 | 0
PV | 0 | 0 | 0 | 0 | 0 | 0
PeakG | 32.24 | 32.24 | 32.24 | 32.24 | 45.42 | 45.42
PeakO | 0 | 0 | 0 | 0 | 0 | 0
ST | 0 | 0 | 0 | 0 | 0 | 0
STOG | 0 | 0 | 0 | 0 | 0 | 0
STWD | 0 | 0 | 0 | 0 | 0 | 0
WT | 22.94 | 22.94 | 22.94 | 22.94 | 22.94 | 22.94
IGCC | 0 | 0 | 0 | 0 | 0 | 0
DemandResponse | 0 | 0 | 0 | 0 | 0 | 0
IGCC-CCS | 0 | 0 | 0 | 0 | 0 | 0
WT_off | 0 | 0 | 0 | 0 | 0 | 0
PseudoUnit | 0 | 0 | 0 | 0 | 0 | 0
FixedInterchange | 0 | 0 | 0 | 0 | 0 | 0
Base FOM Costs by Reporting Type: BC
ReportingType | 2015 | 2020 | 2025 | 2030 | 2035 | 2040
BM | 0 | 0 | 0 | 0 | 0 | 0
CC | 28.3 | 46.89 | 66.49 | 91.79 | 102.19 | 102.19
CSP | 0 | 0 | 0 | 0 | 0 | 0
CT | 0 | 0 | 0 | 0 | 8.73 | 19.24
Coal | 0 | 0 | 0 | 0 | 0 | 0
Geo | 0 | 0 | 0 | 0 | 0 | 0
H | 173.22 | 173.22 | 173.22 | 173.22 | 173.22 | 173.22
LFG | 2.9 | 2.9 | 2.9 | 2.9 | 2.9 | 2.9
Nuc | 0.01 | 0.01 | 0.01 | 0.01 | 0.01 | 54.07
PS | 0 | 0 | 0 | 0 | 0 | 0
PV | 0 | 0 | 0 | 0 | 0 | 0
PeakG | 2.66 | 2.77 | 3.3 | 3.3 | 3.3 | 3.3
PeakO | 1.16 | 1.29 | 1.29 | 1.29 | 1.29 | 1.29
ST | 0 | 0 | 0 | 0 | 0 | 0
STOG | 8.33 | 8.33 | 8.33 | 8.33 | 8.33 | 8.33
STWD | 16.34 | 16.34 | 16.34 | 16.34 | 16.34 | 16.34
WT | 7.53 | 7.53 | 7.53 | 7.53 | 7.53 | 7.53
IGCC | 0 | 0 | 0 | 0 | 0 | 0
DemandResponse | 0 | 0 | 0 | 0 | 0 | 0
IGCC-CCS | 0 | 0 | 0 | 0 | 0 | 0
WT_off | 0 | 0 | 0 | 0 | 0 | 0
PseudoUnit | 0 | 0 | 0 | 0 | 0 | 0
FixedInterchange | 0 | 0 | 0 | 0 | 0 | 0
Base FOM Costs by Reporting Type: HQ_IESO
ReportingType | 2015 | 2020 | 2025 | 2030 | 2035 | 2040
BM | 0 | 0 | 0 | 0 | 0 | 0
CC | 0 | 0 | 0 | 0 | 0 | 0
CSP | 0 | 0 | 0 | 0 | 0 | 0
CT | 0 | 0 | 0 | 0 | 0 | 0
Coal | 0 | 0 | 0 | 0 | 0 | 0
Geo | 0 | 0 | 0 | 0 | 0 | 0
H | 0 | 0 | 0 | 0 | 0 | 0
LFG | 0 | 0 | 0 | 0 | 0 | 0
Nuc | 0.01 | 0.01 | 0.01 | 0.01 | 0.01 | 0.01
PS | 0 | 0 | 0 | 0 | 0 | 0
PV | 0 | 0 | 0 | 0 | 0 | 0
PeakG | 0 | 0 | 0 | 0 | 0 | 0
PeakO | 0 | 0 | 0 | 0 | 0 | 0
ST | 0 | 0 | 0 | 0 | 0 | 0
STOG | 0 | 0 | 0 | 0 | 0 | 0
STWD | 0 | 0 | 0 | 0 | 0 | 0
WT | 0 | 0 | 0 | 0 | 0 | 0
IGCC | 0 | 0 | 0 | 0 | 0 | 0
DemandResponse | 0 | 0 | 0 | 0 | 0 | 0
IGCC-CCS | 0 | 0 | 0 | 0 | 0 | 0
WT_off | 0 | 0 | 0 | 0 | 0 | 0
PseudoUnit | 0 | 0 | 0 | 0 | 0 | 0
FixedInterchange | 0 | 0 | 0 | 0 | 0 | 0
Base FOM Costs by Reporting Type: HQ_NEISO
ReportingType | 2015 | 2020 | 2025 | 2030 | 2035 | 2040
BM | 0 | 0 | 0 | 0 | 0 | 0
CC | 0 | 0 | 0 | 0 | 0 | 0
CSP | 0 | 0 | 0 | 0 | 0 | 0
CT | 0 | 0 | 0 | 0 | 0 | 0
Coal | 0 | 0 | 0 | 0 | 0 | 0
Geo | 0 | 0 | 0 | 0 | 0 | 0
H | 0 | 0 | 0 | 0 | 0 | 0
LFG | 0 | 0 | 0 | 0 | 0 | 0
Nuc | 0.01 | 0.01 | 0.01 | 0.01 | 0.01 | 0.01
PS | 0 | 0 | 0 | 0 | 0 | 0
PV | 0 | 0 | 0 | 0 | 0 | 0
PeakG | 0 | 0 | 0 | 0 | 0 | 0
PeakO | 0 | 0 | 0 | 0 | 0 | 0
ST | 0 | 0 | 0 | 0 | 0 | 0
STOG | 0 | 0 | 0 | 0 | 0 | 0
STWD | 0 | 0 | 0 | 0 | 0 | 0
WT | 0 | 0 | 0 | 0 | 0 | 0
IGCC | 0 | 0 | 0 | 0 | 0 | 0
DemandResponse | 0 | 0 | 0 | 0 | 0 | 0
IGCC-CCS | 0 | 0 | 0 | 0 | 0 | 0
WT_off | 0 | 0 | 0 | 0 | 0 | 0
PseudoUnit | 0 | 0 | 0 | 0 | 0 | 0
FixedInterchange | 0 | 0 | 0 | 0 | 0 | 0
Base FOM Costs by Reporting Type: HQ_NY
ReportingType | 2015 | 2020 | 2025 | 2030 | 2035 | 2040
BM | 0 | 0 | 0 | 0 | 0 | 0
CC | 0 | 0 | 0 | 0 | 0 | 0
CSP | 0 | 0 | 0 | 0 | 0 | 0
CT | 0 | 0 | 0 | 0 | 0 | 0
Coal | 0 | 0 | 0 | 0 | 0 | 0
Geo | 0 | 0 | 0 | 0 | 0 | 0
H | 0 | 0 | 0 | 0 | 0 | 0
LFG | 0 | 0 | 0 | 0 | 0 | 0
Nuc | 0.01 | 0.01 | 0.01 | 0.01 | 0.01 | 0.01
PS | 0 | 0 | 0 | 0 | 0 | 0
PV | 0 | 0 | 0 | 0 | 0 | 0
PeakG | 0 | 0 | 0 | 0 | 0 | 0
PeakO | 0 | 0 | 0 | 0 | 0 | 0
ST | 0 | 0 | 0 | 0 | 0 | 0
STOG | 0 | 0 | 0 | 0 | 0 | 0
STWD | 0 | 0 | 0 | 0 | 0 | 0
WT | 0 | 0 | 0 | 0 | 0 | 0
IGCC | 0 | 0 | 0 | 0 | 0 | 0
DemandResponse | 0 | 0 | 0 | 0 | 0 | 0
IGCC-CCS | 0 | 0 | 0 | 0 | 0 | 0
WT_off | 0 | 0 | 0 | 0 | 0 | 0
PseudoUnit | 0 | 0 | 0 | 0 | 0 | 0
FixedInterchange | 0 | 0 | 0 | 0 | 0 | 0
Base FOM Costs by Reporting Type: MARITIMES
ReportingType | 2015 | 2020 | 2025 | 2030 | 2035 | 2040
BM | 0 | 0 | 0 | 0 | 0 | 0
CC | 0 | 0 | 0 | 0 | 0 | 0
CSP | 0 | 0 | 0 | 0 | 0 | 0
CT | 0 | 0 | 0 | 0 | 0 | 0
Coal | 0 | 0 | 0 | 0 | 0 | 0
Geo | 0 | 0 | 0 | 0 | 0 | 0
H | 0 | 0 | 0 | 0 | 0 | 0
LFG | 0 | 0 | 0 | 0 | 0 | 0
Nuc | 0.01 | 0.01 | 0.01 | 0.01 | 0.01 | 0.01
PS | 0 | 0 | 0 | 0 | 0 | 0
PV | 0 | 0 | 0 | 0 | 0 | 0
PeakG | 0 | 0 | 0 | 0 | 0 | 0
PeakO | 0 | 0 | 0 | 0 | 0 | 0
ST | 0 | 0 | 0 | 0 | 0 | 0
STOG | 0 | 0 | 0 | 0 | 0 | 0
STWD | 0 | 0 | 0 | 0 | 0 | 0
WT | 0 | 0 | 0 | 0 | 0 | 0
IGCC | 0 | 0 | 0 | 0 | 0 | 0
DemandResponse | 0 | 0 | 0 | 0 | 0 | 0
IGCC-CCS | 0 | 0 | 0 | 0 | 0 | 0
WT_off | 0 | 0 | 0 | 0 | 0 | 0
PseudoUnit | 0 | 0 | 7.12 | 7.12 | 7.12 | 7.12
FixedInterchange | 0 | 0 | 0 | 0 | 0 | 0
Base FOM Costs by Reporting Type: All
ReportingType | 2015 | 2020 | 2025 | 2030 | 2035 | 2040
BM | 125.73 | 163.7 | 258.11 | 280.45 | 317.3 | 333.66
CC | 6590.56 | 8854.18 | 8173.91 | 9624.67 | 11786.92 | 12830.62
CSP | 0 | 0 | 0 | 0 | 0 | 0
CT | 63.77 | 187.2 | 261.65 | 453.12 | 618.51 | 722.75
Coal | 19444.73 | 19894.08 | 19956.1 | 22126.01 | 24998.67 | 28518.18
Geo | 226.72 | 401.57 | 774.79 | 774.79 | 774.79 | 774.79
H | 1511 | 1518.18 | 1529.38 | 1544.42 | 1561.45 | 1600.05
LFG | 498.94 | 733.94 | 999.86 | 1086.97 | 1086.97 | 1086.97
Nuc | 17729.87 | 20014.1 | 19884.27 | 20167.96 | 17350.32 | 24500.13
PS | 517.25 | 517.25 | 517.25 | 517.25 | 517.25 | 517.25
PV | 26.7 | 67.3 | 90.55 | 98.57 | 86.22 | 92.89
PeakG | 2065.85 | 3023.3 | 2297.08 | 2737.6 | 2866.44 | 2866.44
PeakO | 609.68 | 796.17 | 645.63 | 648.9 | 648.91 | 648.93
ST | 48.64 | 109.65 | 136.95 | 149.87 | 149.87 | 149.87
STOG | 3377.57 | 3994.04 | 3425.79 | 3425.79 | 3425.79 | 3425.79
STWD | 153.1 | 186.34 | 155.7 | 155.7 | 155.7 | 155.7
WT | 2034.5 | 3007.91 | 3252.88 | 3707.91 | 4429.35 | 4782.21
IGCC | 30.22 | 30.22 | 30.22 | 30.22 | 30.22 | 30.22
DemandResponse | 0 | 0 | 0 | 0 | 0 | 0
IGCC-CCS | 0 | 0 | 0 | 0 | 0 | 0
WT_off | 25.01 | 25.01 | 83.68 | 83.68 | 58.72 | 58.72
PseudoUnit | 0 | 0 | 7.12 | 7.12 | 7.12 | 7.12
FixedInterchange | 0 | 0 | 0 | 0 | 0 | 0
Base FOM Costs by Reporting Type: EI_US
ReportingType | 2015 | 2020 | 2025 | 2030 | 2035 | 2040
BM | 74.48 | 112.46 | 206.87 | 229.21 | 266.06 | 282.41
CC | 4146.23 | 5643.42 | 5245.44 | 6201.32 | 7672.47 | 8404.48
CSP | 0 | 0 | 0 | 0 | 0 | 0
CT | 30.65 | 125.33 | 147.7 | 279.24 | 420.61 | 505.76
Coal | 15691.27 | 15781.38 | 15879.7 | 17714.83 | 19967.31 | 22651.1
Geo | 3.95 | 3.95 | 3.95 | 3.95 | 3.95 | 3.95
H | 419.29 | 426.46 | 426.46 | 426.51 | 426.51 | 440.15
LFG | 417.2 | 497.26 | 743.06 | 787.52 | 787.52 | 787.52
Nuc | 13836.16 | 15789.15 | 15710.99 | 15994.67 | 12535.92 | 17894.15
PS | 401.94 | 401.94 | 401.94 | 401.94 | 401.94 | 401.94
PV | 2.71 | 43.31 | 66.56 | 74.58 | 80.46 | 87.13
PeakG | 1694.01 | 2500.81 | 1858.16 | 2247.85 | 2347.62 | 2347.62
PeakO | 585 | 766.03 | 620.07 | 623.22 | 623.23 | 623.25
ST | 0 | 0 | 0 | 0 | 0 | 0
STOG | 1904.53 | 2253.57 | 1931.83 | 1931.83 | 1931.83 | 1931.83
STWD | 95.51 | 119.51 | 97.38 | 97.38 | 97.38 | 97.38
WT | 1142.42 | 1570.12 | 1815.08 | 2165.53 | 2928.26 | 3281.12
IGCC | 30.22 | 30.22 | 30.22 | 30.22 | 30.22 | 30.22
DemandResponse | 0 | 0 | 0 | 0 | 0 | 0
IGCC-CCS | 0 | 0 | 0 | 0 | 0 | 0
WT_off | 25.01 | 25.01 | 83.68 | 83.68 | 58.72 | 58.72
PseudoUnit | 0 | 0 | 7.12 | 7.12 | 7.12 | 7.12
FixedInterchange | 0 | 0 | 0 | 0 | 0 | 0
Base FOM Costs by Reporting Type: EI_Canada
ReportingType | 2015 | 2020 | 2025 | 2030 | 2035 | 2040
BM | 32.8 | 32.8 | 32.8 | 32.8 | 32.8 | 32.8
CC | 214.24 | 229.89 | 231.45 | 240.93 | 308.6 | 380.6
CSP | 0 | 0 | 0 | 0 | 0 | 0
CT | 3.16 | 3.32 | 3.32 | 3.32 | 7.71 | 12.45
Coal | 73.47 | 74.67 | 80.13 | 80.13 | 80.13 | 98.57
Geo | 0 | 0 | 0 | 0 | 0 | 0
H | 216.06 | 216.06 | 227.27 | 242.27 | 259.3 | 284.25
LFG | 14.17 | 14.17 | 14.17 | 14.23 | 14.23 | 14.23
Nuc | 2040.74 | 2040.74 | 2040.74 | 2040.74 | 1877.74 | 2113.98
PS | 2.92 | 2.92 | 2.92 | 2.92 | 2.92 | 2.92
PV | 18.26 | 18.26 | 18.26 | 18.26 | 0.44 | 0.44
PeakG | 21.55 | 23.55 | 23.55 | 23.55 | 26.76 | 26.76
PeakO | 5.01 | 5.01 | 5.12 | 5.23 | 5.23 | 5.23
ST | 0 | 0 | 0 | 0 | 0 | 0
STOG | 5.54 | 5.54 | 5.54 | 5.54 | 5.54 | 5.54
STWD | 4.45 | 4.45 | 4.45 | 4.45 | 4.45 | 4.45
WT | 120.82 | 120.82 | 120.82 | 120.82 | 61.7 | 61.7
IGCC | 0 | 0 | 0 | 0 | 0 | 0
DemandResponse | 0 | 0 | 0 | 0 | 0 | 0
IGCC-CCS | 0 | 0 | 0 | 0 | 0 | 0
WT_off | 0 | 0 | 0 | 0 | 0 | 0
PseudoUnit | 0 | 0 | 0 | 0 | 0 | 0
FixedInterchange | 0 | 0 | 0 | 0 | 0 | 0
Base FOM Costs by Reporting Type: EI
ReportingType | 2015 | 2020 | 2025 | 2030 | 2035 | 2040
BM | 107.28 | 145.25 | 239.67 | 262.01 | 298.85 | 315.21
CC | 4360.47 | 5873.3 | 5476.89 | 6442.25 | 7981.07 | 8785.08
CSP | 0 | 0 | 0 | 0 | 0 | 0
CT | 33.81 | 128.64 | 151.02 | 282.56 | 428.32 | 518.21
Coal | 15764.74 | 15856.06 | 15959.83 | 17794.97 | 20047.44 | 22749.67
Geo | 3.95 | 3.95 | 3.95 | 3.95 | 3.95 | 3.95
H | 635.35 | 642.53 | 653.73 | 668.77 | 685.8 | 724.4
LFG | 431.38 | 511.43 | 757.23 | 801.75 | 801.75 | 801.75
Nuc | 15876.91 | 17829.89 | 17751.73 | 18035.42 | 14413.66 | 20008.13
PS | 404.86 | 404.86 | 404.86 | 404.86 | 404.86 | 404.86
PV | 20.97 | 61.57 | 84.82 | 92.84 | 80.9 | 87.57
PeakG | 1715.56 | 2524.37 | 1881.71 | 2271.41 | 2374.38 | 2374.38
PeakO | 590.01 | 771.03 | 625.19 | 628.46 | 628.47 | 628.48
ST | 0 | 0 | 0 | 0 | 0 | 0
STOG | 1910.06 | 2259.11 | 1937.36 | 1937.36 | 1937.36 | 1937.36
STWD | 99.96 | 123.96 | 101.84 | 101.84 | 101.84 | 101.84
WT | 1263.24 | 1690.94 | 1935.9 | 2286.35 | 2989.96 | 3342.82
IGCC | 30.22 | 30.22 | 30.22 | 30.22 | 30.22 | 30.22
DemandResponse | 0 | 0 | 0 | 0 | 0 | 0
IGCC-CCS | 0 | 0 | 0 | 0 | 0 | 0
WT_off | 25.01 | 25.01 | 83.68 | 83.68 | 58.72 | 58.72
PseudoUnit | 0 | 0 | 7.12 | 7.12 | 7.12 | 7.12
FixedInterchange | 0 | 0 | 0 | 0 | 0 | 0
Base FOM Costs by Reporting Type: Outside_EI
ReportingType | 2015 | 2020 | 2025 | 2030 | 2035 | 2040
BM | 18.45 | 18.45 | 18.45 | 18.45 | 18.45 | 18.45
CC | 2230.09 | 2980.88 | 2697.02 | 3182.42 | 3805.85 | 4045.55
CSP | 0 | 0 | 0 | 0 | 0 | 0
CT | 29.96 | 58.55 | 110.63 | 170.56 | 190.19 | 204.54
Coal | 3679.99 | 4038.03 | 3996.27 | 4331.05 | 4951.23 | 5768.51
Geo | 222.78 | 397.63 | 770.84 | 770.84 | 770.84 | 770.84
H | 875.65 | 875.65 | 875.65 | 875.65 | 875.65 | 875.65
LFG | 67.56 | 222.51 | 242.63 | 285.22 | 285.22 | 285.22
Nuc | 1852.97 | 2184.21 | 2132.54 | 2132.54 | 2936.66 | 4492.01
PS | 112.39 | 112.39 | 112.39 | 112.39 | 112.39 | 112.39
PV | 5.73 | 5.73 | 5.73 | 5.73 | 5.32 | 5.32
PeakG | 350.29 | 498.93 | 415.37 | 466.2 | 492.07 | 492.07
PeakO | 19.67 | 25.14 | 20.44 | 20.44 | 20.45 | 20.45
ST | 48.64 | 109.65 | 136.95 | 149.87 | 149.87 | 149.87
STOG | 1467.51 | 1734.93 | 1488.43 | 1488.43 | 1488.43 | 1488.43
STWD | 53.14 | 62.38 | 53.86 | 53.86 | 53.86 | 53.86
WT | 771.26 | 1316.97 | 1316.97 | 1421.56 | 1439.39 | 1439.39
IGCC | 0 | 0 | 0 | 0 | 0 | 0
DemandResponse | 0 | 0 | 0 | 0 | 0 | 0
IGCC-CCS | 0 | 0 | 0 | 0 | 0 | 0
WT_off | 0 | 0 | 0 | 0 | 0 | 0
PseudoUnit | 0 | 0 | 0 | 0 | 0 | 0
FixedInterchange | 0 | 0 | 0 | 0 | 0 | 0
#11 | 0.05: Retrofit FOM Costs ($million)
Retrofit FOM Costs by Reporting Type: Entergy
ReportingType | 2015 | 2020 | 2025 | 2030 | 2035 | 2040
BM | 0 | 0 | 0 | 0 | 0 | 0
CC | 0 | 0 | 0 | 0 | 0 | 0
CSP | 0 | 0 | 0 | 0 | 0 | 0
CT | 0 | 0 | 0 | 0 | 0 | 0
Coal | 3.38 | 31.29 | 31.29 | 31.29 | 31.29 | 31.29
Geo | 0 | 0 | 0 | 0 | 0 | 0
H | 0 | 0 | 0 | 0 | 0 | 0
LFG | 0 | 0 | 0 | 0 | 0 | 0
Nuc | 0 | 0 | 0 | 0 | 0 | 0
PS | 0 | 0 | 0 | 0 | 0 | 0
PV | 0 | 0 | 0 | 0 | 0 | 0
PeakG | 0 | 0 | 0 | 0 | 0 | 0
PeakO | 0 | 0 | 0 | 0 | 0 | 0
ST | 0 | 0 | 0 | 0 | 0 | 0
STOG | 0 | 0 | 0 | 0 | 0 | 0
STWD | 0 | 0 | 0 | 0 | 0 | 0
WT | 0 | 0 | 0 | 0 | 0 | 0
IGCC | 0 | 0 | 0 | 0 | 0 | 0
DemandResponse | 0 | 0 | 0 | 0 | 0 | 0
IGCC-CCS | 0 | 0 | 0 | 0 | 0 | 0
WT_off | 0 | 0 | 0 | 0 | 0 | 0
PseudoUnit | 0 | 0 | 0 | 0 | 0 | 0
FixedInterchange | 0 | 0 | 0 | 0 | 0 | 0
Retrofit FOM Costs by Reporting Type: FRCC
ReportingType | 2015 | 2020 | 2025 | 2030 | 2035 | 2040
BM | 0 | 0 | 0 | 0 | 0 | 0
CC | 0 | 0 | 0 | 0 | 0 | 0
CSP | 0 | 0 | 0 | 0 | 0 | 0
CT | 0 | 0 | 0 | 0 | 0 | 0
Coal | 66.73 | 69.79 | 69.79 | 69.79 | 69.79 | 69.79
Geo | 0 | 0 | 0 | 0 | 0 | 0
H | 0 | 0 | 0 | 0 | 0 | 0
LFG | 0 | 0 | 0 | 0 | 0 | 0
Nuc | 0 | 0 | 0 | 0 | 0 | 0
PS | 0 | 0 | 0 | 0 | 0 | 0
PV | 0 | 0 | 0 | 0 | 0 | 0
PeakG | 0 | 0 | 0 | 0 | 0 | 0
PeakO | 0 | 0 | 0 | 0 | 0 | 0
ST | 0 | 0 | 0 | 0 | 0 | 0
STOG | 0 | 0 | 0 | 0 | 0 | 0
STWD | 0 | 0 | 0 | 0 | 0 | 0
WT | 0 | 0 | 0 | 0 | 0 | 0
IGCC | 0 | 0 | 0 | 0 | 0 | 0
DemandResponse | 0 | 0 | 0 | 0 | 0 | 0
IGCC-CCS | 0 | 0 | 0 | 0 | 0 | 0
WT_off | 0 | 0 | 0 | 0 | 0 | 0
PseudoUnit | 0 | 0 | 0 | 0 | 0 | 0
FixedInterchange | 0 | 0 | 0 | 0 | 0 | 0
Retrofit FOM Costs by Reporting Type: MAPP_US
ReportingType | 2015 | 2020 | 2025 | 2030 | 2035 | 2040
BM | 0 | 0 | 0 | 0 | 0 | 0
CC | 0 | 0 | 0 | 0 | 0 | 0
CSP | 0 | 0 | 0 | 0 | 0 | 0
CT | 0 | 0 | 0 | 0 | 0 | 0
Coal | 17.21 | 19.15 | 19.15 | 19.15 | 19.15 | 19.15
Geo | 0 | 0 | 0 | 0 | 0 | 0
H | 0 | 0 | 0 | 0 | 0 | 0
LFG | 0 | 0 | 0 | 0 | 0 | 0
Nuc | 0 | 0 | 0 | 0 | 0 | 0
PS | 0 | 0 | 0 | 0 | 0 | 0
PV | 0 | 0 | 0 | 0 | 0 | 0
PeakG | 0 | 0 | 0 | 0 | 0 | 0
PeakO | 0 | 0 | 0 | 0 | 0 | 0
ST | 0 | 0 | 0 | 0 | 0 | 0
STOG | 0 | 0 | 0 | 0 | 0 | 0
STWD | 0 | 0 | 0 | 0 | 0 | 0
WT | 0 | 0 | 0 | 0 | 0 | 0
IGCC | 0 | 0 | 0 | 0 | 0 | 0
DemandResponse | 0 | 0 | 0 | 0 | 0 | 0
IGCC-CCS | 0 | 0 | 0 | 0 | 0 | 0
WT_off | 0 | 0 | 0 | 0 | 0 | 0
PseudoUnit | 0 | 0 | 0 | 0 | 0 | 0
FixedInterchange | 0 | 0 | 0 | 0 | 0 | 0
Retrofit FOM Costs by Reporting Type: MISO_IN
ReportingType | 2015 | 2020 | 2025 | 2030 | 2035 | 2040
BM | 0 | 0 | 0 | 0 | 0 | 0
CC | 0 | 0 | 0 | 0 | 0 | 0
CSP | 0 | 0 | 0 | 0 | 0 | 0
CT | 0 | 0 | 0 | 0 | 0 | 0
Coal | 103.74 | 113.14 | 113.14 | 113.14 | 113.14 | 113.14
Geo | 0 | 0 | 0 | 0 | 0 | 0
H | 0 | 0 | 0 | 0 | 0 | 0
LFG | 0 | 0 | 0 | 0 | 0 | 0
Nuc | 0 | 0 | 0 | 0 | 0 | 0
PS | 0 | 0 | 0 | 0 | 0 | 0
PV | 0 | 0 | 0 | 0 | 0 | 0
PeakG | 0 | 0 | 0 | 0 | 0 | 0
PeakO | 0 | 0 | 0 | 0 | 0 | 0
ST | 0 | 0 | 0 | 0 | 0 | 0
STOG | 0 | 0 | 0 | 0 | 0 | 0
STWD | 0 | 0 | 0 | 0 | 0 | 0
WT | 0 | 0 | 0 | 0 | 0 | 0
IGCC | 0 | 0 | 0 | 0 | 0 | 0
DemandResponse | 0 | 0 | 0 | 0 | 0 | 0
IGCC-CCS | 0 | 0 | 0 | 0 | 0 | 0
WT_off | 0 | 0 | 0 | 0 | 0 | 0
PseudoUnit | 0 | 0 | 0 | 0 | 0 | 0
FixedInterchange | 0 | 0 | 0 | 0 | 0 | 0
Retrofit FOM Costs by Reporting Type: MISO_MI
ReportingType | 2015 | 2020 | 2025 | 2030 | 2035 | 2040
BM | 0 | 0 | 0 | 0 | 0 | 0
CC | 0 | 0 | 0 | 0 | 0 | 0
CSP | 0 | 0 | 0 | 0 | 0 | 0
CT | 0 | 0 | 0 | 0 | 0 | 0
Coal | 18.05 | 44.16 | 44.16 | 44.16 | 44.16 | 44.16
Geo | 0 | 0 | 0 | 0 | 0 | 0
H | 0 | 0 | 0 | 0 | 0 | 0
LFG | 0 | 0 | 0 | 0 | 0 | 0
Nuc | 0 | 0 | 0 | 0 | 0 | 0
PS | 0 | 0 | 0 | 0 | 0 | 0
PV | 0 | 0 | 0 | 0 | 0 | 0
PeakG | 0 | 0 | 0 | 0 | 0 | 0
PeakO | 0 | 0 | 0 | 0 | 0 | 0
ST | 0 | 0 | 0 | 0 | 0 | 0
STOG | 0 | 0 | 0 | 0 | 0 | 0
STWD | 0 | 0 | 0 | 0 | 0 | 0
WT | 0 | 0 | 0 | 0 | 0 | 0
IGCC | 0 | 0 | 0 | 0 | 0 | 0
DemandResponse | 0 | 0 | 0 | 0 | 0 | 0
IGCC-CCS | 0 | 0 | 0 | 0 | 0 | 0
WT_off | 0 | 0 | 0 | 0 | 0 | 0
PseudoUnit | 0 | 0 | 0 | 0 | 0 | 0
FixedInterchange | 0 | 0 | 0 | 0 | 0 | 0
Retrofit FOM Costs by Reporting Type: MISO_MO-IL
ReportingType | 2015 | 2020 | 2025 | 2030 | 2035 | 2040
BM | 0 | 0 | 0 | 0 | 0 | 0
CC | 0 | 0 | 0 | 0 | 0 | 0
CSP | 0 | 0 | 0 | 0 | 0 | 0
CT | 0 | 0 | 0 | 0 | 0 | 0
Coal | 30.23 | 59.29 | 59.29 | 59.29 | 59.29 | 59.29
Geo | 0 | 0 | 0 | 0 | 0 | 0
H | 0 | 0 | 0 | 0 | 0 | 0
LFG | 0 | 0 | 0 | 0 | 0 | 0
Nuc | 0 | 0 | 0 | 0 | 0 | 0
PS | 0 | 0 | 0 | 0 | 0 | 0
PV | 0 | 0 | 0 | 0 | 0 | 0
PeakG | 0 | 0 | 0 | 0 | 0 | 0
PeakO | 0 | 0 | 0 | 0 | 0 | 0
ST | 0 | 0 | 0 | 0 | 0 | 0
STOG | 0 | 0 | 0 | 0 | 0 | 0
STWD | 0 | 0 | 0 | 0 | 0 | 0
WT | 0 | 0 | 0 | 0 | 0 | 0
IGCC | 0 | 0 | 0 | 0 | 0 | 0
DemandResponse | 0 | 0 | 0 | 0 | 0 | 0
IGCC-CCS | 0 | 0 | 0 | 0 | 0 | 0
WT_off | 0 | 0 | 0 | 0 | 0 | 0
PseudoUnit | 0 | 0 | 0 | 0 | 0 | 0
FixedInterchange | 0 | 0 | 0 | 0 | 0 | 0
Retrofit FOM Costs by Reporting Type: MISO_W
ReportingType | 2015 | 2020 | 2025 | 2030 | 2035 | 2040
BM | 0 | 0 | 0 | 0 | 0 | 0
CC | 0 | 0 | 0 | 0 | 0 | 0
CSP | 0 | 0 | 0 | 0 | 0 | 0
CT | 0 | 0 | 0 | 0 | 0 | 0
Coal | 39.01 | 63.11 | 63.11 | 63.11 | 63.11 | 63.11
Geo | 0 | 0 | 0 | 0 | 0 | 0
H | 0 | 0 | 0 | 0 | 0 | 0
LFG | 0 | 0 | 0 | 0 | 0 | 0
Nuc | 0 | 0 | 0 | 0 | 0 | 0
PS | 0 | 0 | 0 | 0 | 0 | 0
PV | 0 | 0 | 0 | 0 | 0 | 0
PeakG | 0 | 0 | 0 | 0 | 0 | 0
PeakO | 0 | 0 | 0 | 0 | 0 | 0
ST | 0 | 0 | 0 | 0 | 0 | 0
STOG | 0 | 0 | 0 | 0 | 0 | 0
STWD | 0 | 0 | 0 | 0 | 0 | 0
WT | 0 | 0 | 0 | 0 | 0 | 0
IGCC | 0 | 0 | 0 | 0 | 0 | 0
DemandResponse | 0 | 0 | 0 | 0 | 0 | 0
IGCC-CCS | 0 | 0 | 0 | 0 | 0 | 0
WT_off | 0 | 0 | 0 | 0 | 0 | 0
PseudoUnit | 0 | 0 | 0 | 0 | 0 | 0
FixedInterchange | 0 | 0 | 0 | 0 | 0 | 0
Retrofit FOM Costs by Reporting Type: MISO_WUMS
ReportingType | 2015 | 2020 | 2025 | 2030 | 2035 | 2040
BM | 0 | 0 | 0 | 0 | 0 | 0
CC | 0 | 0 | 0 | 0 | 0 | 0
CSP | 0 | 0 | 0 | 0 | 0 | 0
CT | 0 | 0 | 0 | 0 | 0 | 0
Coal | 35.36 | 32.78 | 32.78 | 32.78 | 32.78 | 32.78
Geo | 0 | 0 | 0 | 0 | 0 | 0
H | 0 | 0 | 0 | 0 | 0 | 0
LFG | 0 | 0 | 0 | 0 | 0 | 0
Nuc | 0 | 0 | 0 | 0 | 0 | 0
PS | 0 | 0 | 0 | 0 | 0 | 0
PV | 0 | 0 | 0 | 0 | 0 | 0
PeakG | 0 | 0 | 0 | 0 | 0 | 0
PeakO | 0 | 0 | 0 | 0 | 0 | 0
ST | 0 | 0 | 0 | 0 | 0 | 0
STOG | 0 | 0 | 0 | 0 | 0 | 0
STWD | 0 | 0 | 0 | 0 | 0 | 0
WT | 0 | 0 | 0 | 0 | 0 | 0
IGCC | 0 | 0 | 0 | 0 | 0 | 0
DemandResponse | 0 | 0 | 0 | 0 | 0 | 0
IGCC-CCS | 0 | 0 | 0 | 0 | 0 | 0
WT_off | 0 | 0 | 0 | 0 | 0 | 0
PseudoUnit | 0 | 0 | 0 | 0 | 0 | 0
FixedInterchange | 0 | 0 | 0 | 0 | 0 | 0
Retrofit FOM Costs by Reporting Type: Nebraska
ReportingType | 2015 | 2020 | 2025 | 2030 | 2035 | 2040
BM | 0 | 0 | 0 | 0 | 0 | 0
CC | 0 | 0 | 0 | 0 | 0 | 0
CSP | 0 | 0 | 0 | 0 | 0 | 0
CT | 0 | 0 | 0 | 0 | 0 | 0
Coal | 4.88 | 22.22 | 22.22 | 22.22 | 22.22 | 22.22
Geo | 0 | 0 | 0 | 0 | 0 | 0
H | 0 | 0 | 0 | 0 | 0 | 0
LFG | 0 | 0 | 0 | 0 | 0 | 0
Nuc | 0 | 0 | 0 | 0 | 0 | 0
PS | 0 | 0 | 0 | 0 | 0 | 0
PV | 0 | 0 | 0 | 0 | 0 | 0
PeakG | 0 | 0 | 0 | 0 | 0 | 0
PeakO | 0 | 0 | 0 | 0 | 0 | 0
ST | 0 | 0 | 0 | 0 | 0 | 0
STOG | 0 | 0 | 0 | 0 | 0 | 0
STWD | 0 | 0 | 0 | 0 | 0 | 0
WT | 0 | 0 | 0 | 0 | 0 | 0
IGCC | 0 | 0 | 0 | 0 | 0 | 0
DemandResponse | 0 | 0 | 0 | 0 | 0 | 0
IGCC-CCS | 0 | 0 | 0 | 0 | 0 | 0
WT_off | 0 | 0 | 0 | 0 | 0 | 0
PseudoUnit | 0 | 0 | 0 | 0 | 0 | 0
FixedInterchange | 0 | 0 | 0 | 0 | 0 | 0
Retrofit FOM Costs by Reporting Type: NEISO
ReportingType | 2015 | 2020 | 2025 | 2030 | 2035 | 2040
BM | 0 | 0 | 0 | 0 | 0 | 0
CC | 0 | 0 | 0 | 0 | 0 | 0
CSP | 0 | 0 | 0 | 0 | 0 | 0
CT | 0 | 0 | 0 | 0 | 0 | 0
Coal | 4.08 | 0 | 0 | 0 | 0 | 0
Geo | 0 | 0 | 0 | 0 | 0 | 0
H | 0 | 0 | 0 | 0 | 0 | 0
LFG | 0 | 0 | 0 | 0 | 0 | 0
Nuc | 0 | 0 | 0 | 0 | 0 | 0
PS | 0 | 0 | 0 | 0 | 0 | 0
PV | 0 | 0 | 0 | 0 | 0 | 0
PeakG | 0 | 0 | 0 | 0 | 0 | 0
PeakO | 0 | 0 | 0 | 0 | 0 | 0
ST | 0 | 0 | 0 | 0 | 0 | 0
STOG | 0 | 0 | 0 | 0 | 0 | 0
STWD | 0 | 0 | 0 | 0 | 0 | 0
WT | 0 | 0 | 0 | 0 | 0 | 0
IGCC | 0 | 0 | 0 | 0 | 0 | 0
DemandResponse | 0 | 0 | 0 | 0 | 0 | 0
IGCC-CCS | 0 | 0 | 0 | 0 | 0 | 0
WT_off | 0 | 0 | 0 | 0 | 0 | 0
PseudoUnit | 0 | 0 | 0 | 0 | 0 | 0
FixedInterchange | 0 | 0 | 0 | 0 | 0 | 0
Retrofit FOM Costs by Reporting Type: NonRTO_Midwest
ReportingType | 2015 | 2020 | 2025 | 2030 | 2035 | 2040
BM | 0 | 0 | 0 | 0 | 0 | 0
CC | 0 | 0 | 0 | 0 | 0 | 0
CSP | 0 | 0 | 0 | 0 | 0 | 0
CT | 0 | 0 | 0 | 0 | 0 | 0
Coal | 88.22 | 94.71 | 94.71 | 94.71 | 94.71 | 94.71
Geo | 0 | 0 | 0 | 0 | 0 | 0
H | 0 | 0 | 0 | 0 | 0 | 0
LFG | 0 | 0 | 0 | 0 | 0 | 0
Nuc | 0 | 0 | 0 | 0 | 0 | 0
PS | 0 | 0 | 0 | 0 | 0 | 0
PV | 0 | 0 | 0 | 0 | 0 | 0
PeakG | 0 | 0 | 0 | 0 | 0 | 0
PeakO | 0 | 0 | 0 | 0 | 0 | 0
ST | 0 | 0 | 0 | 0 | 0 | 0
STOG | 0 | 0 | 0 | 0 | 0 | 0
STWD | 0 | 0 | 0 | 0 | 0 | 0
WT | 0 | 0 | 0 | 0 | 0 | 0
IGCC | 0 | 0 | 0 | 0 | 0 | 0
DemandResponse | 0 | 0 | 0 | 0 | 0 | 0
IGCC-CCS | 0 | 0 | 0 | 0 | 0 | 0
WT_off | 0 | 0 | 0 | 0 | 0 | 0
PseudoUnit | 0 | 0 | 0 | 0 | 0 | 0
FixedInterchange | 0 | 0 | 0 | 0 | 0 | 0
Retrofit FOM Costs by Reporting Type: NYISO_A-F
ReportingType | 2015 | 2020 | 2025 | 2030 | 2035 | 2040
BM | 0 | 0 | 0 | 0 | 0 | 0
CC | 0 | 0 | 0 | 0 | 0 | 0
CSP | 0 | 0 | 0 | 0 | 0 | 0
CT | 0 | 0 | 0 | 0 | 0 | 0
Coal | 0 | 0 | 0 | 0 | 0 | 0
Geo | 0 | 0 | 0 | 0 | 0 | 0
H | 0 | 0 | 0 | 0 | 0 | 0
LFG | 0 | 0 | 0 | 0 | 0 | 0
Nuc | 0 | 0 | 0 | 0 | 0 | 0
PS | 0 | 0 | 0 | 0 | 0 | 0
PV | 0 | 0 | 0 | 0 | 0 | 0
PeakG | 0 | 0 | 0 | 0 | 0 | 0
PeakO | 0 | 0 | 0 | 0 | 0 | 0
ST | 0 | 0 | 0 | 0 | 0 | 0
STOG | 0 | 0 | 0 | 0 | 0 | 0
STWD | 0 | 0 | 0 | 0 | 0 | 0
WT | 0 | 0 | 0 | 0 | 0 | 0
IGCC | 0 | 0 | 0 | 0 | 0 | 0
DemandResponse | 0 | 0 | 0 | 0 | 0 | 0
IGCC-CCS | 0 | 0 | 0 | 0 | 0 | 0
WT_off | 0 | 0 | 0 | 0 | 0 | 0
PseudoUnit | 0 | 0 | 0 | 0 | 0 | 0
FixedInterchange | 0 | 0 | 0 | 0 | 0 | 0
Retrofit FOM Costs by Reporting Type: NYISO_G-I
ReportingType | 2015 | 2020 | 2025 | 2030 | 2035 | 2040
BM | 0 | 0 | 0 | 0 | 0 | 0
CC | 0 | 0 | 0 | 0 | 0 | 0
CSP | 0 | 0 | 0 | 0 | 0 | 0
CT | 0 | 0 | 0 | 0 | 0 | 0
Coal | 0 | 0 | 0 | 0 | 0 | 0
Geo | 0 | 0 | 0 | 0 | 0 | 0
H | 0 | 0 | 0 | 0 | 0 | 0
LFG | 0 | 0 | 0 | 0 | 0 | 0
Nuc | 0 | 0 | 0 | 0 | 0 | 0
PS | 0 | 0 | 0 | 0 | 0 | 0
PV | 0 | 0 | 0 | 0 | 0 | 0
PeakG | 0 | 0 | 0 | 0 | 0 | 0
PeakO | 0 | 0 | 0 | 0 | 0 | 0
ST | 0 | 0 | 0 | 0 | 0 | 0
STOG | 0 | 0 | 0 | 0 | 0 | 0
STWD | 0 | 0 | 0 | 0 | 0 | 0
WT | 0 | 0 | 0 | 0 | 0 | 0
IGCC | 0 | 0 | 0 | 0 | 0 | 0
DemandResponse | 0 | 0 | 0 | 0 | 0 | 0
IGCC-CCS | 0 | 0 | 0 | 0 | 0 | 0
WT_off | 0 | 0 | 0 | 0 | 0 | 0
PseudoUnit | 0 | 0 | 0 | 0 | 0 | 0
FixedInterchange | 0 | 0 | 0 | 0 | 0 | 0
Retrofit FOM Costs by Reporting Type: NYISO_J-K
ReportingType | 2015 | 2020 | 2025 | 2030 | 2035 | 2040
BM | 0 | 0 | 0 | 0 | 0 | 0
CC | 0 | 0 | 0 | 0 | 0 | 0
CSP | 0 | 0 | 0 | 0 | 0 | 0
CT | 0 | 0 | 0 | 0 | 0 | 0
Coal | 0 | 0 | 0 | 0 | 0 | 0
Geo | 0 | 0 | 0 | 0 | 0 | 0
H | 0 | 0 | 0 | 0 | 0 | 0
LFG | 0 | 0 | 0 | 0 | 0 | 0
Nuc | 0 | 0 | 0 | 0 | 0 | 0
PS | 0 | 0 | 0 | 0 | 0 | 0
PV | 0 | 0 | 0 | 0 | 0 | 0
PeakG | 0 | 0 | 0 | 0 | 0 | 0
PeakO | 0 | 0 | 0 | 0 | 0 | 0
ST | 0 | 0 | 0 | 0 | 0 | 0
STOG | 0 | 0 | 0 | 0 | 0 | 0
STWD | 0 | 0 | 0 | 0 | 0 | 0
WT | 0 | 0 | 0 | 0 | 0 | 0
IGCC | 0 | 0 | 0 | 0 | 0 | 0
DemandResponse | 0 | 0 | 0 | 0 | 0 | 0
IGCC-CCS | 0 | 0 | 0 | 0 | 0 | 0
WT_off | 0 | 0 | 0 | 0 | 0 | 0
PseudoUnit | 0 | 0 | 0 | 0 | 0 | 0
FixedInterchange | 0 | 0 | 0 | 0 | 0 | 0
Retrofit FOM Costs by Reporting Type: PJM_E
ReportingType | 2015 | 2020 | 2025 | 2030 | 2035 | 2040
BM | 0 | 0 | 0 | 0 | 0 | 0
CC | 0 | 0 | 0 | 0 | 0 | 0
CSP | 0 | 0 | 0 | 0 | 0 | 0
CT | 0 | 0 | 0 | 0 | 0 | 0
Coal | 2.35 | 1.28 | 1.28 | 1.28 | 1.28 | 1.28
Geo | 0 | 0 | 0 | 0 | 0 | 0
H | 0 | 0 | 0 | 0 | 0 | 0
LFG | 0 | 0 | 0 | 0 | 0 | 0
Nuc | 0 | 0 | 0 | 0 | 0 | 0
PS | 0 | 0 | 0 | 0 | 0 | 0
PV | 0 | 0 | 0 | 0 | 0 | 0
PeakG | 0 | 0 | 0 | 0 | 0 | 0
PeakO | 0 | 0 | 0 | 0 | 0 | 0
ST | 0 | 0 | 0 | 0 | 0 | 0
STOG | 0 | 0 | 0 | 0 | 0 | 0
STWD | 0 | 0 | 0 | 0 | 0 | 0
WT | 0 | 0 | 0 | 0 | 0 | 0
IGCC | 0 | 0 | 0 | 0 | 0 | 0
DemandResponse | 0 | 0 | 0 | 0 | 0 | 0
IGCC-CCS | 0 | 0 | 0 | 0 | 0 | 0
WT_off | 0 | 0 | 0 | 0 | 0 | 0
PseudoUnit | 0 | 0 | 0 | 0 | 0 | 0
FixedInterchange | 0 | 0 | 0 | 0 | 0 | 0
Retrofit FOM Costs by Reporting Type: PJM_ROM
ReportingType | 2015 | 2020 | 2025 | 2030 | 2035 | 2040
BM | 0 | 0 | 0 | 0 | 0 | 0
CC | 0 | 0 | 0 | 0 | 0 | 0
CSP | 0 | 0 | 0 | 0 | 0 | 0
CT | 0 | 0 | 0 | 0 | 0 | 0
Coal | 58.52 | 68.08 | 68.08 | 68.08 | 68.08 | 68.08
Geo | 0 | 0 | 0 | 0 | 0 | 0
H | 0 | 0 | 0 | 0 | 0 | 0
LFG | 0 | 0 | 0 | 0 | 0 | 0
Nuc | 0 | 0 | 0 | 0 | 0 | 0
PS | 0 | 0 | 0 | 0 | 0 | 0
PV | 0 | 0 | 0 | 0 | 0 | 0
PeakG | 0 | 0 | 0 | 0 | 0 | 0
PeakO | 0 | 0 | 0 | 0 | 0 | 0
ST | 0 | 0 | 0 | 0 | 0 | 0
STOG | 0 | 0 | 0 | 0 | 0 | 0
STWD | 0 | 0 | 0 | 0 | 0 | 0
WT | 0 | 0 | 0 | 0 | 0 | 0
IGCC | 0 | 0 | 0 | 0 | 0 | 0
DemandResponse | 0 | 0 | 0 | 0 | 0 | 0
IGCC-CCS | 0 | 0 | 0 | 0 | 0 | 0
WT_off | 0 | 0 | 0 | 0 | 0 | 0
PseudoUnit | 0 | 0 | 0 | 0 | 0 | 0
FixedInterchange | 0 | 0 | 0 | 0 | 0 | 0
Retrofit FOM Costs by Reporting Type: PJM_ROR
ReportingType | 2015 | 2020 | 2025 | 2030 | 2035 | 2040
BM | 0 | 0 | 0 | 0 | 0 | 0
CC | 0 | 0 | 0 | 0 | 0 | 0
CSP | 0 | 0 | 0 | 0 | 0 | 0
CT | 0 | 0 | 0 | 0 | 0 | 0
Coal | 271.27 | 331.28 | 331.28 | 331.28 | 331.28 | 331.28
Geo | 0 | 0 | 0 | 0 | 0 | 0
H | 0 | 0 | 0 | 0 | 0 | 0
LFG | 0 | 0 | 0 | 0 | 0 | 0
Nuc | 0 | 0 | 0 | 0 | 0 | 0
PS | 0 | 0 | 0 | 0 | 0 | 0
PV | 0 | 0 | 0 | 0 | 0 | 0
PeakG | 0 | 0 | 0 | 0 | 0 | 0
PeakO | 0 | 0 | 0 | 0 | 0 | 0
ST | 0 | 0 | 0 | 0 | 0 | 0
STOG | 0 | 0 | 0 | 0 | 0 | 0
STWD | 0 | 0 | 0 | 0 | 0 | 0
WT | 0 | 0 | 0 | 0 | 0 | 0
IGCC | 0 | 0 | 0 | 0 | 0 | 0
DemandResponse | 0 | 0 | 0 | 0 | 0 | 0
IGCC-CCS | 0 | 0 | 0 | 0 | 0 | 0
WT_off | 0 | 0 | 0 | 0 | 0 | 0
PseudoUnit | 0 | 0 | 0 | 0 | 0 | 0
FixedInterchange | 0 | 0 | 0 | 0 | 0 | 0
Retrofit FOM Costs by Reporting Type: SOCO
ReportingType | 2015 | 2020 | 2025 | 2030 | 2035 | 2040
BM | 0 | 0 | 0 | 0 | 0 | 0
CC | 0 | 0 | 0 | 0 | 0 | 0
CSP | 0 | 0 | 0 | 0 | 0 | 0
CT | 0 | 0 | 0 | 0 | 0 | 0
Coal | 132.67 | 140.94 | 140.94 | 140.94 | 140.94 | 140.94
Geo | 0 | 0 | 0 | 0 | 0 | 0
H | 0 | 0 | 0 | 0 | 0 | 0
LFG | 0 | 0 | 0 | 0 | 0 | 0
Nuc | 0 | 0 | 0 | 0 | 0 | 0
PS | 0 | 0 | 0 | 0 | 0 | 0
PV | 0 | 0 | 0 | 0 | 0 | 0
PeakG | 0 | 0 | 0 | 0 | 0 | 0
PeakO | 0 | 0 | 0 | 0 | 0 | 0
ST | 0 | 0 | 0 | 0 | 0 | 0
STOG | 0 | 0 | 0 | 0 | 0 | 0
STWD | 0 | 0 | 0 | 0 | 0 | 0
WT | 0 | 0 | 0 | 0 | 0 | 0
IGCC | 0 | 0 | 0 | 0 | 0 | 0
DemandResponse | 0 | 0 | 0 | 0 | 0 | 0
IGCC-CCS | 0 | 0 | 0 | 0 | 0 | 0
WT_off | 0 | 0 | 0 | 0 | 0 | 0
PseudoUnit | 0 | 0 | 0 | 0 | 0 | 0
FixedInterchange | 0 | 0 | 0 | 0 | 0 | 0
Retrofit FOM Costs by Reporting Type: SPP_N
ReportingType | 2015 | 2020 | 2025 | 2030 | 2035 | 2040
BM | 0 | 0 | 0 | 0 | 0 | 0
CC | 0 | 0 | 0 | 0 | 0 | 0
CSP | 0 | 0 | 0 | 0 | 0 | 0
CT | 0 | 0 | 0 | 0 | 0 | 0
Coal | 36.22 | 47.87 | 47.87 | 47.87 | 47.87 | 47.87
Geo | 0 | 0 | 0 | 0 | 0 | 0
H | 0 | 0 | 0 | 0 | 0 | 0
LFG | 0 | 0 | 0 | 0 | 0 | 0
Nuc | 0 | 0 | 0 | 0 | 0 | 0
PS | 0 | 0 | 0 | 0 | 0 | 0
PV | 0 | 0 | 0 | 0 | 0 | 0
PeakG | 0 | 0 | 0 | 0 | 0 | 0
PeakO | 0 | 0 | 0 | 0 | 0 | 0
ST | 0 | 0 | 0 | 0 | 0 | 0
STOG | 0 | 0 | 0 | 0 | 0 | 0
STWD | 0 | 0 | 0 | 0 | 0 | 0
WT | 0 | 0 | 0 | 0 | 0 | 0
IGCC | 0 | 0 | 0 | 0 | 0 | 0
DemandResponse | 0 | 0 | 0 | 0 | 0 | 0
IGCC-CCS | 0 | 0 | 0 | 0 | 0 | 0
WT_off | 0 | 0 | 0 | 0 | 0 | 0
PseudoUnit | 0 | 0 | 0 | 0 | 0 | 0
FixedInterchange | 0 | 0 | 0 | 0 | 0 | 0
Retrofit FOM Costs by Reporting Type: SPP_S
ReportingType | 2015 | 2020 | 2025 | 2030 | 2035 | 2040
BM | 0 | 0 | 0 | 0 | 0 | 0
CC | 0 | 0 | 0 | 0 | 0 | 0
CSP | 0 | 0 | 0 | 0 | 0 | 0
CT | 0 | 0 | 0 | 0 | 0 | 0
Coal | 20.12 | 33.89 | 33.89 | 33.89 | 33.89 | 33.89
Geo | 0 | 0 | 0 | 0 | 0 | 0
H | 0 | 0 | 0 | 0 | 0 | 0
LFG | 0 | 0 | 0 | 0 | 0 | 0
Nuc | 0 | 0 | 0 | 0 | 0 | 0
PS | 0 | 0 | 0 | 0 | 0 | 0
PV | 0 | 0 | 0 | 0 | 0 | 0
PeakG | 0 | 0 | 0 | 0 | 0 | 0
PeakO | 0 | 0 | 0 | 0 | 0 | 0
ST | 0 | 0 | 0 | 0 | 0 | 0
STOG | 0 | 0 | 0 | 0 | 0 | 0
STWD | 0 | 0 | 0 | 0 | 0 | 0
WT | 0 | 0 | 0 | 0 | 0 | 0
IGCC | 0 | 0 | 0 | 0 | 0 | 0
DemandResponse | 0 | 0 | 0 | 0 | 0 | 0
IGCC-CCS | 0 | 0 | 0 | 0 | 0 | 0
WT_off | 0 | 0 | 0 | 0 | 0 | 0
PseudoUnit | 0 | 0 | 0 | 0 | 0 | 0
FixedInterchange | 0 | 0 | 0 | 0 | 0 | 0
Retrofit FOM Costs by Reporting Type: TVA
ReportingType | 2015 | 2020 | 2025 | 2030 | 2035 | 2040
BM | 0 | 0 | 0 | 0 | 0 | 0
CC | 0 | 0 | 0 | 0 | 0 | 0
CSP | 0 | 0 | 0 | 0 | 0 | 0
CT | 0 | 0 | 0 | 0 | 0 | 0
Coal | 56.14 | 69.83 | 69.83 | 69.83 | 69.83 | 69.83
Geo | 0 | 0 | 0 | 0 | 0 | 0
H | 0 | 0 | 0 | 0 | 0 | 0
LFG | 0 | 0 | 0 | 0 | 0 | 0
Nuc | 0 | 0 | 0 | 0 | 0 | 0
PS | 0 | 0 | 0 | 0 | 0 | 0
PV | 0 | 0 | 0 | 0 | 0 | 0
PeakG | 0 | 0 | 0 | 0 | 0 | 0
PeakO | 0 | 0 | 0 | 0 | 0 | 0
ST | 0 | 0 | 0 | 0 | 0 | 0
STOG | 0 | 0 | 0 | 0 | 0 | 0
STWD | 0 | 0 | 0 | 0 | 0 | 0
WT | 0 | 0 | 0 | 0 | 0 | 0
IGCC | 0 | 0 | 0 | 0 | 0 | 0
DemandResponse | 0 | 0 | 0 | 0 | 0 | 0
IGCC-CCS | 0 | 0 | 0 | 0 | 0 | 0
WT_off | 0 | 0 | 0 | 0 | 0 | 0
PseudoUnit | 0 | 0 | 0 | 0 | 0 | 0
FixedInterchange | 0 | 0 | 0 | 0 | 0 | 0
Retrofit FOM Costs by Reporting Type: TVA_Transmission
ReportingType | 2015 | 2020 | 2025 | 2030 | 2035 | 2040
BM | 0 | 0 | 0 | 0 | 0 | 0
CC | 0 | 0 | 0 | 0 | 0 | 0
CSP | 0 | 0 | 0 | 0 | 0 | 0
CT | 0 | 0 | 0 | 0 | 0 | 0
Coal | 0 | 0 | 0 | 0 | 0 | 0
Geo | 0 | 0 | 0 | 0 | 0 | 0
H | 0 | 0 | 0 | 0 | 0 | 0
LFG | 0 | 0 | 0 | 0 | 0 | 0
Nuc | 0 | 0 | 0 | 0 | 0 | 0
PS | 0 | 0 | 0 | 0 | 0 | 0
PV | 0 | 0 | 0 | 0 | 0 | 0
PeakG | 0 | 0 | 0 | 0 | 0 | 0
PeakO | 0 | 0 | 0 | 0 | 0 | 0
ST | 0 | 0 | 0 | 0 | 0 | 0
STOG | 0 | 0 | 0 | 0 | 0 | 0
STWD | 0 | 0 | 0 | 0 | 0 | 0
WT | 0 | 0 | 0 | 0 | 0 | 0
IGCC | 0 | 0 | 0 | 0 | 0 | 0
DemandResponse | 0 | 0 | 0 | 0 | 0 | 0
IGCC-CCS | 0 | 0 | 0 | 0 | 0 | 0
WT_off | 0 | 0 | 0 | 0 | 0 | 0
PseudoUnit | 0 | 0 | 0 | 0 | 0 | 0
FixedInterchange | 0 | 0 | 0 | 0 | 0 | 0
Retrofit FOM Costs by Reporting Type: VACAR
ReportingType | 2015 | 2020 | 2025 | 2030 | 2035 | 2040
BM | 0 | 0 | 0 | 0 | 0 | 0
CC | 0 | 0 | 0 | 0 | 0 | 0
CSP | 0 | 0 | 0 | 0 | 0 | 0
CT | 0 | 0 | 0 | 0 | 0 | 0
Coal | 136.75 | 139.92 | 139.92 | 139.92 | 139.92 | 139.92
Geo | 0 | 0 | 0 | 0 | 0 | 0
H | 0 | 0 | 0 | 0 | 0 | 0
LFG | 0 | 0 | 0 | 0 | 0 | 0
Nuc | 0 | 0 | 0 | 0 | 0 | 0
PS | 0 | 0 | 0 | 0 | 0 | 0
PV | 0 | 0 | 0 | 0 | 0 | 0
PeakG | 0 | 0 | 0 | 0 | 0 | 0
PeakO | 0 | 0 | 0 | 0 | 0 | 0
ST | 0 | 0 | 0 | 0 | 0 | 0
STOG | 0 | 0 | 0 | 0 | 0 | 0
STWD | 0 | 0 | 0 | 0 | 0 | 0
WT | 0 | 0 | 0 | 0 | 0 | 0
IGCC | 0 | 0 | 0 | 0 | 0 | 0
DemandResponse | 0 | 0 | 0 | 0 | 0 | 0
IGCC-CCS | 0 | 0 | 0 | 0 | 0 | 0
WT_off | 0 | 0 | 0 | 0 | 0 | 0
PseudoUnit | 0 | 0 | 0 | 0 | 0 | 0
FixedInterchange | 0 | 0 | 0 | 0 | 0 | 0
Retrofit FOM Costs by Reporting Type: IESO
ReportingType | 2015 | 2020 | 2025 | 2030 | 2035 | 2040
BM | 0 | 0 | 0 | 0 | 0 | 0
CC | 0 | 0 | 0 | 0 | 0 | 0
CSP | 0 | 0 | 0 | 0 | 0 | 0
CT | 0 | 0 | 0 | 0 | 0 | 0
Coal | 0 | 0 | 0 | 0 | 0 | 0
Geo | 0 | 0 | 0 | 0 | 0 | 0
H | 0 | 0 | 0 | 0 | 0 | 0
LFG | 0 | 0 | 0 | 0 | 0 | 0
Nuc | 0 | 0 | 0 | 0 | 0 | 0
PS | 0 | 0 | 0 | 0 | 0 | 0
PV | 0 | 0 | 0 | 0 | 0 | 0
PeakG | 0 | 0 | 0 | 0 | 0 | 0
PeakO | 0 | 0 | 0 | 0 | 0 | 0
ST | 0 | 0 | 0 | 0 | 0 | 0
STOG | 0 | 0 | 0 | 0 | 0 | 0
STWD | 0 | 0 | 0 | 0 | 0 | 0
WT | 0 | 0 | 0 | 0 | 0 | 0
IGCC | 0 | 0 | 0 | 0 | 0 | 0
DemandResponse | 0 | 0 | 0 | 0 | 0 | 0
IGCC-CCS | 0 | 0 | 0 | 0 | 0 | 0
WT_off | 0 | 0 | 0 | 0 | 0 | 0
PseudoUnit | 0 | 0 | 0 | 0 | 0 | 0
FixedInterchange | 0 | 0 | 0 | 0 | 0 | 0
Retrofit FOM Costs by Reporting Type: MAPP_CA
ReportingType | 2015 | 2020 | 2025 | 2030 | 2035 | 2040
BM | 0 | 0 | 0 | 0 | 0 | 0
CC | 0 | 0 | 0 | 0 | 0 | 0
CSP | 0 | 0 | 0 | 0 | 0 | 0
CT | 0 | 0 | 0 | 0 | 0 | 0
Coal | 0 | 0 | 0 | 0 | 0 | 0
Geo | 0 | 0 | 0 | 0 | 0 | 0
H | 0 | 0 | 0 | 0 | 0 | 0
LFG | 0 | 0 | 0 | 0 | 0 | 0
Nuc | 0 | 0 | 0 | 0 | 0 | 0
PS | 0 | 0 | 0 | 0 | 0 | 0
PV | 0 | 0 | 0 | 0 | 0 | 0
PeakG | 0 | 0 | 0 | 0 | 0 | 0
PeakO | 0 | 0 | 0 | 0 | 0 | 0
ST | 0 | 0 | 0 | 0 | 0 | 0
STOG | 0 | 0 | 0 | 0 | 0 | 0
STWD | 0 | 0 | 0 | 0 | 0 | 0
WT | 0 | 0 | 0 | 0 | 0 | 0
IGCC | 0 | 0 | 0 | 0 | 0 | 0
DemandResponse | 0 | 0 | 0 | 0 | 0 | 0
IGCC-CCS | 0 | 0 | 0 | 0 | 0 | 0
WT_off | 0 | 0 | 0 | 0 | 0 | 0
PseudoUnit | 0 | 0 | 0 | 0 | 0 | 0
FixedInterchange | 0 | 0 | 0 | 0 | 0 | 0
Retrofit FOM Costs by Reporting Type: AZ_NM_SNV_Coal
ReportingType | 2015 | 2020 | 2025 | 2030 | 2035 | 2040
BM | 0 | 0 | 0 | 0 | 0 | 0
CC | 0 | 0 | 0 | 0 | 0 | 0
CSP | 0 | 0 | 0 | 0 | 0 | 0
CT | 0 | 0 | 0 | 0 | 0 | 0
Coal | 70.07 | 75.36 | 75.36 | 75.36 | 75.36 | 75.36
Geo | 0 | 0 | 0 | 0 | 0 | 0
H | 0 | 0 | 0 | 0 | 0 | 0
LFG | 0 | 0 | 0 | 0 | 0 | 0
Nuc | 0 | 0 | 0 | 0 | 0 | 0
PS | 0 | 0 | 0 | 0 | 0 | 0
PV | 0 | 0 | 0 | 0 | 0 | 0
PeakG | 0 | 0 | 0 | 0 | 0 | 0
PeakO | 0 | 0 | 0 | 0 | 0 | 0
ST | 0 | 0 | 0 | 0 | 0 | 0
STOG | 0 | 0 | 0 | 0 | 0 | 0
STWD | 0 | 0 | 0 | 0 | 0 | 0
WT | 0 | 0 | 0 | 0 | 0 | 0
IGCC | 0 | 0 | 0 | 0 | 0 | 0
DemandResponse | 0 | 0 | 0 | 0 | 0 | 0
IGCC-CCS | 0 | 0 | 0 | 0 | 0 | 0
WT_off | 0 | 0 | 0 | 0 | 0 | 0
PseudoUnit | 0 | 0 | 0 | 0 | 0 | 0
FixedInterchange | 0 | 0 | 0 | 0 | 0 | 0
Retrofit FOM Costs by Reporting Type: AZ_NM_SNV_Gas
ReportingType | 2015 | 2020 | 2025 | 2030 | 2035 | 2040
BM | 0 | 0 | 0 | 0 | 0 | 0
CC | 0 | 0 | 0 | 0 | 0 | 0
CSP | 0 | 0 | 0 | 0 | 0 | 0
CT | 0 | 0 | 0 | 0 | 0 | 0
Coal | 0 | 0 | 0 | 0 | 0 | 0
Geo | 0 | 0 | 0 | 0 | 0 | 0
H | 0 | 0 | 0 | 0 | 0 | 0
LFG | 0 | 0 | 0 | 0 | 0 | 0
Nuc | 0 | 0 | 0 | 0 | 0 | 0
PS | 0 | 0 | 0 | 0 | 0 | 0
PV | 0 | 0 | 0 | 0 | 0 | 0
PeakG | 0 | 0 | 0 | 0 | 0 | 0
PeakO | 0 | 0 | 0 | 0 | 0 | 0
ST | 0 | 0 | 0 | 0 | 0 | 0
STOG | 0 | 0 | 0 | 0 | 0 | 0
STWD | 0 | 0 | 0 | 0 | 0 | 0
WT | 0 | 0 | 0 | 0 | 0 | 0
IGCC | 0 | 0 | 0 | 0 | 0 | 0
DemandResponse | 0 | 0 | 0 | 0 | 0 | 0
IGCC-CCS | 0 | 0 | 0 | 0 | 0 | 0
WT_off | 0 | 0 | 0 | 0 | 0 | 0
PseudoUnit | 0 | 0 | 0 | 0 | 0 | 0
FixedInterchange | 0 | 0 | 0 | 0 | 0 | 0
Retrofit FOM Costs by Reporting Type: AZ_NM_SNV_NucRenew
ReportingType | 2015 | 2020 | 2025 | 2030 | 2035 | 2040
BM | 0 | 0 | 0 | 0 | 0 | 0
CC | 0 | 0 | 0 | 0 | 0 | 0
CSP | 0 | 0 | 0 | 0 | 0 | 0
CT | 0 | 0 | 0 | 0 | 0 | 0
Coal | 0 | 0 | 0 | 0 | 0 | 0
Geo | 0 | 0 | 0 | 0 | 0 | 0
H | 0 | 0 | 0 | 0 | 0 | 0
LFG | 0 | 0 | 0 | 0 | 0 | 0
Nuc | 0 | 0 | 0 | 0 | 0 | 0
PS | 0 | 0 | 0 | 0 | 0 | 0
PV | 0 | 0 | 0 | 0 | 0 | 0
PeakG | 0 | 0 | 0 | 0 | 0 | 0
PeakO | 0 | 0 | 0 | 0 | 0 | 0
ST | 0 | 0 | 0 | 0 | 0 | 0
STOG | 0 | 0 | 0 | 0 | 0 | 0
STWD | 0 | 0 | 0 | 0 | 0 | 0
WT | 0 | 0 | 0 | 0 | 0 | 0
IGCC | 0 | 0 | 0 | 0 | 0 | 0
DemandResponse | 0 | 0 | 0 | 0 | 0 | 0
IGCC-CCS | 0 | 0 | 0 | 0 | 0 | 0
WT_off | 0 | 0 | 0 | 0 | 0 | 0
PseudoUnit | 0 | 0 | 0 | 0 | 0 | 0
FixedInterchange | 0 | 0 | 0 | 0 | 0 | 0
Retrofit FOM Costs by Reporting Type: ERCOT
ReportingType | 2015 | 2020 | 2025 | 2030 | 2035 | 2040
BM | 0 | 0 | 0 | 0 | 0 | 0
CC | 0 | 0 | 0 | 0 | 0 | 0
CSP | 0 | 0 | 0 | 0 | 0 | 0
CT | 0 | 0 | 0 | 0 | 0 | 0
Coal | 95.78 | 116.56 | 116.56 | 116.56 | 116.56 | 116.56
Geo | 0 | 0 | 0 | 0 | 0 | 0
H | 0 | 0 | 0 | 0 | 0 | 0
LFG | 0 | 0 | 0 | 0 | 0 | 0
Nuc | 0 | 0 | 0 | 0 | 0 | 0
PS | 0 | 0 | 0 | 0 | 0 | 0
PV | 0 | 0 | 0 | 0 | 0 | 0
PeakG | 0 | 0 | 0 | 0 | 0 | 0
PeakO | 0 | 0 | 0 | 0 | 0 | 0
ST | 0 | 0 | 0 | 0 | 0 | 0
STOG | 0 | 0 | 0 | 0 | 0 | 0
STWD | 0 | 0 | 0 | 0 | 0 | 0
WT | 0 | 0 | 0 | 0 | 0 | 0
IGCC | 0 | 0 | 0 | 0 | 0 | 0
DemandResponse | 0 | 0 | 0 | 0 | 0 | 0
IGCC-CCS | 0 | 0 | 0 | 0 | 0 | 0
WT_off | 0 | 0 | 0 | 0 | 0 | 0
PseudoUnit | 0 | 0 | 0 | 0 | 0 | 0
FixedInterchange | 0 | 0 | 0 | 0 | 0 | 0
Retrofit FOM Costs by Reporting Type: NP15
ReportingType | 2015 | 2020 | 2025 | 2030 | 2035 | 2040
BM | 0 | 0 | 0 | 0 | 0 | 0
CC | 0 | 0 | 0 | 0 | 0 | 0
CSP | 0 | 0 | 0 | 0 | 0 | 0
CT | 0 | 0 | 0 | 0 | 0 | 0
Coal | 0.19 | 0.34 | 0.34 | 0.34 | 0.34 | 0
Geo | 0 | 0 | 0 | 0 | 0 | 0
H | 0 | 0 | 0 | 0 | 0 | 0
LFG | 0 | 0 | 0 | 0 | 0 | 0
Nuc | 0 | 0 | 0 | 0 | 0 | 0
PS | 0 | 0 | 0 | 0 | 0 | 0
PV | 0 | 0 | 0 | 0 | 0 | 0
PeakG | 0 | 0 | 0 | 0 | 0 | 0
PeakO | 0 | 0 | 0 | 0 | 0 | 0
ST | 0 | 0 | 0 | 0 | 0 | 0
STOG | 0 | 0 | 0 | 0 | 0 | 0
STWD | 0 | 0 | 0 | 0 | 0 | 0
WT | 0 | 0 | 0 | 0 | 0 | 0
IGCC | 0 | 0 | 0 | 0 | 0 | 0
DemandResponse | 0 | 0 | 0 | 0 | 0 | 0
IGCC-CCS | 0 | 0 | 0 | 0 | 0 | 0
WT_off | 0 | 0 | 0 | 0 | 0 | 0
PseudoUnit | 0 | 0 | 0 | 0 | 0 | 0
FixedInterchange | 0 | 0 | 0 | 0 | 0 | 0
Retrofit FOM Costs by Reporting Type: NWPP_Coal
ReportingType | 2015 | 2020 | 2025 | 2030 | 2035 | 2040
BM | 0 | 0 | 0 | 0 | 0 | 0
CC | 0 | 0 | 0 | 0 | 0 | 0
CSP | 0 | 0 | 0 | 0 | 0 | 0
CT | 0 | 0 | 0 | 0 | 0 | 0
Coal | 67.09 | 76.88 | 76.88 | 76.88 | 76.88 | 76.88
Geo | 0 | 0 | 0 | 0 | 0 | 0
H | 0 | 0 | 0 | 0 | 0 | 0
LFG | 0 | 0 | 0 | 0 | 0 | 0
Nuc | 0 | 0 | 0 | 0 | 0 | 0
PS | 0 | 0 | 0 | 0 | 0 | 0
PV | 0 | 0 | 0 | 0 | 0 | 0
PeakG | 0 | 0 | 0 | 0 | 0 | 0
PeakO | 0 | 0 | 0 | 0 | 0 | 0
ST | 0 | 0 | 0 | 0 | 0 | 0
STOG | 0 | 0 | 0 | 0 | 0 | 0
STWD | 0 | 0 | 0 | 0 | 0 | 0
WT | 0 | 0 | 0 | 0 | 0 | 0
IGCC | 0 | 0 | 0 | 0 | 0 | 0
DemandResponse | 0 | 0 | 0 | 0 | 0 | 0
IGCC-CCS | 0 | 0 | 0 | 0 | 0 | 0
WT_off | 0 | 0 | 0 | 0 | 0 | 0
PseudoUnit | 0 | 0 | 0 | 0 | 0 | 0
FixedInterchange | 0 | 0 | 0 | 0 | 0 | 0
Retrofit FOM Costs by Reporting Type: NWPP_Gas
ReportingType | 2015 | 2020 | 2025 | 2030 | 2035 | 2040
BM | 0 | 0 | 0 | 0 | 0 | 0
CC | 0 | 0 | 0 | 0 | 0 | 0
CSP | 0 | 0 | 0 | 0 | 0 | 0
CT | 0 | 0 | 0 | 0 | 0 | 0
Coal | 0 | 0 | 0 | 0 | 0 | 0
Geo | 0 | 0 | 0 | 0 | 0 | 0
H | 0 | 0 | 0 | 0 | 0 | 0
LFG | 0 | 0 | 0 | 0 | 0 | 0
Nuc | 0 | 0 | 0 | 0 | 0 | 0
PS | 0 | 0 | 0 | 0 | 0 | 0
PV | 0 | 0 | 0 | 0 | 0 | 0
PeakG | 0 | 0 | 0 | 0 | 0 | 0
PeakO | 0 | 0 | 0 | 0 | 0 | 0
ST | 0 | 0 | 0 | 0 | 0 | 0
STOG | 0 | 0 | 0 | 0 | 0 | 0
STWD | 0 | 0 | 0 | 0 | 0 | 0
WT | 0 | 0 | 0 | 0 | 0 | 0
IGCC | 0 | 0 | 0 | 0 | 0 | 0
DemandResponse | 0 | 0 | 0 | 0 | 0 | 0
IGCC-CCS | 0 | 0 | 0 | 0 | 0 | 0
WT_off | 0 | 0 | 0 | 0 | 0 | 0
PseudoUnit | 0 | 0 | 0 | 0 | 0 | 0
FixedInterchange | 0 | 0 | 0 | 0 | 0 | 0
Retrofit FOM Costs by Reporting Type: NWPP_NucRenew
ReportingType | 2015 | 2020 | 2025 | 2030 | 2035 | 2040
BM | 0 | 0 | 0 | 0 | 0 | 0
CC | 0 | 0 | 0 | 0 | 0 | 0
CSP | 0 | 0 | 0 | 0 | 0 | 0
CT | 0 | 0 | 0 | 0 | 0 | 0
Coal | 0 | 0 | 0 | 0 | 0 | 0
Geo | 0 | 0 | 0 | 0 | 0 | 0
H | 0 | 0 | 0 | 0 | 0 | 0
LFG | 0 | 0 | 0 | 0 | 0 | 0
Nuc | 0 | 0 | 0 | 0 | 0 | 0
PS | 0 | 0 | 0 | 0 | 0 | 0
PV | 0 | 0 | 0 | 0 | 0 | 0
PeakG | 0 | 0 | 0 | 0 | 0 | 0
PeakO | 0 | 0 | 0 | 0 | 0 | 0
ST | 0 | 0 | 0 | 0 | 0 | 0
STOG | 0 | 0 | 0 | 0 | 0 | 0
STWD | 0 | 0 | 0 | 0 | 0 | 0
WT | 0 | 0 | 0 | 0 | 0 | 0
IGCC | 0 | 0 | 0 | 0 | 0 | 0
DemandResponse | 0 | 0 | 0 | 0 | 0 | 0
IGCC-CCS | 0 | 0 | 0 | 0 | 0 | 0
WT_off | 0 | 0 | 0 | 0 | 0 | 0
PseudoUnit | 0 | 0 | 0 | 0 | 0 | 0
FixedInterchange | 0 | 0 | 0 | 0 | 0 | 0
Retrofit FOM Costs by Reporting Type: RMPA
ReportingType | 2015 | 2020 | 2025 | 2030 | 2035 | 2040
BM | 0 | 0 | 0 | 0 | 0 | 0
CC | 0 | 0 | 0 | 0 | 0 | 0
CSP | 0 | 0 | 0 | 0 | 0 | 0
CT | 0 | 0 | 0 | 0 | 0 | 0
Coal | 26.21 | 35.01 | 34.59 | 34.59 | 34.59 | 34.59
Geo | 0 | 0 | 0 | 0 | 0 | 0
H | 0 | 0 | 0 | 0 | 0 | 0
LFG | 0 | 0 | 0 | 0 | 0 | 0
Nuc | 0 | 0 | 0 | 0 | 0 | 0
PS | 0 | 0 | 0 | 0 | 0 | 0
PV | 0 | 0 | 0 | 0 | 0 | 0
PeakG | 0 | 0 | 0 | 0 | 0 | 0
PeakO | 0 | 0 | 0 | 0 | 0 | 0
ST | 0 | 0 | 0 | 0 | 0 | 0
STOG | 0 | 0 | 0 | 0 | 0 | 0
STWD | 0 | 0 | 0 | 0 | 0 | 0
WT | 0 | 0 | 0 | 0 | 0 | 0
IGCC | 0 | 0 | 0 | 0 | 0 | 0
DemandResponse | 0 | 0 | 0 | 0 | 0 | 0
IGCC-CCS | 0 | 0 | 0 | 0 | 0 | 0
WT_off | 0 | 0 | 0 | 0 | 0 | 0
PseudoUnit | 0 | 0 | 0 | 0 | 0 | 0
FixedInterchange | 0 | 0 | 0 | 0 | 0 | 0
Retrofit FOM Costs by Reporting Type: SP15
ReportingType | 2015 | 2020 | 2025 | 2030 | 2035 | 2040
BM | 0 | 0 | 0 | 0 | 0 | 0
CC | 0 | 0 | 0 | 0 | 0 | 0
CSP | 0 | 0 | 0 | 0 | 0 | 0
CT | 0 | 0 | 0 | 0 | 0 | 0
Coal | 0.23 | 0.41 | 0.41 | 0.41 | 0.41 | 0
Geo | 0 | 0 | 0 | 0 | 0 | 0
H | 0 | 0 | 0 | 0 | 0 | 0
LFG | 0 | 0 | 0 | 0 | 0 | 0
Nuc | 0 | 0 | 0 | 0 | 0 | 0
PS | 0 | 0 | 0 | 0 | 0 | 0
PV | 0 | 0 | 0 | 0 | 0 | 0
PeakG | 0 | 0 | 0 | 0 | 0 | 0
PeakO | 0 | 0 | 0 | 0 | 0 | 0
ST | 0 | 0 | 0 | 0 | 0 | 0
STOG | 0 | 0 | 0 | 0 | 0 | 0
STWD | 0 | 0 | 0 | 0 | 0 | 0
WT | 0 | 0 | 0 | 0 | 0 | 0
IGCC | 0 | 0 | 0 | 0 | 0 | 0
DemandResponse | 0 | 0 | 0 | 0 | 0 | 0
IGCC-CCS | 0 | 0 | 0 | 0 | 0 | 0
WT_off | 0 | 0 | 0 | 0 | 0 | 0
PseudoUnit | 0 | 0 | 0 | 0 | 0 | 0
FixedInterchange | 0 | 0 | 0 | 0 | 0 | 0
Retrofit FOM Costs by Reporting Type: ALB
ReportingType | 2015 | 2020 | 2025 | 2030 | 2035 | 2040
BM | 0 | 0 | 0 | 0 | 0 | 0
CC | 0 | 0 | 0 | 0 | 0 | 0
CSP | 0 | 0 | 0 | 0 | 0 | 0
CT | 0 | 0 | 0 | 0 | 0 | 0
Coal | 0.29 | 0.29 | 0.29 | 0.29 | 0.29 | 0.29
Geo | 0 | 0 | 0 | 0 | 0 | 0
H | 0 | 0 | 0 | 0 | 0 | 0
LFG | 0 | 0 | 0 | 0 | 0 | 0
Nuc | 0 | 0 | 0 | 0 | 0 | 0
PS | 0 | 0 | 0 | 0 | 0 | 0
PV | 0 | 0 | 0 | 0 | 0 | 0
PeakG | 0 | 0 | 0 | 0 | 0 | 0
PeakO | 0 | 0 | 0 | 0 | 0 | 0
ST | 0 | 0 | 0 | 0 | 0 | 0
STOG | 0 | 0 | 0 | 0 | 0 | 0
STWD | 0 | 0 | 0 | 0 | 0 | 0
WT | 0 | 0 | 0 | 0 | 0 | 0
IGCC | 0 | 0 | 0 | 0 | 0 | 0
DemandResponse | 0 | 0 | 0 | 0 | 0 | 0
IGCC-CCS | 0 | 0 | 0 | 0 | 0 | 0
WT_off | 0 | 0 | 0 | 0 | 0 | 0
PseudoUnit | 0 | 0 | 0 | 0 | 0 | 0
FixedInterchange | 0 | 0 | 0 | 0 | 0 | 0
Retrofit FOM Costs by Reporting Type: BC
ReportingType | 2015 | 2020 | 2025 | 2030 | 2035 | 2040
BM | 0 | 0 | 0 | 0 | 0 | 0
CC | 0 | 0 | 0 | 0 | 0 | 0
CSP | 0 | 0 | 0 | 0 | 0 | 0
CT | 0 | 0 | 0 | 0 | 0 | 0
Coal | 0 | 0 | 0 | 0 | 0 | 0
Geo | 0 | 0 | 0 | 0 | 0 | 0
H | 0 | 0 | 0 | 0 | 0 | 0
LFG | 0 | 0 | 0 | 0 | 0 | 0
Nuc | 0 | 0 | 0 | 0 | 0 | 0
PS | 0 | 0 | 0 | 0 | 0 | 0
PV | 0 | 0 | 0 | 0 | 0 | 0
PeakG | 0 | 0 | 0 | 0 | 0 | 0
PeakO | 0 | 0 | 0 | 0 | 0 | 0
ST | 0 | 0 | 0 | 0 | 0 | 0
STOG | 0 | 0 | 0 | 0 | 0 | 0
STWD | 0 | 0 | 0 | 0 | 0 | 0
WT | 0 | 0 | 0 | 0 | 0 | 0
IGCC | 0 | 0 | 0 | 0 | 0 | 0
DemandResponse | 0 | 0 | 0 | 0 | 0 | 0
IGCC-CCS | 0 | 0 | 0 | 0 | 0 | 0
WT_off | 0 | 0 | 0 | 0 | 0 | 0
PseudoUnit | 0 | 0 | 0 | 0 | 0 | 0
FixedInterchange | 0 | 0 | 0 | 0 | 0 | 0
Retrofit FOM Costs by Reporting Type: HQ_IESO
ReportingType | 2015 | 2020 | 2025 | 2030 | 2035 | 2040
BM | 0 | 0 | 0 | 0 | 0 | 0
CC | 0 | 0 | 0 | 0 | 0 | 0
CSP | 0 | 0 | 0 | 0 | 0 | 0
CT | 0 | 0 | 0 | 0 | 0 | 0
Coal | 0 | 0 | 0 | 0 | 0 | 0
Geo | 0 | 0 | 0 | 0 | 0 | 0
H | 0 | 0 | 0 | 0 | 0 | 0
LFG | 0 | 0 | 0 | 0 | 0 | 0
Nuc | 0 | 0 | 0 | 0 | 0 | 0
PS | 0 | 0 | 0 | 0 | 0 | 0
PV | 0 | 0 | 0 | 0 | 0 | 0
PeakG | 0 | 0 | 0 | 0 | 0 | 0
PeakO | 0 | 0 | 0 | 0 | 0 | 0
ST | 0 | 0 | 0 | 0 | 0 | 0
STOG | 0 | 0 | 0 | 0 | 0 | 0
STWD | 0 | 0 | 0 | 0 | 0 | 0
WT | 0 | 0 | 0 | 0 | 0 | 0
IGCC | 0 | 0 | 0 | 0 | 0 | 0
DemandResponse | 0 | 0 | 0 | 0 | 0 | 0
IGCC-CCS | 0 | 0 | 0 | 0 | 0 | 0
WT_off | 0 | 0 | 0 | 0 | 0 | 0
PseudoUnit | 0 | 0 | 0 | 0 | 0 | 0
FixedInterchange | 0 | 0 | 0 | 0 | 0 | 0
Retrofit FOM Costs by Reporting Type: HQ_NEISO
ReportingType | 2015 | 2020 | 2025 | 2030 | 2035 | 2040
BM | 0 | 0 | 0 | 0 | 0 | 0
CC | 0 | 0 | 0 | 0 | 0 | 0
CSP | 0 | 0 | 0 | 0 | 0 | 0
CT | 0 | 0 | 0 | 0 | 0 | 0
Coal | 0 | 0 | 0 | 0 | 0 | 0
Geo | 0 | 0 | 0 | 0 | 0 | 0
H | 0 | 0 | 0 | 0 | 0 | 0
LFG | 0 | 0 | 0 | 0 | 0 | 0
Nuc | 0 | 0 | 0 | 0 | 0 | 0
PS | 0 | 0 | 0 | 0 | 0 | 0
PV | 0 | 0 | 0 | 0 | 0 | 0
PeakG | 0 | 0 | 0 | 0 | 0 | 0
PeakO | 0 | 0 | 0 | 0 | 0 | 0
ST | 0 | 0 | 0 | 0 | 0 | 0
STOG | 0 | 0 | 0 | 0 | 0 | 0
STWD | 0 | 0 | 0 | 0 | 0 | 0
WT | 0 | 0 | 0 | 0 | 0 | 0
IGCC | 0 | 0 | 0 | 0 | 0 | 0
DemandResponse | 0 | 0 | 0 | 0 | 0 | 0
IGCC-CCS | 0 | 0 | 0 | 0 | 0 | 0
WT_off | 0 | 0 | 0 | 0 | 0 | 0
PseudoUnit | 0 | 0 | 0 | 0 | 0 | 0
FixedInterchange | 0 | 0 | 0 | 0 | 0 | 0
Retrofit FOM Costs by Reporting Type: HQ_NY
ReportingType | 2015 | 2020 | 2025 | 2030 | 2035 | 2040
BM | 0 | 0 | 0 | 0 | 0 | 0
CC | 0 | 0 | 0 | 0 | 0 | 0
CSP | 0 | 0 | 0 | 0 | 0 | 0
CT | 0 | 0 | 0 | 0 | 0 | 0
Coal | 0 | 0 | 0 | 0 | 0 | 0
Geo | 0 | 0 | 0 | 0 | 0 | 0
H | 0 | 0 | 0 | 0 | 0 | 0
LFG | 0 | 0 | 0 | 0 | 0 | 0
Nuc | 0 | 0 | 0 | 0 | 0 | 0
PS | 0 | 0 | 0 | 0 | 0 | 0
PV | 0 | 0 | 0 | 0 | 0 | 0
PeakG | 0 | 0 | 0 | 0 | 0 | 0
PeakO | 0 | 0 | 0 | 0 | 0 | 0
ST | 0 | 0 | 0 | 0 | 0 | 0
STOG | 0 | 0 | 0 | 0 | 0 | 0
STWD | 0 | 0 | 0 | 0 | 0 | 0
WT | 0 | 0 | 0 | 0 | 0 | 0
IGCC | 0 | 0 | 0 | 0 | 0 | 0
DemandResponse | 0 | 0 | 0 | 0 | 0 | 0
IGCC-CCS | 0 | 0 | 0 | 0 | 0 | 0
WT_off | 0 | 0 | 0 | 0 | 0 | 0
PseudoUnit | 0 | 0 | 0 | 0 | 0 | 0
FixedInterchange | 0 | 0 | 0 | 0 | 0 | 0
Retrofit FOM Costs by Reporting Type: MARITIMES
ReportingType | 2015 | 2020 | 2025 | 2030 | 2035 | 2040
BM | 0 | 0 | 0 | 0 | 0 | 0
CC | 0 | 0 | 0 | 0 | 0 | 0
CSP | 0 | 0 | 0 | 0 | 0 | 0
CT | 0 | 0 | 0 | 0 | 0 | 0
Coal | 0 | 0 | 0 | 0 | 0 | 0
Geo | 0 | 0 | 0 | 0 | 0 | 0
H | 0 | 0 | 0 | 0 | 0 | 0
LFG | 0 | 0 | 0 | 0 | 0 | 0
Nuc | 0 | 0 | 0 | 0 | 0 | 0
PS | 0 | 0 | 0 | 0 | 0 | 0
PV | 0 | 0 | 0 | 0 | 0 | 0
PeakG | 0 | 0 | 0 | 0 | 0 | 0
PeakO | 0 | 0 | 0 | 0 | 0 | 0
ST | 0 | 0 | 0 | 0 | 0 | 0
STOG | 0 | 0 | 0 | 0 | 0 | 0
STWD | 0 | 0 | 0 | 0 | 0 | 0
WT | 0 | 0 | 0 | 0 | 0 | 0
IGCC | 0 | 0 | 0 | 0 | 0 | 0
DemandResponse | 0 | 0 | 0 | 0 | 0 | 0
IGCC-CCS | 0 | 0 | 0 | 0 | 0 | 0
WT_off | 0 | 0 | 0 | 0 | 0 | 0
PseudoUnit | 0 | 0 | 0 | 0 | 0 | 0
FixedInterchange | 0 | 0 | 0 | 0 | 0 | 0
Retrofit FOM Costs by Reporting Type: All
ReportingType | 2015 | 2020 | 2025 | 2030 | 2035 | 2040
BM | 0 | 0 | 0 | 0 | 0 | 0
CC | 0 | 0 | 0 | 0 | 0 | 0
CSP | 0 | 0 | 0 | 0 | 0 | 0
CT | 0 | 0 | 0 | 0 | 0 | 0
Coal | 1384.79 | 1687.56 | 1687.14 | 1687.14 | 1687.14 | 1686.39
Geo | 0 | 0 | 0 | 0 | 0 | 0
H | 0 | 0 | 0 | 0 | 0 | 0
LFG | 0 | 0 | 0 | 0 | 0 | 0
Nuc | 0 | 0 | 0 | 0 | 0 | 0
PS | 0 | 0 | 0 | 0 | 0 | 0
PV | 0 | 0 | 0 | 0 | 0 | 0
PeakG | 0 | 0 | 0 | 0 | 0 | 0
PeakO | 0 | 0 | 0 | 0 | 0 | 0
ST | 0 | 0 | 0 | 0 | 0 | 0
STOG | 0 | 0 | 0 | 0 | 0 | 0
STWD | 0 | 0 | 0 | 0 | 0 | 0
WT | 0 | 0 | 0 | 0 | 0 | 0
IGCC | 0 | 0 | 0 | 0 | 0 | 0
DemandResponse | 0 | 0 | 0 | 0 | 0 | 0
IGCC-CCS | 0 | 0 | 0 | 0 | 0 | 0
WT_off | 0 | 0 | 0 | 0 | 0 | 0
PseudoUnit | 0 | 0 | 0 | 0 | 0 | 0
FixedInterchange | 0 | 0 | 0 | 0 | 0 | 0
Retrofit FOM Costs by Reporting Type: EI_US
ReportingType | 2015 | 2020 | 2025 | 2030 | 2035 | 2040
BM | 0 | 0 | 0 | 0 | 0 | 0
CC | 0 | 0 | 0 | 0 | 0 | 0
CSP | 0 | 0 | 0 | 0 | 0 | 0
CT | 0 | 0 | 0 | 0 | 0 | 0
Coal | 1124.93 | 1382.71 | 1382.71 | 1382.71 | 1382.71 | 1382.71
Geo | 0 | 0 | 0 | 0 | 0 | 0
H | 0 | 0 | 0 | 0 | 0 | 0
LFG | 0 | 0 | 0 | 0 | 0 | 0
Nuc | 0 | 0 | 0 | 0 | 0 | 0
PS | 0 | 0 | 0 | 0 | 0 | 0
PV | 0 | 0 | 0 | 0 | 0 | 0
PeakG | 0 | 0 | 0 | 0 | 0 | 0
PeakO | 0 | 0 | 0 | 0 | 0 | 0
ST | 0 | 0 | 0 | 0 | 0 | 0
STOG | 0 | 0 | 0 | 0 | 0 | 0
STWD | 0 | 0 | 0 | 0 | 0 | 0
WT | 0 | 0 | 0 | 0 | 0 | 0
IGCC | 0 | 0 | 0 | 0 | 0 | 0
DemandResponse | 0 | 0 | 0 | 0 | 0 | 0
IGCC-CCS | 0 | 0 | 0 | 0 | 0 | 0
WT_off | 0 | 0 | 0 | 0 | 0 | 0
PseudoUnit | 0 | 0 | 0 | 0 | 0 | 0
FixedInterchange | 0 | 0 | 0 | 0 | 0 | 0
Retrofit FOM Costs by Reporting Type: EI_Canada
ReportingType | 2015 | 2020 | 2025 | 2030 | 2035 | 2040
BM | 0 | 0 | 0 | 0 | 0 | 0
CC | 0 | 0 | 0 | 0 | 0 | 0
CSP | 0 | 0 | 0 | 0 | 0 | 0
CT | 0 | 0 | 0 | 0 | 0 | 0
Coal | 0 | 0 | 0 | 0 | 0 | 0
Geo | 0 | 0 | 0 | 0 | 0 | 0
H | 0 | 0 | 0 | 0 | 0 | 0
LFG | 0 | 0 | 0 | 0 | 0 | 0
Nuc | 0 | 0 | 0 | 0 | 0 | 0
PS | 0 | 0 | 0 | 0 | 0 | 0
PV | 0 | 0 | 0 | 0 | 0 | 0
PeakG | 0 | 0 | 0 | 0 | 0 | 0
PeakO | 0 | 0 | 0 | 0 | 0 | 0
ST | 0 | 0 | 0 | 0 | 0 | 0
STOG | 0 | 0 | 0 | 0 | 0 | 0
STWD | 0 | 0 | 0 | 0 | 0 | 0
WT | 0 | 0 | 0 | 0 | 0 | 0
IGCC | 0 | 0 | 0 | 0 | 0 | 0
DemandResponse | 0 | 0 | 0 | 0 | 0 | 0
IGCC-CCS | 0 | 0 | 0 | 0 | 0 | 0
WT_off | 0 | 0 | 0 | 0 | 0 | 0
PseudoUnit | 0 | 0 | 0 | 0 | 0 | 0
FixedInterchange | 0 | 0 | 0 | 0 | 0 | 0
Retrofit FOM Costs by Reporting Type: EI
ReportingType | 2015 | 2020 | 2025 | 2030 | 2035 | 2040
BM | 0 | 0 | 0 | 0 | 0 | 0
CC | 0 | 0 | 0 | 0 | 0 | 0
CSP | 0 | 0 | 0 | 0 | 0 | 0
CT | 0 | 0 | 0 | 0 | 0 | 0
Coal | 1124.93 | 1382.71 | 1382.71 | 1382.71 | 1382.71 | 1382.71
Geo | 0 | 0 | 0 | 0 | 0 | 0
H | 0 | 0 | 0 | 0 | 0 | 0
LFG | 0 | 0 | 0 | 0 | 0 | 0
Nuc | 0 | 0 | 0 | 0 | 0 | 0
PS | 0 | 0 | 0 | 0 | 0 | 0
PV | 0 | 0 | 0 | 0 | 0 | 0
PeakG | 0 | 0 | 0 | 0 | 0 | 0
PeakO | 0 | 0 | 0 | 0 | 0 | 0
ST | 0 | 0 | 0 | 0 | 0 | 0
STOG | 0 | 0 | 0 | 0 | 0 | 0
STWD | 0 | 0 | 0 | 0 | 0 | 0
WT | 0 | 0 | 0 | 0 | 0 | 0
IGCC | 0 | 0 | 0 | 0 | 0 | 0
DemandResponse | 0 | 0 | 0 | 0 | 0 | 0
IGCC-CCS | 0 | 0 | 0 | 0 | 0 | 0
WT_off | 0 | 0 | 0 | 0 | 0 | 0
PseudoUnit | 0 | 0 | 0 | 0 | 0 | 0
FixedInterchange | 0 | 0 | 0 | 0 | 0 | 0
Retrofit FOM Costs by Reporting Type: Outside_EI
ReportingType | 2015 | 2020 | 2025 | 2030 | 2035 | 2040
BM | 0 | 0 | 0 | 0 | 0 | 0
CC | 0 | 0 | 0 | 0 | 0 | 0
CSP | 0 | 0 | 0 | 0 | 0 | 0
CT | 0 | 0 | 0 | 0 | 0 | 0
Coal | 259.86 | 304.85 | 304.43 | 304.43 | 304.43 | 303.68
Geo | 0 | 0 | 0 | 0 | 0 | 0
H | 0 | 0 | 0 | 0 | 0 | 0
LFG | 0 | 0 | 0 | 0 | 0 | 0
Nuc | 0 | 0 | 0 | 0 | 0 | 0
PS | 0 | 0 | 0 | 0 | 0 | 0
PV | 0 | 0 | 0 | 0 | 0 | 0
PeakG | 0 | 0 | 0 | 0 | 0 | 0
PeakO | 0 | 0 | 0 | 0 | 0 | 0
ST | 0 | 0 | 0 | 0 | 0 | 0
STOG | 0 | 0 | 0 | 0 | 0 | 0
STWD | 0 | 0 | 0 | 0 | 0 | 0
WT | 0 | 0 | 0 | 0 | 0 | 0
IGCC | 0 | 0 | 0 | 0 | 0 | 0
DemandResponse | 0 | 0 | 0 | 0 | 0 | 0
IGCC-CCS | 0 | 0 | 0 | 0 | 0 | 0
WT_off | 0 | 0 | 0 | 0 | 0 | 0
PseudoUnit | 0 | 0 | 0 | 0 | 0 | 0
FixedInterchange | 0 | 0 | 0 | 0 | 0 | 0
#12 | 0.05: Levelized Capital Costs ($million)
Levelized Capital Costs by Reporting Type: Entergy
ReportingType | 2015 | 2020 | 2025 | 2030 | 2035 | 2040
BM | 0 | 0 | 0 | 0 | 0 | 0
CC | 3.67 | 330.8 | 533.08 | 849.42 | 1253.27 | 1862.46
CSP | 0 | 0 | 0 | 0 | 0 | 0
CT | 0 | 0 | 0 | 0 | 0 | 0
Coal | 202.06 | 202.06 | 202.06 | 202.06 | 202.06 | 202.06
Geo | 0 | 0 | 0 | 0 | 0 | 0
H | 0 | 0 | 0 | 0 | 0 | 0
LFG | 0 | 0 | 20.14 | 20.14 | 20.14 | 20.14
Nuc | 0 | 0 | 0 | 0 | 0 | 0
PS | 0 | 0 | 0 | 0 | 0 | 0
PV | 0.11 | 23.76 | 37.32 | 40.29 | 43.25 | 23.51
PeakG | 0 | 0 | 0 | 0 | 0 | 0
PeakO | 0 | 0 | 0 | 0 | 0 | 0
ST | 0 | 0 | 0 | 0 | 0 | 0
STOG | 0 | 0 | 0 | 0 | 0 | 0
STWD | 0 | 0 | 0 | 0 | 0 | 0
WT | 0 | 0 | 0 | 0 | 0 | 0
IGCC | 0 | 0 | 0 | 0 | 0 | 0
DemandResponse | 0 | 0 | 0 | 0 | 0 | 0
IGCC-CCS | 0 | 0 | 0 | 0 | 0 | 0
WT_off | 0 | 0 | 0 | 0 | 0 | 0
PseudoUnit | 0 | 0 | 0 | 0 | 0 | 0
FixedInterchange | 0 | 0 | 0 | 0 | 0 | 0
Levelized Capital Costs by Reporting Type: FRCC
ReportingType | 2015 | 2020 | 2025 | 2030 | 2035 | 2040
BM | 0 | 0 | 0 | 0 | 0 | 0
CC | 165.38 | 577 | 1051.7 | 1864.06 | 3097.4 | 2932.02
CSP | 0 | 0 | 0 | 0 | 0 | 0
CT | 196.14 | 196.14 | 196.14 | 196.14 | 0 | 35.69
Coal | 0 | 0 | 0 | 0 | 0 | 0
Geo | 0 | 0 | 0 | 0 | 0 | 0
H | 0 | 0 | 0 | 0 | 0 | 0
LFG | 0 | 0 | 37.91 | 37.91 | 37.91 | 37.91
Nuc | 0 | 1550.48 | 2048.63 | 2048.63 | 2048.63 | 5256.62
PS | 0 | 0 | 0 | 0 | 0 | 0
PV | 0 | 0 | 0 | 0 | 0 | 0
PeakG | 0 | 0 | 0 | 0 | 0 | 0
PeakO | 0 | 0 | 0 | 0 | 0 | 0
ST | 0 | 0 | 0 | 0 | 0 | 0
STOG | 0 | 0 | 0 | 0 | 0 | 0
STWD | 0 | 0 | 0 | 0 | 0 | 0
WT | 0 | 0 | 0 | 0 | 0 | 0
IGCC | 0 | 0 | 0 | 0 | 0 | 0
DemandResponse | 0 | 0 | 0 | 0 | 0 | 0
IGCC-CCS | 0 | 0 | 0 | 0 | 0 | 0
WT_off | 0 | 0 | 0 | 0 | 0 | 0
PseudoUnit | 0 | 0 | 0 | 0 | 0 | 0
FixedInterchange | 0 | 0 | 0 | 0 | 0 | 0
Levelized Capital Costs by Reporting Type: MAPP_US
ReportingType | 2015 | 2020 | 2025 | 2030 | 2035 | 2040
BM | 0 | 0 | 0 | 0 | 0 | 0
CC | 0 | 0 | 0 | 0 | 0 | 0
CSP | 0 | 0 | 0 | 0 | 0 | 0
CT | 25.9 | 25.9 | 28.4 | 87.45 | 97.92 | 124.96
Coal | 0 | 0 | 0 | 0 | 91.27 | 210.06
Geo | 0 | 0 | 0 | 0 | 0 | 0
H | 0 | 0 | 0 | 0 | 0 | 0
LFG | 0 | 0 | 13.26 | 13.26 | 13.26 | 13.26
Nuc | 0 | 0 | 0 | 0 | 0 | 0
PS | 0 | 0 | 0 | 0 | 0 | 0
PV | 0 | 0 | 0 | 0 | 0 | 0
PeakG | 0 | 0 | 0 | 0 | 0 | 0
PeakO | 0 | 0 | 0 | 0 | 0 | 0
ST | 0 | 0 | 0 | 0 | 0 | 0
STOG | 0 | 0 | 0 | 0 | 0 | 0
STWD | 0 | 0 | 0 | 0 | 0 | 0
WT | 91.97 | 252.99 | 301.75 | 317.96 | 320.72 | 217.2
IGCC | 0 | 0 | 0 | 0 | 0 | 0
DemandResponse | 0 | 0 | 0 | 0 | 0 | 0
IGCC-CCS | 0 | 0 | 0 | 0 | 0 | 0
WT_off | 0 | 0 | 0 | 0 | 0 | 0
PseudoUnit | 0 | 0 | 0 | 0 | 0 | 0
FixedInterchange | 0 | 0 | 0 | 0 | 0 | 0
Levelized Capital Costs by Reporting Type: MISO_IN
ReportingType | 2015 | 2020 | 2025 | 2030 | 2035 | 2040
BM | 0 | 0 | 0 | 0 | 0 | 0
CC | 0 | 420.78 | 870.17 | 1366.06 | 1824.32 | 2051.06
CSP | 0 | 0 | 0 | 0 | 0 | 0
CT | 0 | 0 | 0 | 0 | 0 | 0
Coal | 0 | 0 | 0 | 0 | 0 | 0
Geo | 0 | 0 | 0 | 0 | 0 | 0
H | 0 | 0 | 0 | 0 | 0 | 0
LFG | 0 | 0 | 15.89 | 15.89 | 15.89 | 15.89
Nuc | 0 | 0 | 0 | 0 | 0 | 0
PS | 0 | 0 | 0 | 0 | 0 | 0
PV | 0 | 96.57 | 158.03 | 168.41 | 183.24 | 101.34
PeakG | 0 | 0 | 0 | 0 | 0 | 0
PeakO | 0 | 0 | 0 | 0 | 0 | 0
ST | 0 | 0 | 0 | 0 | 0 | 0
STOG | 0 | 0 | 0 | 0 | 0 | 0
STWD | 0 | 0 | 0 | 0 | 0 | 0
WT | 0 | 0 | 0 | 0 | 0 | 0
IGCC | 215.26 | 215.26 | 215.26 | 215.26 | 215.26 | 215.26
DemandResponse | 0 | 0 | 0 | 0 | 0 | 0
IGCC-CCS | 0 | 0 | 0 | 0 | 0 | 0
WT_off | 0 | 0 | 0 | 0 | 0 | 0
PseudoUnit | 0 | 0 | 0 | 0 | 0 | 0
FixedInterchange | 0 | 0 | 0 | 0 | 0 | 0
Levelized Capital Costs by Reporting Type: MISO_MI
ReportingType | 2015 | 2020 | 2025 | 2030 | 2035 | 2040
BM | 0 | 0 | 0 | 0 | 0 | 0
CC | 0 | 0 | 0 | 0 | 172.57 | 398.9
CSP | 0 | 0 | 0 | 0 | 0 | 0
CT | 0 | 0 | 0 | 0 | 0 | 0
Coal | 0 | 0 | 0 | 0 | 0 | 0
Geo | 0 | 0 | 0 | 0 | 0 | 0
H | 0 | 0 | 0 | 0 | 0 | 0
LFG | 0 | 34.29 | 34.29 | 34.29 | 34.29 | 0
Nuc | 0 | 0 | 703.5 | 703.5 | 703.5 | 703.5
PS | 0 | 0 | 0 | 0 | 0 | 0
PV | 0 | 0 | 0 | 0 | 0 | 0
PeakG | 0 | 0 | 0 | 0 | 0 | 0
PeakO | 0 | 0 | 0 | 0 | 0 | 0
ST | 0 | 0 | 0 | 0 | 0 | 0
STOG | 0 | 0 | 0 | 0 | 0 | 0
STWD | 0 | 0 | 0 | 0 | 0 | 0
WT | 480.98 | 480.98 | 679.79 | 828.04 | 452.2 | 586.16
IGCC | 0 | 0 | 0 | 0 | 0 | 0
DemandResponse | 0 | 0 | 0 | 0 | 0 | 0
IGCC-CCS | 0 | 0 | 0 | 0 | 0 | 0
WT_off | 0 | 0 | 0 | 0 | 0 | 0
PseudoUnit | 0 | 0 | 0 | 0 | 0 | 0
FixedInterchange | 0 | 0 | 0 | 0 | 0 | 0
Levelized Capital Costs by Reporting Type: MISO_MO-IL
ReportingType | 2015 | 2020 | 2025 | 2030 | 2035 | 2040
BM | 0 | 0 | 0 | 0 | 0 | 0
CC | 0 | 0 | 0 | 0 | 0 | 0
CSP | 0 | 0 | 0 | 0 | 0 | 0
CT | 0 | 0 | 0 | 0 | 0 | 0
Coal | 574.94 | 574.94 | 574.94 | 574.94 | 574.94 | 574.94
Geo | 0 | 0 | 0 | 0 | 0 | 0
H | 0 | 0 | 0 | 0 | 0 | 92.29
LFG | 0 | 0 | 46.76 | 46.76 | 46.76 | 46.76
Nuc | 0 | 0 | 0 | 0 | 0 | 0
PS | 0 | 0 | 0 | 0 | 0 | 0
PV | 0 | 0 | 0 | 0 | 0 | 0
PeakG | 0 | 0 | 0 | 0 | 0 | 0
PeakO | 0 | 0 | 0 | 0 | 0 | 0
ST | 0 | 0 | 0 | 0 | 0 | 0
STOG | 0 | 0 | 0 | 0 | 0 | 0
STWD | 0 | 0 | 0 | 0 | 0 | 0
WT | 68.52 | 68.52 | 68.52 | 68.52 | 0 | 0
IGCC | 0 | 0 | 0 | 0 | 0 | 0
DemandResponse | 0 | 0 | 0 | 0 | 0 | 0
IGCC-CCS | 0 | 0 | 0 | 0 | 0 | 0
WT_off | 0 | 0 | 0 | 0 | 0 | 0
PseudoUnit | 0 | 0 | 0 | 0 | 0 | 0
FixedInterchange | 0 | 0 | 0 | 0 | 0 | 0
Levelized Capital Costs by Reporting Type: MISO_W
ReportingType | 2015 | 2020 | 2025 | 2030 | 2035 | 2040
BM | 0 | 0 | 0 | 0 | 0 | 0
CC | 0 | 0 | 0 | 0 | 0 | 0
CSP | 0 | 0 | 0 | 0 | 0 | 0
CT | 0 | 0 | 0 | 0 | 0 | 0
Coal | 0 | 0 | 0 | 0 | 1662.12 | 3817.31
Geo | 0 | 0 | 0 | 0 | 0 | 0
H | 0 | 0 | 0 | 0 | 0 | 0
LFG | 0 | 0 | 14.86 | 14.86 | 14.86 | 14.86
Nuc | 0 | 0 | 0 | 0 | 0 | 0
PS | 0 | 0 | 0 | 0 | 0 | 0
PV | 0 | 0 | 0 | 0 | 0 | 0
PeakG | 0 | 0 | 0 | 0 | 0 | 0
PeakO | 0 | 0 | 0 | 0 | 0 | 0
ST | 0 | 0 | 0 | 0 | 0 | 0
STOG | 0 | 0 | 0 | 0 | 0 | 0
STWD | 0 | 0 | 0 | 0 | 0 | 0
WT | 658.73 | 1357.61 | 2276.19 | 2596.85 | 2388.34 | 2071.62
IGCC | 0 | 0 | 0 | 0 | 0 | 0
DemandResponse | 0 | 0 | 0 | 0 | 0 | 0
IGCC-CCS | 0 | 0 | 0 | 0 | 0 | 0
WT_off | 0 | 0 | 0 | 0 | 0 | 0
PseudoUnit | 0 | 0 | 0 | 0 | 0 | 0
FixedInterchange | 0 | 0 | 0 | 0 | 0 | 0
Levelized Capital Costs by Reporting Type: MISO_WUMS
ReportingType | 2015 | 2020 | 2025 | 2030 | 2035 | 2040
BM | 0 | 0 | 0 | 0 | 0 | 0
CC | 0 | 426.54 | 478.13 | 598.84 | 953.23 | 965.5
CSP | 0 | 0 | 0 | 0 | 0 | 0
CT | 0 | 595.65 | 769.49 | 1324.15 | 1611.37 | 1214.13
Coal | 184.51 | 184.51 | 184.51 | 184.51 | 184.51 | 184.51
Geo | 0 | 0 | 0 | 0 | 0 | 0
H | 0 | 0.35 | 0.35 | 0.35 | 0.35 | 0.35
LFG | 0 | 0 | 43.4 | 43.4 | 43.4 | 43.4
Nuc | 0 | 0 | 0 | 0 | 0 | 0
PS | 0 | 0 | 0 | 0 | 0 | 0
PV | 0 | 0 | 0 | 0 | 0 | 0
PeakG | 0 | 0 | 0 | 0 | 0 | 0
PeakO | 0 | 0 | 0 | 0 | 0 | 0
ST | 0 | 0 | 0 | 0 | 0 | 0
STOG | 0 | 0 | 0 | 0 | 0 | 0
STWD | 0 | 0 | 0 | 0 | 0 | 0
WT | 218.37 | 218.37 | 218.37 | 218.37 | 0 | 0
IGCC | 0 | 0 | 0 | 0 | 0 | 0
DemandResponse | 0 | 0 | 0 | 0 | 0 | 0
IGCC-CCS | 0 | 0 | 0 | 0 | 0 | 0
WT_off | 0 | 0 | 0 | 0 | 0 | 0
PseudoUnit | 0 | 0 | 0 | 0 | 0 | 0
FixedInterchange | 0 | 0 | 0 | 0 | 0 | 0
Levelized Capital Costs by Reporting Type: Nebraska
ReportingType | 2015 | 2020 | 2025 | 2030 | 2035 | 2040
BM | 0 | 0 | 0 | 0 | 0 | 0
CC | 0 | 0 | 38.61 | 38.61 | 38.61 | 38.61
CSP | 0 | 0 | 0 | 0 | 0 | 0
CT | 0 | 0 | 0 | 0 | 0 | 0
Coal | 66.52 | 66.52 | 66.52 | 70.79 | 985.07 | 1136.52
Geo | 0 | 0 | 0 | 0 | 0 | 0
H | 0 | 0 | 0 | 0 | 0 | 0
LFG | 0 | 0 | 13.78 | 13.78 | 13.78 | 13.78
Nuc | 0 | 0 | 0 | 0 | 0 | 0
PS | 0 | 0 | 0 | 0 | 0 | 0
PV | 0 | 0 | 0 | 0 | 0 | 0
PeakG | 0 | 0 | 0 | 0 | 0 | 0
PeakO | 0 | 0 | 0 | 0 | 0 | 0
ST | 0 | 0 | 0 | 0 | 0 | 0
STOG | 0 | 0 | 0 | 0 | 0 | 0
STWD | 0 | 0 | 0 | 0 | 0 | 0
WT | 44.36 | 44.36 | 44.36 | 34.86 | 0 | 0
IGCC | 0 | 0 | 0 | 0 | 0 | 0
DemandResponse | 0 | 0 | 0 | 0 | 0 | 0
IGCC-CCS | 0 | 0 | 0 | 0 | 0 | 0
WT_off | 0 | 0 | 0 | 0 | 0 | 0
PseudoUnit | 0 | 0 | 0 | 0 | 0 | 0
FixedInterchange | 0 | 0 | 0 | 0 | 0 | 0
Levelized Capital Costs by Reporting Type: NEISO
ReportingType | 2015 | 2020 | 2025 | 2030 | 2035 | 2040
BM | 115.57 | 115.57 | 115.57 | 115.57 | 115.57 | 115.57
CC | 273.49 | 273.49 | 273.49 | 273.49 | 273.49 | 342.77
CSP | 0 | 0 | 0 | 0 | 0 | 0
CT | 30 | 30 | 30 | 198.59 | 476.15 | 510.73
Coal | 0 | 0 | 0 | 0 | 0 | 0
Geo | 0 | 0 | 0 | 0 | 0 | 0
H | 0 | 0 | 0 | 0.99 | 0.99 | 0.99
LFG | 10.64 | 10.64 | 24.97 | 24.97 | 14.32 | 14.32
Nuc | 0 | 0 | 0 | 0 | 0 | 0
PS | 0 | 0 | 0 | 0 | 0 | 0
PV | 0 | 127.39 | 133.39 | 140.2 | 146.88 | 26.51
PeakG | 0 | 0 | 0 | 0 | 0 | 0
PeakO | 0 | 0 | 0 | 0 | 0 | 0
ST | 0 | 0 | 0 | 0 | 0 | 0
STOG | 0 | 0 | 0 | 0 | 0 | 0
STWD | 0 | 0 | 0 | 0 | 0 | 0
WT | 54.49 | 884.66 | 1169.38 | 1162.08 | 1114.89 | 284.72
IGCC | 0 | 0 | 0 | 0 | 0 | 0
DemandResponse | 0 | 0 | 0 | 0 | 0 | 0
IGCC-CCS | 0 | 0 | 0 | 0 | 0 | 0
WT_off | 283.24 | 283.24 | 283.24 | 283.24 | 0 | 0
PseudoUnit | 0 | 0 | 0 | 0 | 0 | 0
FixedInterchange | 0 | 0 | 0 | 0 | 0 | 0
Levelized Capital Costs by Reporting Type: NonRTO_Midwest
ReportingType | 2015 | 2020 | 2025 | 2030 | 2035 | 2040
BM | 0 | 0 | 0 | 0 | 0 | 0
CC | 0 | 43.25 | 125.44 | 266.18 | 402.07 | 478.55
CSP | 0 | 0 | 0 | 0 | 0 | 0
CT | 0 | 41.07 | 47.48 | 75.4 | 78.66 | 99.06
Coal | 0 | 0 | 0 | 0 | 0 | 0
Geo | 0 | 0 | 0 | 0 | 0 | 0
H | 0 | 0 | 0 | 0 | 0 | 0
LFG | 0 | 0 | 0 | 30 | 30 | 30
Nuc | 0 | 0 | 0 | 0 | 0 | 0
PS | 0 | 0 | 0 | 0 | 0 | 0
PV | 0 | 0 | 0 | 0 | 0 | 0
PeakG | 0 | 0 | 0 | 0 | 0 | 0
PeakO | 0 | 0 | 0 | 0 | 0 | 0
ST | 0 | 0 | 0 | 0 | 0 | 0
STOG | 0 | 0 | 0 | 0 | 0 | 0
STWD | 0 | 0 | 0 | 0 | 0 | 0
WT | 0 | 0 | 0 | 0 | 0 | 0
IGCC | 0 | 0 | 0 | 0 | 0 | 0
DemandResponse | 0 | 0 | 0 | 0 | 0 | 0
IGCC-CCS | 0 | 0 | 0 | 0 | 0 | 0
WT_off | 0 | 0 | 0 | 0 | 0 | 0
PseudoUnit | 0 | 0 | 0 | 0 | 0 | 0
FixedInterchange | 0 | 0 | 0 | 0 | 0 | 0
Levelized Capital Costs by Reporting Type: NYISO_A-F
ReportingType | 2015 | 2020 | 2025 | 2030 | 2035 | 2040
BM | 0 | 0 | 0 | 0 | 0 | 0
CC | 85.71 | 85.71 | 85.71 | 85.71 | 85.71 | 189.03
CSP | 0 | 0 | 0 | 0 | 0 | 0
CT | 0 | 0 | 0 | 0 | 0 | 0
Coal | 0 | 0 | 0 | 0 | 0 | 0
Geo | 0 | 0 | 0 | 0 | 0 | 0
H | 0 | 0 | 0 | 0 | 0 | 0
LFG | 1.35 | 1.35 | 14.91 | 14.91 | 13.57 | 13.57
Nuc | 0 | 0 | 0 | 0 | 0 | 0
PS | 0 | 0 | 0 | 0 | 0 | 0
PV | 0 | 0 | 0 | 0 | 0 | 0
PeakG | 0 | 0 | 0 | 0 | 0 | 0
PeakO | 0 | 0 | 0 | 0 | 0 | 0
ST | 0 | 0 | 0 | 0 | 0 | 0
STOG | 0 | 0 | 0 | 0 | 0 | 0
STWD | 0 | 0 | 0 | 0 | 0 | 0
WT | 571.17 | 727.41 | 772 | 1226.03 | 970.67 | 1001.24
IGCC | 0 | 0 | 0 | 0 | 0 | 0
DemandResponse | 0 | 0 | 0 | 0 | 0 | 0
IGCC-CCS | 0 | 0 | 0 | 0 | 0 | 0
WT_off | 0 | 0 | 0 | 0 | 0 | 0
PseudoUnit | 0 | 0 | 0 | 0 | 0 | 0
FixedInterchange | 0 | 0 | 0 | 0 | 0 | 0
Levelized Capital Costs by Reporting Type: NYISO_G-I
ReportingType | 2015 | 2020 | 2025 | 2030 | 2035 | 2040
BM | 0 | 0 | 0 | 0 | 0 | 0
CC | 0 | 28.95 | 278.31 | 546.22 | 956.45 | 1194.8
CSP | 0 | 0 | 0 | 0 | 0 | 0
CT | 0 | 0 | 0 | 0 | 0 | 0
Coal | 0 | 0 | 0 | 0 | 0 | 0
Geo | 0 | 0 | 0 | 0 | 0 | 0
H | 0 | 0 | 0 | 0 | 0 | 0
LFG | 0 | 0 | 14.85 | 14.85 | 14.85 | 14.85
Nuc | 0 | 0 | 0 | 0 | 0 | 0
PS | 0 | 0 | 0 | 0 | 0 | 0
PV | 0 | 0 | 0 | 0 | 0 | 0
PeakG | 0 | 0 | 0 | 0 | 0 | 0
PeakO | 0 | 0 | 0 | 0 | 0 | 0
ST | 0 | 0 | 0 | 0 | 0 | 0
STOG | 0 | 0 | 0 | 0 | 0 | 0
STWD | 0 | 0 | 0 | 0 | 0 | 0
WT | 0 | 12.72 | 12.72 | 12.72 | 12.72 | 0
IGCC | 0 | 0 | 0 | 0 | 0 | 0
DemandResponse | 0 | 0 | 0 | 0 | 0 | 0
IGCC-CCS | 0 | 0 | 0 | 0 | 0 | 0
WT_off | 0 | 0 | 0 | 0 | 0 | 0
PseudoUnit | 0 | 0 | 0 | 0 | 0 | 0
FixedInterchange | 0 | 0 | 0 | 0 | 0 | 0
Levelized Capital Costs by Reporting Type: NYISO_J-K
ReportingType | 2015 | 2020 | 2025 | 2030 | 2035 | 2040
BM | 0 | 0 | 0 | 0 | 0 | 0
CC | 226.37 | 226.37 | 226.37 | 359.17 | 598.82 | 708.27
CSP | 0 | 0 | 0 | 0 | 0 | 0
CT | 0 | 70.38 | 139.83 | 243.81 | 332.54 | 362.11
Coal | 0 | 0 | 0 | 0 | 0 | 0
Geo | 0 | 0 | 0 | 0 | 0 | 0
H | 0 | 0 | 0 | 0 | 0 | 0
LFG | 0 | 0 | 20.47 | 20.47 | 20.47 | 20.47
Nuc | 0 | 0 | 0 | 0 | 0 | 0
PS | 0 | 0 | 0 | 0 | 0 | 0
PV | 16.99 | 16.99 | 16.99 | 16.99 | 0 | 0
PeakG | 0 | 0 | 0 | 0 | 0 | 0
PeakO | 0 | 0 | 0 | 0 | 0 | 0
ST | 0 | 0 | 0 | 0 | 0 | 0
STOG | 0 | 0 | 0 | 0 | 0 | 0
STWD | 0 | 0 | 0 | 0 | 0 | 0
WT | 0 | 0 | 0 | 0 | 0 | 0
IGCC | 0 | 0 | 0 | 0 | 0 | 0
DemandResponse | 0 | 0 | 0 | 0 | 0 | 0
IGCC-CCS | 0 | 0 | 0 | 0 | 0 | 0
WT_off | 0 | 0 | 0 | 0 | 0 | 0
PseudoUnit | 0 | 0 | 0 | 0 | 0 | 0
FixedInterchange | 0 | 0 | 0 | 0 | 0 | 0
Levelized Capital Costs by Reporting Type: PJM_E
ReportingType | 2015 | 2020 | 2025 | 2030 | 2035 | 2040
BM | 14.48 | 14.48 | 14.48 | 14.48 | 14.48 | 14.48
CC | 673.31 | 673.31 | 673.31 | 673.31 | 582.39 | 211.6
CSP | 0 | 0 | 0 | 0 | 0 | 0
CT | 2.28 | 2.28 | 2.28 | 68.01 | 514.79 | 762.22
Coal | 9.09 | 9.09 | 9.09 | 9.09 | 9.09 | 9.09
Geo | 0 | 0 | 0 | 0 | 0 | 0
H | 0 | 0 | 0 | 0 | 0 | 0
LFG | 2.19 | 32.86 | 32.86 | 30.67 | 30.67 | 0
Nuc | 0 | 0 | 0 | 0 | 0 | 0
PS | 0 | 0 | 0 | 0 | 0 | 0
PV | 11.04 | 11.04 | 11.04 | 11.04 | 0 | 0
PeakG | 0 | 0 | 0 | 0 | 0 | 0
PeakO | 0 | 0 | 0 | 0 | 0 | 0
ST | 0 | 0 | 0 | 0 | 0 | 0
STOG | 0 | 0 | 0 | 0 | 0 | 0
STWD | 0 | 0 | 0 | 0 | 0 | 0
WT | 300.12 | 300.12 | 300.12 | 300.12 | 0 | 0
IGCC | 0 | 0 | 0 | 0 | 0 | 0
DemandResponse | 0 | 0 | 0 | 0 | 0 | 0
IGCC-CCS | 0 | 0 | 0 | 0 | 0 | 0
WT_off | 0 | 0 | 540.35 | 540.35 | 540.35 | 540.35
PseudoUnit | 0 | 0 | 0 | 0 | 0 | 0
FixedInterchange | 0 | 0 | 0 | 0 | 0 | 0
Levelized Capital Costs by Reporting Type: PJM_ROM
ReportingType | 2015 | 2020 | 2025 | 2030 | 2035 | 2040
BM | 7.8 | 7.8 | 7.8 | 7.8 | 7.8 | 7.8
CC | 232.92 | 232.92 | 232.92 | 232.92 | 1078.25 | 3373.55
CSP | 0 | 0 | 0 | 0 | 0 | 0
CT | 1.4 | 1.4 | 1.4 | 1.4 | 0 | 0
Coal | 10.21 | 10.21 | 10.21 | 10.21 | 10.21 | 10.21
Geo | 0 | 0 | 0 | 0 | 0 | 0
H | 0 | 0 | 0 | 0 | 0 | 223.48
LFG | 3.93 | 57.29 | 57.29 | 55.71 | 53.36 | 0
Nuc | 0 | 1563.79 | 1563.79 | 1563.79 | 1563.79 | 1563.79
PS | 0 | 0 | 0 | 0 | 0 | 0
PV | 0 | 558.15 | 918.68 | 1048.46 | 1139.62 | 677.46
PeakG | 0 | 0 | 0 | 0 | 0 | 0
PeakO | 0 | 0 | 0 | 0 | 0 | 0
ST | 0 | 0 | 0 | 0 | 0 | 0
STOG | 0 | 0 | 0 | 0 | 0 | 0
STWD | 0 | 0 | 0 | 0 | 0 | 0
WT | 113.55 | 113.55 | 273.91 | 1535.33 | 1449.19 | 1449.19
IGCC | 0 | 0 | 0 | 0 | 0 | 0
DemandResponse | 0 | 0 | 0 | 0 | 0 | 0
IGCC-CCS | 0 | 0 | 0 | 0 | 0 | 0
WT_off | 0 | 0 | 0 | 0 | 0 | 0
PseudoUnit | 0 | 0 | 0 | 0 | 0 | 0
FixedInterchange | 0 | 0 | 0 | 0 | 0 | 0
Levelized Capital Costs by Reporting Type: PJM_ROR
ReportingType | 2015 | 2020 | 2025 | 2030 | 2035 | 2040
BM | 165.77 | 165.77 | 165.77 | 165.77 | 165.77 | 80.7
CC | 350.7 | 1075.17 | 1952.75 | 3277.31 | 4779.56 | 4448.95
CSP | 0 | 0 | 0 | 0 | 0 | 0
CT | 2.4 | 2.4 | 2.4 | 71.64 | 211.16 | 339.31
Coal | 648.6 | 648.6 | 648.6 | 648.6 | 648.6 | 648.6
Geo | 0 | 0 | 0 | 0 | 0 | 0
H | 0 | 174.52 | 174.52 | 174.52 | 174.52 | 174.52
LFG | 11.72 | 11.72 | 110.38 | 104.73 | 98.66 | 98.66
Nuc | 0 | 714.6 | 714.6 | 714.6 | 714.6 | 714.6
PS | 0 | 0 | 0 | 0 | 0 | 0
PV | 0 | 0 | 0 | 0 | 0 | 0
PeakG | 0 | 0 | 0 | 0 | 0 | 0
PeakO | 0 | 0 | 0 | 0 | 0 | 0
ST | 0 | 0 | 0 | 0 | 0 | 0
STOG | 0 | 0 | 0 | 0 | 0 | 0
STWD | 0 | 0 | 0 | 0 | 0 | 0
WT | 1894.89 | 1894.89 | 1932.93 | 1309.67 | 585.96 | 1858.79
IGCC | 0 | 0 | 0 | 0 | 0 | 0
DemandResponse | 0 | 0 | 0 | 0 | 0 | 0
IGCC-CCS | 0 | 0 | 0 | 0 | 0 | 0
WT_off | 0 | 0 | 0 | 0 | 0 | 0
PseudoUnit | 0 | 0 | 0 | 0 | 0 | 0
FixedInterchange | 0 | 0 | 0 | 0 | 0 | 0
Levelized Capital Costs by Reporting Type: SOCO
ReportingType | 2015 | 2020 | 2025 | 2030 | 2035 | 2040
BM | 21 | 21 | 21 | 21 | 21 | 21
CC | 545.14 | 859.05 | 1235.26 | 2009.69 | 2721.25 | 2176.1
CSP | 0 | 0 | 0 | 0 | 0 | 0
CT | 0 | 0 | 0 | 0 | 0 | 0
Coal | 0 | 0 | 0 | 0 | 0 | 3042.22
Geo | 0 | 0 | 0 | 0 | 0 | 0
H | 0 | 0 | 0 | 0 | 0 | 0
LFG | 0 | 0 | 1.02 | 19.65 | 19.65 | 19.65
Nuc | 0 | 1003.37 | 1003.37 | 1003.37 | 1003.37 | 1003.37
PS | 0 | 0 | 0 | 0 | 0 | 0
PV | 0 | 0 | 0 | 0 | 0 | 0
PeakG | 0 | 0 | 0 | 0 | 0 | 0
PeakO | 0 | 0 | 0 | 0 | 0 | 0
ST | 0 | 0 | 0 | 0 | 0 | 0
STOG | 0 | 0 | 0 | 0 | 0 | 0
STWD | 0 | 0 | 0 | 0 | 0 | 0
WT | 0 | 0 | 0 | 0 | 0 | 0
IGCC | 0 | 0 | 0 | 0 | 0 | 0
DemandResponse | 0 | 0 | 0 | 0 | 0 | 0
IGCC-CCS | 0 | 0 | 0 | 0 | 0 | 0
WT_off | 0 | 0 | 0 | 0 | 0 | 0
PseudoUnit | 0 | 0 | 0 | 0 | 0 | 0
FixedInterchange | 0 | 0 | 0 | 0 | 0 | 0
Levelized Capital Costs by Reporting Type: SPP_N
ReportingType | 2015 | 2020 | 2025 | 2030 | 2035 | 2040
BM | 0 | 0 | 0 | 0 | 0 | 0
CC | 0 | 266.81 | 326.64 | 567.23 | 567.23 | 567.23
CSP | 0 | 0 | 0 | 0 | 0 | 0
CT | 0 | 0 | 0 | 186.93 | 292.91 | 466.12
Coal | 128.56 | 128.56 | 128.56 | 128.56 | 128.56 | 1498.49
Geo | 0 | 0 | 0 | 0 | 0 | 0
H | 0 | 0 | 0 | 0 | 0 | 0
LFG | 0 | 0 | 17.63 | 17.63 | 17.63 | 17.63
Nuc | 0 | 0 | 0 | 0 | 0 | 0
PS | 0 | 0 | 0 | 0 | 0 | 0
PV | 0 | 0 | 0 | 0 | 0 | 0
PeakG | 0 | 0 | 0 | 0 | 0 | 0
PeakO | 0 | 0 | 0 | 0 | 0 | 0
ST | 0 | 0 | 0 | 0 | 0 | 0
STOG | 0 | 0 | 0 | 0 | 0 | 0
STWD | 0 | 0 | 0 | 0 | 0 | 0
WT | 0 | 0 | 0 | 0 | 0 | 0
IGCC | 0 | 0 | 0 | 0 | 0 | 0
DemandResponse | 0 | 0 | 0 | 0 | 0 | 0
IGCC-CCS | 0 | 0 | 0 | 0 | 0 | 0
WT_off | 0 | 0 | 0 | 0 | 0 | 0
PseudoUnit | 0 | 0 | 0 | 0 | 0 | 0
FixedInterchange | 0 | 0 | 0 | 0 | 0 | 0
Levelized Capital Costs by Reporting Type: SPP_S
ReportingType | 2015 | 2020 | 2025 | 2030 | 2035 | 2040
BM | 0 | 0 | 0 | 0 | 0 | 0
CC | 0 | 264.57 | 544.67 | 771.99 | 771.99 | 771.99
CSP | 0 | 0 | 0 | 0 | 0 | 0
CT | 33.21 | 56.93 | 56.93 | 56.93 | 23.72 | 0
Coal | 273.14 | 273.14 | 273.14 | 273.14 | 273.14 | 273.14
Geo | 0 | 0 | 0 | 0 | 0 | 0
H | 0 | 0 | 0 | 0 | 0 | 0
LFG | 0 | 0 | 17.63 | 17.63 | 17.63 | 17.63
Nuc | 0 | 0 | 0 | 0 | 0 | 0
PS | 0 | 0 | 0 | 0 | 0 | 0
PV | 0 | 0 | 0 | 0 | 0 | 0
PeakG | 0 | 0 | 0 | 0 | 0 | 0
PeakO | 0 | 0 | 0 | 0 | 0 | 0
ST | 0 | 0 | 0 | 0 | 0 | 0
STOG | 0 | 0 | 0 | 0 | 0 | 0
STWD | 0 | 0 | 0 | 0 | 0 | 0
WT | 92.65 | 776.17 | 918.44 | 1108 | 5145.36 | 5015.03
IGCC | 0 | 0 | 0 | 0 | 0 | 0
DemandResponse | 0 | 0 | 0 | 0 | 0 | 0
IGCC-CCS | 0 | 0 | 0 | 0 | 0 | 0
WT_off | 0 | 0 | 0 | 0 | 0 | 0
PseudoUnit | 0 | 0 | 0 | 0 | 0 | 0
FixedInterchange | 0 | 0 | 0 | 0 | 0 | 0
Levelized Capital Costs by Reporting Type: TVA
ReportingType | 2015 | 2020 | 2025 | 2030 | 2035 | 2040
BM | 0 | 0 | 0 | 0 | 0 | 0
CC | 151.13 | 295.99 | 547.99 | 875.87 | 841.4 | 724.74
CSP | 0 | 0 | 0 | 0 | 0 | 0
CT | 20.76 | 290.58 | 290.58 | 423.12 | 537.66 | 267.84
Coal | 0 | 0 | 0 | 0 | 915.15 | 2463.49
Geo | 0 | 0 | 0 | 0 | 0 | 0
H | 0 | 0 | 0 | 0 | 0 | 0
LFG | 0 | 0 | 0 | 19.35 | 19.35 | 19.35
Nuc | 547.93 | 1564.69 | 1564.69 | 1564.69 | 1564.69 | 1564.69
PS | 0 | 0 | 0 | 0 | 0 | 0
PV | 0 | 0 | 0 | 0 | 0 | 0
PeakG | 0 | 0 | 0 | 0 | 0 | 0
PeakO | 0 | 0 | 0 | 0 | 0 | 0
ST | 0 | 0 | 0 | 0 | 0 | 0
STOG | 0 | 0 | 0 | 0 | 0 | 0
STWD | 0 | 0 | 0 | 0 | 0 | 0
WT | 0 | 0 | 0 | 0 | 0 | 0
IGCC | 0 | 0 | 0 | 0 | 0 | 0
DemandResponse | 0 | 0 | 0 | 0 | 0 | 0
IGCC-CCS | 0 | 0 | 0 | 0 | 0 | 0
WT_off | 0 | 0 | 0 | 0 | 0 | 0
PseudoUnit | 0 | 0 | 0 | 0 | 0 | 0
FixedInterchange | 0 | 0 | 0 | 0 | 0 | 0
Levelized Capital Costs by Reporting Type: TVA_Transmission
ReportingType | 2015 | 2020 | 2025 | 2030 | 2035 | 2040
BM | 0 | 0 | 0 | 0 | 0 | 0
CC | 0 | 0 | 0 | 0 | 0 | 0
CSP | 0 | 0 | 0 | 0 | 0 | 0
CT | 0 | 0 | 0 | 0 | 0 | 0
Coal | 0 | 0 | 0 | 0 | 0 | 0
Geo | 0 | 0 | 0 | 0 | 0 | 0
H | 0 | 0 | 0 | 0 | 0 | 0
LFG | 0 | 0 | 0 | 0 | 0 | 0
Nuc | 0 | 0 | 0 | 0 | 0 | 0
PS | 0 | 0 | 0 | 0 | 0 | 0
PV | 0 | 0 | 0 | 0 | 0 | 0
PeakG | 0 | 0 | 0 | 0 | 0 | 0
PeakO | 0 | 0 | 0 | 0 | 0 | 0
ST | 0 | 0 | 0 | 0 | 0 | 0
STOG | 0 | 0 | 0 | 0 | 0 | 0
STWD | 0 | 0 | 0 | 0 | 0 | 0
WT | 0 | 0 | 0 | 0 | 0 | 0
IGCC | 0 | 0 | 0 | 0 | 0 | 0
DemandResponse | 0 | 0 | 0 | 0 | 0 | 0
IGCC-CCS | 0 | 0 | 0 | 0 | 0 | 0
WT_off | 0 | 0 | 0 | 0 | 0 | 0
PseudoUnit | 0 | 0 | 0 | 0 | 0 | 0
FixedInterchange | 0 | 0 | 0 | 0 | 0 | 0
Levelized Capital Costs by Reporting Type: VACAR
ReportingType | 2015 | 2020 | 2025 | 2030 | 2035 | 2040
BM | 0.34 | 129.45 | 424.5 | 494.31 | 609.46 | 720.89
CC | 708 | 887.74 | 1190.62 | 1459.37 | 2513.05 | 2767.89
CSP | 0 | 0 | 0 | 0 | 0 | 0
CT | 60.54 | 171.87 | 175.14 | 323.42 | 447.73 | 336.4
Coal | 220.45 | 220.45 | 220.45 | 220.45 | 220.45 | 220.45
Geo | 0 | 0 | 0 | 0 | 0 | 0
H | 0 | 0 | 0 | 0 | 0 | 0
LFG | 0.06 | 19.57 | 19.57 | 19.57 | 19.51 | 0
Nuc | 0 | 2068.58 | 3044.53 | 3044.53 | 3044.53 | 3044.53
PS | 0 | 0 | 0 | 0 | 0 | 0
PV | 0 | 47.65 | 53.71 | 58.08 | 65.55 | 24.42
PeakG | 0 | 0 | 0 | 0 | 0 | 0
PeakO | 0 | 0 | 0 | 0 | 0 | 0
ST | 0 | 0 | 0 | 0 | 0 | 0
STOG | 0 | 0 | 0 | 0 | 0 | 0
STWD | 0 | 0 | 0 | 0 | 0 | 0
WT | 0.19 | 740.59 | 740.59 | 740.59 | 740.4 | 0
IGCC | 0 | 0 | 0 | 0 | 0 | 0
DemandResponse | 0 | 0 | 0 | 0 | 0 | 0
IGCC-CCS | 0 | 0 | 0 | 0 | 0 | 0
WT_off | 0.53 | 0.53 | 0.53 | 0.53 | 0 | 0
PseudoUnit | 0 | 0 | 0 | 0 | 0 | 0
FixedInterchange | 0 | 0 | 0 | 0 | 0 | 0
Levelized Capital Costs by Reporting Type: IESO
ReportingType | 2015 | 2020 | 2025 | 2030 | 2035 | 2040
BM | 144.8 | 144.8 | 144.8 | 144.8 | 144.8 | 144.8
CC | 175.41 | 175.41 | 175.41 | 175.41 | 683.49 | 1011.67
CSP | 0 | 0 | 0 | 0 | 0 | 0
CT | 41.8 | 41.8 | 41.8 | 41.8 | 72.05 | 149.64
Coal | 0 | 0 | 0 | 0 | 0 | 0
Geo | 0 | 0 | 0 | 0 | 0 | 0
H | 0 | 0 | 0 | 0 | 0 | 98.84
LFG | 5.12 | 5.12 | 5.12 | 5.29 | 0.17 | 0.17
Nuc | 0 | 0 | 0 | 0 | 0 | 0
PS | 0 | 0 | 0 | 0 | 0 | 0
PV | 539.74 | 539.74 | 539.74 | 539.74 | 0 | 0
PeakG | 0 | 0 | 0 | 0 | 0 | 0
PeakO | 0 | 0 | 0 | 0 | 0 | 0
ST | 0 | 0 | 0 | 0 | 0 | 0
STOG | 0 | 0 | 0 | 0 | 0 | 0
STWD | 0 | 0 | 0 | 0 | 0 | 0
WT | 660.4 | 660.4 | 660.4 | 660.4 | 0 | 0
IGCC | 0 | 0 | 0 | 0 | 0 | 0
DemandResponse | 0 | 0 | 0 | 0 | 0 | 0
IGCC-CCS | 0 | 0 | 0 | 0 | 0 | 0
WT_off | 0 | 0 | 0 | 0 | 0 | 0
PseudoUnit | 0 | 0 | 0 | 0 | 0 | 0
FixedInterchange | 0 | 0 | 0 | 0 | 0 | 0
Levelized Capital Costs by Reporting Type: MAPP_CA
ReportingType | 2015 | 2020 | 2025 | 2030 | 2035 | 2040
BM | 0 | 0 | 0 | 0 | 0 | 0
CC | 91.57 | 208.76 | 208.76 | 208.76 | 208.76 | 117.19
CSP | 0 | 0 | 0 | 0 | 0 | 0
CT | 8.72 | 10.67 | 10.67 | 10.67 | 1.94 | 0
Coal | 0 | 0 | 0 | 0 | 0 | 0
Geo | 0 | 0 | 0 | 0 | 0 | 0
H | 0 | 0 | 259.4 | 606.57 | 1000.74 | 1495.86
LFG | 0 | 0 | 0 | 0 | 0 | 0
Nuc | 0 | 0 | 0 | 0 | 0 | 0
PS | 0 | 0 | 0 | 0 | 0 | 0
PV | 0 | 0 | 0 | 0 | 0 | 0
PeakG | 0 | 0 | 0 | 0 | 0 | 0
PeakO | 0 | 0 | 0 | 0 | 0 | 0
ST | 0 | 0 | 0 | 0 | 0 | 0
STOG | 0 | 0 | 0 | 0 | 0 | 0
STWD | 0 | 0 | 0 | 0 | 0 | 0
WT | 87.23 | 87.23 | 87.23 | 87.23 | 0 | 0
IGCC | 0 | 0 | 0 | 0 | 0 | 0
DemandResponse | 0 | 0 | 0 | 0 | 0 | 0
IGCC-CCS | 0 | 0 | 0 | 0 | 0 | 0
WT_off | 0 | 0 | 0 | 0 | 0 | 0
PseudoUnit | 0 | 0 | 0 | 0 | 0 | 0
FixedInterchange | 0 | 0 | 0 | 0 | 0 | 0
Levelized Capital Costs by Reporting Type: AZ_NM_SNV_Coal
ReportingType | 2015 | 2020 | 2025 | 2030 | 2035 | 2040
BM | 0 | 0 | 0 | 0 | 0 | 0
CC | 0 | 0 | 0 | 0 | 0 | 0
CSP | 0 | 0 | 0 | 0 | 0 | 0
CT | 0 | 0 | 0 | 0 | 0 | 0
Coal | 0 | 0 | 0 | 0 | 0 | 0
Geo | 0 | 0 | 0 | 0 | 0 | 0
H | 0 | 0 | 0 | 0 | 0 | 0
LFG | 0 | 0 | 0 | 0 | 0 | 0
Nuc | 0 | 0 | 0 | 0 | 0 | 0
PS | 0 | 0 | 0 | 0 | 0 | 0
PV | 0 | 0 | 0 | 0 | 0 | 0
PeakG | 0 | 0 | 0 | 0 | 0 | 0
PeakO | 0 | 0 | 0 | 0 | 0 | 0
ST | 0 | 0 | 0 | 0 | 0 | 0
STOG | 0 | 0 | 0 | 0 | 0 | 0
STWD | 0 | 0 | 0 | 0 | 0 | 0
WT | 0 | 0 | 0 | 0 | 0 | 0
IGCC | 0 | 0 | 0 | 0 | 0 | 0
DemandResponse | 0 | 0 | 0 | 0 | 0 | 0
IGCC-CCS | 0 | 0 | 0 | 0 | 0 | 0
WT_off | 0 | 0 | 0 | 0 | 0 | 0
PseudoUnit | 0 | 0 | 0 | 0 | 0 | 0
FixedInterchange | 0 | 0 | 0 | 0 | 0 | 0
Levelized Capital Costs by Reporting Type: AZ_NM_SNV_Gas
ReportingType | 2015 | 2020 | 2025 | 2030 | 2035 | 2040
BM | 0 | 0 | 0 | 0 | 0 | 0
CC | 79.32 | 329.49 | 568.87 | 1269.26 | 2336.28 | 2287.29
CSP | 0 | 0 | 0 | 0 | 0 | 0
CT | 63.7 | 63.7 | 63.7 | 63.7 | 0 | 0
Coal | 0 | 0 | 0 | 0 | 0 | 0
Geo | 0 | 0 | 0 | 0 | 0 | 0
H | 0 | 0 | 0 | 0 | 0 | 0
LFG | 0 | 0 | 0 | 0 | 0 | 0
Nuc | 0 | 0 | 0 | 0 | 0 | 0
PS | 0 | 0 | 0 | 0 | 0 | 0
PV | 0 | 0 | 0 | 0 | 0 | 0
PeakG | 0 | 0 | 0 | 0 | 0 | 0
PeakO | 0 | 0 | 0 | 0 | 0 | 0
ST | 0 | 0 | 0 | 0 | 0 | 0
STOG | 0 | 0 | 0 | 0 | 0 | 0
STWD | 0 | 0 | 0 | 0 | 0 | 0
WT | 0 | 0 | 0 | 0 | 0 | 0
IGCC | 0 | 0 | 0 | 0 | 0 | 0
DemandResponse | 0 | 0 | 0 | 0 | 0 | 0
IGCC-CCS | 0 | 0 | 0 | 0 | 0 | 0
WT_off | 0 | 0 | 0 | 0 | 0 | 0
PseudoUnit | 0 | 0 | 0 | 0 | 0 | 0
FixedInterchange | 0 | 0 | 0 | 0 | 0 | 0
Levelized Capital Costs by Reporting Type: AZ_NM_SNV_NucRenew
ReportingType | 2015 | 2020 | 2025 | 2030 | 2035 | 2040
BM | 0 | 0 | 0 | 0 | 0 | 0
CC | 0 | 0 | 0 | 0 | 0 | 0
CSP | 0 | 0 | 0 | 0 | 0 | 0
CT | 0 | 0 | 0 | 0 | 0 | 0
Coal | 0 | 0 | 0 | 0 | 0 | 0
Geo | 0 | 0 | 369.64 | 369.64 | 369.64 | 369.64
H | 0 | 0 | 0 | 0 | 0 | 0
LFG | 0 | 11.72 | 11.72 | 11.72 | 11.72 | 0
Nuc | 0 | 0 | 0 | 0 | 0 | 0
PS | 0 | 0 | 0 | 0 | 0 | 0
PV | 34.88 | 34.88 | 34.88 | 34.88 | 0 | 0
PeakG | 0 | 0 | 0 | 0 | 0 | 0
PeakO | 0 | 0 | 0 | 0 | 0 | 0
ST | 101.5 | 276.38 | 385.51 | 363.92 | 326.99 | 152.11
STOG | 0 | 0 | 0 | 0 | 0 | 0
STWD | 0 | 0 | 0 | 0 | 0 | 0
WT | 14.28 | 2779.17 | 2779.17 | 3391.52 | 3503.85 | 738.96
IGCC | 0 | 0 | 0 | 0 | 0 | 0
DemandResponse | 0 | 0 | 0 | 0 | 0 | 0
IGCC-CCS | 0 | 0 | 0 | 0 | 0 | 0
WT_off | 0 | 0 | 0 | 0 | 0 | 0
PseudoUnit | 0 | 0 | 0 | 0 | 0 | 0
FixedInterchange | 0 | 0 | 0 | 0 | 0 | 0
Levelized Capital Costs by Reporting Type: ERCOT
ReportingType | 2015 | 2020 | 2025 | 2030 | 2035 | 2040
BM | 54.69 | 54.69 | 54.69 | 54.69 | 54.69 | 54.69
CC | 246.7 | 1090.28 | 1502.81 | 2314.48 | 3259.16 | 4096.07
CSP | 0 | 0 | 0 | 0 | 0 | 0
CT | 20.97 | 20.97 | 20.97 | 20.97 | 0 | 0
Coal | 540.38 | 540.38 | 540.38 | 540.38 | 540.38 | 540.38
Geo | 0 | 0 | 0 | 0 | 0 | 0
H | 0 | 0 | 0 | 0 | 0 | 0
LFG | 0 | 0 | 0 | 63.77 | 63.77 | 63.77
Nuc | 0 | 0 | 0 | 0 | 0 | 0
PS | 0 | 0 | 0 | 0 | 0 | 0
PV | 4.89 | 4.89 | 4.89 | 4.89 | 0 | 0
PeakG | 0 | 0 | 0 | 0 | 0 | 0
PeakO | 0 | 0 | 0 | 0 | 0 | 0
ST | 0 | 0 | 0 | 0 | 0 | 0
STOG | 0 | 0 | 0 | 0 | 0 | 0
STWD | 0 | 0 | 0 | 0 | 0 | 0
WT | 72.7 | 72.7 | 72.7 | 72.7 | 0 | 0
IGCC | 0 | 0 | 0 | 0 | 0 | 0
DemandResponse | 0 | 0 | 0 | 0 | 0 | 0
IGCC-CCS | 0 | 0 | 0 | 0 | 0 | 0
WT_off | 0 | 0 | 0 | 0 | 0 | 0
PseudoUnit | 0 | 0 | 0 | 0 | 0 | 0
FixedInterchange | 0 | 0 | 0 | 0 | 0 | 0
Levelized Capital Costs by Reporting Type: NP15
ReportingType | 2015 | 2020 | 2025 | 2030 | 2035 | 2040
BM | 0 | 0 | 0 | 0 | 0 | 0
CC | 130.44 | 130.44 | 130.44 | 130.44 | 130.44 | 0
CSP | 0 | 0 | 0 | 0 | 0 | 0
CT | 250.78 | 603.34 | 1234.54 | 1946.72 | 1751.47 | 1398.91
Coal | 0 | 0 | 0 | 0 | 0 | 0
Geo | 0 | 186.37 | 186.37 | 186.37 | 186.37 | 0
H | 0 | 0 | 0 | 0 | 0 | 0
LFG | 0 | 125.8 | 125.8 | 125.8 | 125.8 | 0
Nuc | 0 | 0 | 0 | 0 | 4395.59 | 6004.36
PS | 0 | 0 | 0 | 0 | 0 | 0
PV | 2.79 | 2.79 | 2.79 | 2.79 | 0 | 0
PeakG | 0 | 0 | 0 | 0 | 0 | 0
PeakO | 0 | 0 | 0 | 0 | 0 | 0
ST | 12.6 | 12.6 | 12.6 | 12.6 | 0 | 0
STOG | 0 | 0 | 0 | 0 | 0 | 0
STWD | 0 | 0 | 0 | 0 | 0 | 0
WT | 26.07 | 837.92 | 837.92 | 837.92 | 811.85 | 0
IGCC | 0 | 0 | 0 | 0 | 0 | 0
DemandResponse | 0 | 0 | 0 | 0 | 0 | 0
IGCC-CCS | 0 | 0 | 0 | 0 | 0 | 0
WT_off | 0 | 0 | 0 | 0 | 0 | 0
PseudoUnit | 0 | 0 | 0 | 0 | 0 | 0
FixedInterchange | 0 | 0 | 0 | 0 | 0 | 0
Levelized Capital Costs by Reporting Type: NWPP_Coal
ReportingType | 2015 | 2020 | 2025 | 2030 | 2035 | 2040
BM | 0 | 0 | 0 | 0 | 0 | 0
CC | 0 | 0 | 0 | 0 | 0 | 0
CSP | 0 | 0 | 0 | 0 | 0 | 0
CT | 0 | 0 | 0 | 0 | 0 | 0
Coal | 0 | 0 | 0 | 0 | 0 | 0
Geo | 0 | 0 | 0 | 0 | 0 | 0
H | 0 | 0 | 0 | 0 | 0 | 0
LFG | 0 | 0 | 0 | 0 | 0 | 0
Nuc | 0 | 0 | 0 | 0 | 0 | 0
PS | 0 | 0 | 0 | 0 | 0 | 0
PV | 0 | 0 | 0 | 0 | 0 | 0
PeakG | 0 | 0 | 0 | 0 | 0 | 0
PeakO | 0 | 0 | 0 | 0 | 0 | 0
ST | 0 | 0 | 0 | 0 | 0 | 0
STOG | 0 | 0 | 0 | 0 | 0 | 0
STWD | 0 | 0 | 0 | 0 | 0 | 0
WT | 0 | 0 | 0 | 0 | 0 | 0
IGCC | 0 | 0 | 0 | 0 | 0 | 0
DemandResponse | 0 | 0 | 0 | 0 | 0 | 0
IGCC-CCS | 0 | 0 | 0 | 0 | 0 | 0
WT_off | 0 | 0 | 0 | 0 | 0 | 0
PseudoUnit | 0 | 0 | 0 | 0 | 0 | 0
FixedInterchange | 0 | 0 | 0 | 0 | 0 | 0
Levelized Capital Costs by Reporting Type: NWPP_Gas
ReportingType | 2015 | 2020 | 2025 | 2030 | 2035 | 2040
BM | 0 | 0 | 0 | 0 | 0 | 0
CC | 33.4 | 33.4 | 526.35 | 1436.24 | 1477.55 | 1994.36
CSP | 0 | 0 | 0 | 0 | 0 | 0
CT | 13.02 | 13.02 | 13.02 | 13.02 | 0 | 0
Coal | 0 | 0 | 0 | 0 | 0 | 543.21
Geo | 0 | 0 | 0 | 0 | 0 | 0
H | 0 | 0 | 0 | 0 | 0 | 0
LFG | 0 | 0 | 0 | 0 | 0 | 0
Nuc | 0 | 0 | 0 | 0 | 0 | 0
PS | 0 | 0 | 0 | 0 | 0 | 0
PV | 0 | 0 | 0 | 0 | 0 | 0
PeakG | 0 | 0 | 0 | 0 | 0 | 0
PeakO | 0 | 0 | 0 | 0 | 0 | 0
ST | 0 | 0 | 0 | 0 | 0 | 0
STOG | 0 | 0 | 0 | 0 | 0 | 0
STWD | 0 | 0 | 0 | 0 | 0 | 0
WT | 0 | 0 | 0 | 0 | 0 | 0
IGCC | 0 | 0 | 0 | 0 | 0 | 0
DemandResponse | 0 | 0 | 0 | 0 | 0 | 0
IGCC-CCS | 0 | 0 | 0 | 0 | 0 | 0
WT_off | 0 | 0 | 0 | 0 | 0 | 0
PseudoUnit | 0 | 0 | 0 | 0 | 0 | 0
FixedInterchange | 0 | 0 | 0 | 0 | 0 | 0
Levelized Capital Costs by Reporting Type: NWPP_NucRenew
ReportingType | 2015 | 2020 | 2025 | 2030 | 2035 | 2040
BM | 13.89 | 13.89 | 13.89 | 13.89 | 13.89 | 13.89
CC | 0 | 0 | 0 | 0 | 0 | 0
CSP | 0 | 0 | 0 | 0 | 0 | 0
CT | 0 | 0 | 0 | 0 | 0 | 0
Coal | 0 | 0 | 0 | 0 | 0 | 0
Geo | 24.88 | 24.88 | 135.71 | 135.71 | 110.83 | 110.83
H | 0 | 0 | 0 | 0 | 0 | 0
LFG | 5.02 | 19.86 | 51.12 | 51.12 | 46.1 | 31.26
Nuc | 0 | 0 | 0 | 0 | 0 | 0
PS | 0 | 0 | 0 | 0 | 0 | 0
PV | 0 | 0 | 0 | 0 | 0 | 0
PeakG | 0 | 0 | 0 | 0 | 0 | 0
PeakO | 0 | 0 | 0 | 0 | 0 | 0
ST | 0 | 0 | 0 | 0 | 0 | 0
STOG | 0 | 0 | 0 | 0 | 0 | 0
STWD | 0 | 0 | 0 | 0 | 0 | 0
WT | 238.86 | 238.86 | 238.86 | 384.53 | 145.67 | 145.67
IGCC | 0 | 0 | 0 | 0 | 0 | 0
DemandResponse | 0 | 0 | 0 | 0 | 0 | 0
IGCC-CCS | 0 | 0 | 0 | 0 | 0 | 0
WT_off | 0 | 0 | 0 | 0 | 0 | 0
PseudoUnit | 0 | 0 | 0 | 0 | 0 | 0
FixedInterchange | 0 | 0 | 0 | 0 | 0 | 0
Levelized Capital Costs by Reporting Type: RMPA
ReportingType | 2015 | 2020 | 2025 | 2030 | 2035 | 2040
BM | 0 | 0 | 0 | 0 | 0 | 0
CC | 0 | 0 | 0 | 0 | 0 | 0
CSP | 0 | 0 | 0 | 0 | 0 | 0
CT | 15.2 | 15.2 | 15.2 | 32.03 | 50.51 | 105.81
Coal | 108.63 | 374.37 | 374.37 | 901.26 | 1486.34 | 2092.31
Geo | 0 | 6.83 | 658.99 | 658.99 | 658.99 | 652.16
H | 0 | 0 | 0 | 0 | 0 | 0
LFG | 0.28 | 5.85 | 5.85 | 5.85 | 5.57 | 0
Nuc | 0 | 0 | 0 | 0 | 0 | 0
PS | 0 | 0 | 0 | 0 | 0 | 0
PV | 0.37 | 0.37 | 0.37 | 0.37 | 0 | 0
PeakG | 0 | 0 | 0 | 0 | 0 | 0
PeakO | 0 | 0 | 0 | 0 | 0 | 0
ST | 1.07 | 136.48 | 154.19 | 171.45 | 170.38 | 34.96
STOG | 0 | 0 | 0 | 0 | 0 | 0
STWD | 0 | 0 | 0 | 0 | 0 | 0
WT | 172.66 | 802.64 | 802.64 | 802.64 | 629.98 | 0
IGCC | 0 | 0 | 0 | 0 | 0 | 0
DemandResponse | 0 | 0 | 0 | 0 | 0 | 0
IGCC-CCS | 0 | 0 | 0 | 0 | 0 | 0
WT_off | 0 | 0 | 0 | 0 | 0 | 0
PseudoUnit | 0 | 0 | 0 | 0 | 0 | 0
FixedInterchange | 0 | 0 | 0 | 0 | 0 | 0
Levelized Capital Costs by Reporting Type: SP15
ReportingType | 2015 | 2020 | 2025 | 2030 | 2035 | 2040
BM | 2.9 | 2.9 | 2.9 | 2.9 | 2.9 | 2.9
CC | 60.76 | 60.76 | 60.76 | 60.76 | 60.76 | 0
CSP | 0 | 0 | 0 | 0 | 0 | 0
CT | 0 | 0 | 0 | 0 | 50.42 | 50.42
Coal | 0 | 0 | 0 | 0 | 0 | 0
Geo | 14.26 | 385.19 | 385.19 | 370.93 | 370.93 | 0
H | 0 | 0 | 0 | 0 | 0 | 0
LFG | 2.09 | 125.04 | 125.04 | 124.8 | 122.95 | 0
Nuc | 0 | 0 | 0 | 0 | 0 | 4784.85
PS | 0 | 0 | 0 | 0 | 0 | 0
PV | 1.62 | 1.62 | 1.62 | 1.62 | 0 | 0
PeakG | 0 | 0 | 0 | 0 | 0 | 0
PeakO | 0 | 0 | 0 | 0 | 0 | 0
ST | 191.39 | 191.39 | 191.39 | 191.39 | 0 | 0
STOG | 0 | 0 | 0 | 0 | 0 | 0
STWD | 0 | 0 | 0 | 0 | 0 | 0
WT | 193.26 | 193.26 | 193.26 | 193.26 | 0 | 0
IGCC | 0 | 0 | 0 | 0 | 0 | 0
DemandResponse | 0 | 0 | 0 | 0 | 0 | 0
IGCC-CCS | 0 | 0 | 0 | 0 | 0 | 0
WT_off | 0 | 0 | 0 | 0 | 0 | 0
PseudoUnit | 0 | 0 | 0 | 0 | 0 | 0
FixedInterchange | 0 | 0 | 0 | 0 | 0 | 0
Levelized Capital Costs by Reporting Type: ALB
ReportingType | 2015 | 2020 | 2025 | 2030 | 2035 | 2040
BM | 0 | 0 | 0 | 0 | 0 | 0
CC | 62.1 | 203.14 | 353.29 | 555.59 | 790 | 727.9
CSP | 0 | 0 | 0 | 0 | 0 | 0
CT | 16.7 | 16.7 | 16.7 | 16.7 | 0 | 0
Coal | 147.62 | 147.62 | 147.62 | 147.62 | 147.62 | 147.62
Geo | 0 | 0 | 0 | 0 | 0 | 0
H | 0 | 0 | 0 | 0 | 0 | 0
LFG | 0 | 0 | 0 | 0 | 0 | 0
Nuc | 0 | 0 | 0 | 0 | 0 | 1083.24
PS | 0 | 0 | 0 | 0 | 0 | 0
PV | 0 | 0 | 0 | 0 | 0 | 0
PeakG | 0 | 0 | 0 | 0 | 0 | 0
PeakO | 0 | 0 | 0 | 0 | 0 | 0
ST | 0 | 0 | 0 | 0 | 0 | 0
STOG | 0 | 0 | 0 | 0 | 0 | 0
STWD | 0 | 0 | 0 | 0 | 0 | 0
WT | 2.54 | 2.54 | 2.54 | 2.54 | 0 | 0
IGCC | 0 | 0 | 0 | 0 | 0 | 0
DemandResponse | 0 | 0 | 0 | 0 | 0 | 0
IGCC-CCS | 0 | 0 | 0 | 0 | 0 | 0
WT_off | 0 | 0 | 0 | 0 | 0 | 0
PseudoUnit | 0 | 0 | 0 | 0 | 0 | 0
FixedInterchange | 0 | 0 | 0 | 0 | 0 | 0
Levelized Capital Costs by Reporting Type: BC
ReportingType | 2015 | 2020 | 2025 | 2030 | 2035 | 2040
BM | 0 | 0 | 0 | 0 | 0 | 0
CC | 178.76 | 325.68 | 477.74 | 670.15 | 744.06 | 565.3
CSP | 0 | 0 | 0 | 0 | 0 | 0
CT | 0 | 0 | 0 | 0 | 104.42 | 230.25
Coal | 0 | 0 | 0 | 0 | 0 | 0
Geo | 0 | 0 | 0 | 0 | 0 | 0
H | 0 | 0 | 0 | 0 | 0 | 0
LFG | 0 | 0 | 0 | 0 | 0 | 0
Nuc | 0 | 0 | 0 | 0 | 0 | 277.48
PS | 0 | 0 | 0 | 0 | 0 | 0
PV | 0 | 0 | 0 | 0 | 0 | 0
PeakG | 0 | 0 | 0 | 0 | 0 | 0
PeakO | 0 | 0 | 0 | 0 | 0 | 0
ST | 0 | 0 | 0 | 0 | 0 | 0
STOG | 0 | 0 | 0 | 0 | 0 | 0
STWD | 0 | 0 | 0 | 0 | 0 | 0
WT | 40.68 | 40.68 | 40.68 | 40.68 | 0 | 0
IGCC | 0 | 0 | 0 | 0 | 0 | 0
DemandResponse | 0 | 0 | 0 | 0 | 0 | 0
IGCC-CCS | 0 | 0 | 0 | 0 | 0 | 0
WT_off | 0 | 0 | 0 | 0 | 0 | 0
PseudoUnit | 0 | 0 | 0 | 0 | 0 | 0
FixedInterchange | 0 | 0 | 0 | 0 | 0 | 0
Levelized Capital Costs by Reporting Type: HQ_IESO
ReportingType | 2015 | 2020 | 2025 | 2030 | 2035 | 2040
BM | 0 | 0 | 0 | 0 | 0 | 0
CC | 0 | 0 | 0 | 0 | 0 | 0
CSP | 0 | 0 | 0 | 0 | 0 | 0
CT | 0 | 0 | 0 | 0 | 0 | 0
Coal | 0 | 0 | 0 | 0 | 0 | 0
Geo | 0 | 0 | 0 | 0 | 0 | 0
H | 0 | 0 | 0 | 0 | 0 | 0
LFG | 0 | 0 | 0 | 0 | 0 | 0
Nuc | 0 | 0 | 0 | 0 | 0 | 0
PS | 0 | 0 | 0 | 0 | 0 | 0
PV | 0 | 0 | 0 | 0 | 0 | 0
PeakG | 0 | 0 | 0 | 0 | 0 | 0
PeakO | 0 | 0 | 0 | 0 | 0 | 0
ST | 0 | 0 | 0 | 0 | 0 | 0
STOG | 0 | 0 | 0 | 0 | 0 | 0
STWD | 0 | 0 | 0 | 0 | 0 | 0
WT | 0 | 0 | 0 | 0 | 0 | 0
IGCC | 0 | 0 | 0 | 0 | 0 | 0
DemandResponse | 0 | 0 | 0 | 0 | 0 | 0
IGCC-CCS | 0 | 0 | 0 | 0 | 0 | 0
WT_off | 0 | 0 | 0 | 0 | 0 | 0
PseudoUnit | 0 | 0 | 0 | 0 | 0 | 0
FixedInterchange | 0 | 0 | 0 | 0 | 0 | 0
Levelized Capital Costs by Reporting Type: HQ_NEISO
ReportingType | 2015 | 2020 | 2025 | 2030 | 2035 | 2040
BM | 0 | 0 | 0 | 0 | 0 | 0
CC | 0 | 0 | 0 | 0 | 0 | 0
CSP | 0 | 0 | 0 | 0 | 0 | 0
CT | 0 | 0 | 0 | 0 | 0 | 0
Coal | 0 | 0 | 0 | 0 | 0 | 0
Geo | 0 | 0 | 0 | 0 | 0 | 0
H | 0 | 0 | 0 | 0 | 0 | 0
LFG | 0 | 0 | 0 | 0 | 0 | 0
Nuc | 0 | 0 | 0 | 0 | 0 | 0
PS | 0 | 0 | 0 | 0 | 0 | 0
PV | 0 | 0 | 0 | 0 | 0 | 0
PeakG | 0 | 0 | 0 | 0 | 0 | 0
PeakO | 0 | 0 | 0 | 0 | 0 | 0
ST | 0 | 0 | 0 | 0 | 0 | 0
STOG | 0 | 0 | 0 | 0 | 0 | 0
STWD | 0 | 0 | 0 | 0 | 0 | 0
WT | 0 | 0 | 0 | 0 | 0 | 0
IGCC | 0 | 0 | 0 | 0 | 0 | 0
DemandResponse | 0 | 0 | 0 | 0 | 0 | 0
IGCC-CCS | 0 | 0 | 0 | 0 | 0 | 0
WT_off | 0 | 0 | 0 | 0 | 0 | 0
PseudoUnit | 0 | 0 | 0 | 0 | 0 | 0
FixedInterchange | 0 | 0 | 0 | 0 | 0 | 0
Levelized Capital Costs by Reporting Type: HQ_NY
ReportingType | 2015 | 2020 | 2025 | 2030 | 2035 | 2040
BM | 0 | 0 | 0 | 0 | 0 | 0
CC | 0 | 0 | 0 | 0 | 0 | 0
CSP | 0 | 0 | 0 | 0 | 0 | 0
CT | 0 | 0 | 0 | 0 | 0 | 0
Coal | 0 | 0 | 0 | 0 | 0 | 0
Geo | 0 | 0 | 0 | 0 | 0 | 0
H | 0 | 0 | 0 | 0 | 0 | 0
LFG | 0 | 0 | 0 | 0 | 0 | 0
Nuc | 0 | 0 | 0 | 0 | 0 | 0
PS | 0 | 0 | 0 | 0 | 0 | 0
PV | 0 | 0 | 0 | 0 | 0 | 0
PeakG | 0 | 0 | 0 | 0 | 0 | 0
PeakO | 0 | 0 | 0 | 0 | 0 | 0
ST | 0 | 0 | 0 | 0 | 0 | 0
STOG | 0 | 0 | 0 | 0 | 0 | 0
STWD | 0 | 0 | 0 | 0 | 0 | 0
WT | 0 | 0 | 0 | 0 | 0 | 0
IGCC | 0 | 0 | 0 | 0 | 0 | 0
DemandResponse | 0 | 0 | 0 | 0 | 0 | 0
IGCC-CCS | 0 | 0 | 0 | 0 | 0 | 0
WT_off | 0 | 0 | 0 | 0 | 0 | 0
PseudoUnit | 0 | 0 | 0 | 0 | 0 | 0
FixedInterchange | 0 | 0 | 0 | 0 | 0 | 0
Levelized Capital Costs by Reporting Type: MARITIMES
ReportingType | 2015 | 2020 | 2025 | 2030 | 2035 | 2040
BM | 0 | 0 | 0 | 0 | 0 | 0
CC | 0 | 0 | 0 | 0 | 0 | 0
CSP | 0 | 0 | 0 | 0 | 0 | 0
CT | 0 | 0 | 0 | 0 | 0 | 0
Coal | 0 | 0 | 0 | 0 | 0 | 0
Geo | 0 | 0 | 0 | 0 | 0 | 0
H | 0 | 0 | 0 | 0 | 0 | 0
LFG | 0 | 0 | 0 | 0 | 0 | 0
Nuc | 0 | 0 | 0 | 0 | 0 | 0
PS | 0 | 0 | 0 | 0 | 0 | 0
PV | 0 | 0 | 0 | 0 | 0 | 0
PeakG | 0 | 0 | 0 | 0 | 0 | 0
PeakO | 0 | 0 | 0 | 0 | 0 | 0
ST | 0 | 0 | 0 | 0 | 0 | 0
STOG | 0 | 0 | 0 | 0 | 0 | 0
STWD | 0 | 0 | 0 | 0 | 0 | 0
WT | 0 | 0 | 0 | 0 | 0 | 0
IGCC | 0 | 0 | 0 | 0 | 0 | 0
DemandResponse | 0 | 0 | 0 | 0 | 0 | 0
IGCC-CCS | 0 | 0 | 0 | 0 | 0 | 0
WT_off | 0 | 0 | 0 | 0 | 0 | 0
PseudoUnit | 0 | 0 | 164.81 | 164.81 | 164.81 | 164.81
FixedInterchange | 0 | 0 | 0 | 0 | 0 | 0
Levelized Capital Costs by Reporting Type: All
ReportingType | 2015 | 2020 | 2025 | 2030 | 2035 | 2040
BM | 541.24 | 670.35 | 965.4 | 1035.22 | 1150.37 | 1176.72
CC | 4474.3 | 9525.81 | 14669.62 | 22936.55 | 33201.57 | 37003.81
CSP | 0 | 0 | 0 | 0 | 0 | 0
CT | 803.54 | 2270.01 | 3156.67 | 5402.61 | 6655.42 | 6453.62
Coal | 3114.71 | 3380.44 | 3380.44 | 3911.61 | 8079.52 | 17614.6
Geo | 39.14 | 603.27 | 1735.89 | 1721.64 | 1696.76 | 1132.63
H | 0 | 174.87 | 434.27 | 782.43 | 1176.6 | 2086.33
LFG | 42.41 | 461.1 | 896.5 | 1018.77 | 986.02 | 567.33
Nuc | 547.93 | 8465.51 | 10643.11 | 10643.11 | 15038.7 | 26001.02
PS | 0 | 0 | 0 | 0 | 0 | 0
PV | 612.43 | 1465.85 | 1913.46 | 2067.77 | 1578.54 | 853.25
PeakG | 0 | 0 | 0 | 0 | 0 | 0
PeakO | 0 | 0 | 0 | 0 | 0 | 0
ST | 306.55 | 616.85 | 743.7 | 739.36 | 497.37 | 187.07
STOG | 0 | 0 | 0 | 0 | 0 | 0
STWD | 0 | 0 | 0 | 0 | 0 | 0
WT | 6098.68 | 13588.33 | 15424.46 | 17932.56 | 18271.8 | 13368.59
IGCC | 215.26 | 215.26 | 215.26 | 215.26 | 215.26 | 215.26
DemandResponse | 0 | 0 | 0 | 0 | 0 | 0
IGCC-CCS | 0 | 0 | 0 | 0 | 0 | 0
WT_off | 283.77 | 283.77 | 824.12 | 824.12 | 540.35 | 540.35
PseudoUnit | 0 | 0 | 164.81 | 164.81 | 164.81 | 164.81
FixedInterchange | 0 | 0 | 0 | 0 | 0 | 0
Levelized Capital Costs by Reporting Type: EI_US
ReportingType | 2015 | 2020 | 2025 | 2030 | 2035 | 2040
BM | 324.96 | 454.07 | 749.12 | 818.93 | 934.08 | 960.43
CC | 3415.83 | 6968.45 | 10665.18 | 16115.45 | 23511.07 | 26204.03
CSP | 0 | 0 | 0 | 0 | 0 | 0
CT | 372.64 | 1484.61 | 1740.07 | 3256.99 | 4624.61 | 4518.58
Coal | 2318.08 | 2318.08 | 2318.08 | 2322.35 | 5905.17 | 14291.09
Geo | 0 | 0 | 0 | 0 | 0 | 0
H | 0 | 174.87 | 174.87 | 175.86 | 175.86 | 491.63
LFG | 29.9 | 167.72 | 571.85 | 630.42 | 609.94 | 472.13
Nuc | 547.93 | 8465.51 | 10643.11 | 10643.11 | 10643.11 | 13851.09
PS | 0 | 0 | 0 | 0 | 0 | 0
PV | 28.13 | 881.55 | 1329.16 | 1483.47 | 1578.54 | 853.25
PeakG | 0 | 0 | 0 | 0 | 0 | 0
PeakO | 0 | 0 | 0 | 0 | 0 | 0
ST | 0 | 0 | 0 | 0 | 0 | 0
STOG | 0 | 0 | 0 | 0 | 0 | 0
STWD | 0 | 0 | 0 | 0 | 0 | 0
WT | 4589.99 | 7872.93 | 9709.07 | 11459.14 | 13180.45 | 12483.95
IGCC | 215.26 | 215.26 | 215.26 | 215.26 | 215.26 | 215.26
DemandResponse | 0 | 0 | 0 | 0 | 0 | 0
IGCC-CCS | 0 | 0 | 0 | 0 | 0 | 0
WT_off | 283.77 | 283.77 | 824.12 | 824.12 | 540.35 | 540.35
PseudoUnit | 0 | 0 | 164.81 | 164.81 | 164.81 | 164.81
FixedInterchange | 0 | 0 | 0 | 0 | 0 | 0
Levelized Capital Costs by Reporting Type: EI_Canada
ReportingType | 2015 | 2020 | 2025 | 2030 | 2035 | 2040
BM | 144.8 | 144.8 | 144.8 | 144.8 | 144.8 | 144.8
CC | 266.98 | 384.17 | 384.17 | 384.17 | 892.25 | 1128.86
CSP | 0 | 0 | 0 | 0 | 0 | 0
CT | 50.52 | 52.46 | 52.46 | 52.46 | 73.99 | 149.64
Coal | 0 | 0 | 0 | 0 | 0 | 0
Geo | 0 | 0 | 0 | 0 | 0 | 0
H | 0 | 0 | 259.4 | 606.57 | 1000.74 | 1594.7
LFG | 5.12 | 5.12 | 5.12 | 5.29 | 0.17 | 0.17
Nuc | 0 | 0 | 0 | 0 | 0 | 0
PS | 0 | 0 | 0 | 0 | 0 | 0
PV | 539.74 | 539.74 | 539.74 | 539.74 | 0 | 0
PeakG | 0 | 0 | 0 | 0 | 0 | 0
PeakO | 0 | 0 | 0 | 0 | 0 | 0
ST | 0 | 0 | 0 | 0 | 0 | 0
STOG | 0 | 0 | 0 | 0 | 0 | 0
STWD | 0 | 0 | 0 | 0 | 0 | 0
WT | 747.62 | 747.62 | 747.62 | 747.62 | 0 | 0
IGCC | 0 | 0 | 0 | 0 | 0 | 0
DemandResponse | 0 | 0 | 0 | 0 | 0 | 0
IGCC-CCS | 0 | 0 | 0 | 0 | 0 | 0
WT_off | 0 | 0 | 0 | 0 | 0 | 0
PseudoUnit | 0 | 0 | 0 | 0 | 0 | 0
FixedInterchange | 0 | 0 | 0 | 0 | 0 | 0
Levelized Capital Costs by Reporting Type: EI
ReportingType | 2015 | 2020 | 2025 | 2030 | 2035 | 2040
BM | 469.76 | 598.87 | 893.92 | 963.74 | 1078.88 | 1105.24
CC | 3682.81 | 7352.62 | 11049.35 | 16499.62 | 24403.32 | 27332.89
CSP | 0 | 0 | 0 | 0 | 0 | 0
CT | 423.16 | 1537.07 | 1792.53 | 3309.46 | 4698.61 | 4668.22
Coal | 2318.08 | 2318.08 | 2318.08 | 2322.35 | 5905.17 | 14291.09
Geo | 0 | 0 | 0 | 0 | 0 | 0
H | 0 | 174.87 | 434.27 | 782.43 | 1176.6 | 2086.33
LFG | 35.02 | 172.84 | 576.97 | 635.7 | 610.11 | 472.3
Nuc | 547.93 | 8465.51 | 10643.11 | 10643.11 | 10643.11 | 13851.09
PS | 0 | 0 | 0 | 0 | 0 | 0
PV | 567.88 | 1421.29 | 1868.9 | 2023.21 | 1578.54 | 853.25
PeakG | 0 | 0 | 0 | 0 | 0 | 0
PeakO | 0 | 0 | 0 | 0 | 0 | 0
ST | 0 | 0 | 0 | 0 | 0 | 0
STOG | 0 | 0 | 0 | 0 | 0 | 0
STWD | 0 | 0 | 0 | 0 | 0 | 0
WT | 5337.61 | 8620.55 | 10456.69 | 12206.76 | 13180.45 | 12483.95
IGCC | 215.26 | 215.26 | 215.26 | 215.26 | 215.26 | 215.26
DemandResponse | 0 | 0 | 0 | 0 | 0 | 0
IGCC-CCS | 0 | 0 | 0 | 0 | 0 | 0
WT_off | 283.77 | 283.77 | 824.12 | 824.12 | 540.35 | 540.35
PseudoUnit | 0 | 0 | 164.81 | 164.81 | 164.81 | 164.81
FixedInterchange | 0 | 0 | 0 | 0 | 0 | 0
Levelized Capital Costs by Reporting Type: Outside_EI
ReportingType | 2015 | 2020 | 2025 | 2030 | 2035 | 2040
BM | 71.48 | 71.48 | 71.48 | 71.48 | 71.48 | 71.48
CC | 791.49 | 2173.2 | 3620.27 | 6436.92 | 8798.25 | 9670.92
CSP | 0 | 0 | 0 | 0 | 0 | 0
CT | 380.38 | 732.94 | 1364.14 | 2093.15 | 1956.82 | 1785.39
Coal | 796.63 | 1062.37 | 1062.37 | 1589.26 | 2174.34 | 3323.52
Geo | 39.14 | 603.27 | 1735.89 | 1721.64 | 1696.76 | 1132.63
H | 0 | 0 | 0 | 0 | 0 | 0
LFG | 7.39 | 288.26 | 319.52 | 383.06 | 375.91 | 95.03
Nuc | 0 | 0 | 0 | 0 | 4395.59 | 12149.93
PS | 0 | 0 | 0 | 0 | 0 | 0
PV | 44.56 | 44.56 | 44.56 | 44.56 | 0 | 0
PeakG | 0 | 0 | 0 | 0 | 0 | 0
PeakO | 0 | 0 | 0 | 0 | 0 | 0
ST | 306.55 | 616.85 | 743.7 | 739.36 | 497.37 | 187.07
STOG | 0 | 0 | 0 | 0 | 0 | 0
STWD | 0 | 0 | 0 | 0 | 0 | 0
WT | 761.07 | 4967.78 | 4967.78 | 5725.8 | 5091.35 | 884.64
IGCC | 0 | 0 | 0 | 0 | 0 | 0
DemandResponse | 0 | 0 | 0 | 0 | 0 | 0
IGCC-CCS | 0 | 0 | 0 | 0 | 0 | 0
WT_off | 0 | 0 | 0 | 0 | 0 | 0
PseudoUnit | 0 | 0 | 0 | 0 | 0 | 0
FixedInterchange | 0 | 0 | 0 | 0 | 0 | 0
#13 | 0.05: Levelized Retrofit Capital Costs ($million)
Levelized Retrofit Capital Costs by Reporting Type: Entergy
ReportingType | 2015 | 2020 | 2025 | 2030 | 2035 | 2040
BM | 0 | 0 | 0 | 0 | 0 | 0
CC | 0 | 0 | 0 | 0 | 0 | 0
CSP | 0 | 0 | 0 | 0 | 0 | 0
CT | 0 | 0 | 0 | 0 | 0 | 0
Coal | 0 | 353.26 | 353.26 | 0 | 0 | 0
Geo | 0 | 0 | 0 | 0 | 0 | 0
H | 0 | 0 | 0 | 0 | 0 | 0
LFG | 0 | 0 | 0 | 0 | 0 | 0
Nuc | 0 | 0 | 0 | 0 | 0 | 0
PS | 0 | 0 | 0 | 0 | 0 | 0
PV | 0 | 0 | 0 | 0 | 0 | 0
PeakG | 0 | 0 | 0 | 0 | 0 | 0
PeakO | 0 | 0 | 0 | 0 | 0 | 0
ST | 0 | 0 | 0 | 0 | 0 | 0
STOG | 0 | 0 | 0 | 0 | 0 | 0
STWD | 0 | 0 | 0 | 0 | 0 | 0
WT | 0 | 0 | 0 | 0 | 0 | 0
IGCC | 0 | 0 | 0 | 0 | 0 | 0
DemandResponse | 0 | 0 | 0 | 0 | 0 | 0
IGCC-CCS | 0 | 0 | 0 | 0 | 0 | 0
WT_off | 0 | 0 | 0 | 0 | 0 | 0
PseudoUnit | 0 | 0 | 0 | 0 | 0 | 0
FixedInterchange | 0 | 0 | 0 | 0 | 0 | 0
Levelized Retrofit Capital Costs by Reporting Type: FRCC
ReportingType | 2015 | 2020 | 2025 | 2030 | 2035 | 2040
BM | 0 | 0 | 0 | 0 | 0 | 0
CC | 0 | 0 | 0 | 0 | 0 | 0
CSP | 0 | 0 | 0 | 0 | 0 | 0
CT | 0 | 0 | 0 | 0 | 0 | 0
Coal | 73.1 | 90.37 | 90.37 | 0 | 0 | 0
Geo | 0 | 0 | 0 | 0 | 0 | 0
H | 0 | 0 | 0 | 0 | 0 | 0
LFG | 0 | 0 | 0 | 0 | 0 | 0
Nuc | 0 | 0 | 0 | 0 | 0 | 0
PS | 0 | 0 | 0 | 0 | 0 | 0
PV | 0 | 0 | 0 | 0 | 0 | 0
PeakG | 0 | 0 | 0 | 0 | 0 | 0
PeakO | 0 | 0 | 0 | 0 | 0 | 0
ST | 0 | 0 | 0 | 0 | 0 | 0
STOG | 0 | 0 | 0 | 0 | 0 | 0
STWD | 0 | 0 | 0 | 0 | 0 | 0
WT | 0 | 0 | 0 | 0 | 0 | 0
IGCC | 0 | 0 | 0 | 0 | 0 | 0
DemandResponse | 0 | 0 | 0 | 0 | 0 | 0
IGCC-CCS | 0 | 0 | 0 | 0 | 0 | 0
WT_off | 0 | 0 | 0 | 0 | 0 | 0
PseudoUnit | 0 | 0 | 0 | 0 | 0 | 0
FixedInterchange | 0 | 0 | 0 | 0 | 0 | 0
Levelized Retrofit Capital Costs by Reporting Type: MAPP_US
ReportingType | 2015 | 2020 | 2025 | 2030 | 2035 | 2040
BM | 0 | 0 | 0 | 0 | 0 | 0
CC | 0 | 0 | 0 | 0 | 0 | 0
CSP | 0 | 0 | 0 | 0 | 0 | 0
CT | 0 | 0 | 0 | 0 | 0 | 0
Coal | 22.36 | 53.54 | 31.17 | 0 | 0 | 0
Geo | 0 | 0 | 0 | 0 | 0 | 0
H | 0 | 0 | 0 | 0 | 0 | 0
LFG | 0 | 0 | 0 | 0 | 0 | 0
Nuc | 0 | 0 | 0 | 0 | 0 | 0
PS | 0 | 0 | 0 | 0 | 0 | 0
PV | 0 | 0 | 0 | 0 | 0 | 0
PeakG | 0 | 0 | 0 | 0 | 0 | 0
PeakO | 0 | 0 | 0 | 0 | 0 | 0
ST | 0 | 0 | 0 | 0 | 0 | 0
STOG | 0 | 0 | 0 | 0 | 0 | 0
STWD | 0 | 0 | 0 | 0 | 0 | 0
WT | 0 | 0 | 0 | 0 | 0 | 0
IGCC | 0 | 0 | 0 | 0 | 0 | 0
DemandResponse | 0 | 0 | 0 | 0 | 0 | 0
IGCC-CCS | 0 | 0 | 0 | 0 | 0 | 0
WT_off | 0 | 0 | 0 | 0 | 0 | 0
PseudoUnit | 0 | 0 | 0 | 0 | 0 | 0
FixedInterchange | 0 | 0 | 0 | 0 | 0 | 0
Levelized Retrofit Capital Costs by Reporting Type: MISO_IN
ReportingType | 2015 | 2020 | 2025 | 2030 | 2035 | 2040
BM | 0 | 0 | 0 | 0 | 0 | 0
CC | 0 | 0 | 0 | 0 | 0 | 0
CSP | 0 | 0 | 0 | 0 | 0 | 0
CT | 0 | 0 | 0 | 0 | 0 | 0
Coal | 0 | 223.79 | 223.79 | 0 | 0 | 0
Geo | 0 | 0 | 0 | 0 | 0 | 0
H | 0 | 0 | 0 | 0 | 0 | 0
LFG | 0 | 0 | 0 | 0 | 0 | 0
Nuc | 0 | 0 | 0 | 0 | 0 | 0
PS | 0 | 0 | 0 | 0 | 0 | 0
PV | 0 | 0 | 0 | 0 | 0 | 0
PeakG | 0 | 0 | 0 | 0 | 0 | 0
PeakO | 0 | 0 | 0 | 0 | 0 | 0
ST | 0 | 0 | 0 | 0 | 0 | 0
STOG | 0 | 0 | 0 | 0 | 0 | 0
STWD | 0 | 0 | 0 | 0 | 0 | 0
WT | 0 | 0 | 0 | 0 | 0 | 0
IGCC | 0 | 0 | 0 | 0 | 0 | 0
DemandResponse | 0 | 0 | 0 | 0 | 0 | 0
IGCC-CCS | 0 | 0 | 0 | 0 | 0 | 0
WT_off | 0 | 0 | 0 | 0 | 0 | 0
PseudoUnit | 0 | 0 | 0 | 0 | 0 | 0
FixedInterchange | 0 | 0 | 0 | 0 | 0 | 0
Levelized Retrofit Capital Costs by Reporting Type: MISO_MI
ReportingType | 2015 | 2020 | 2025 | 2030 | 2035 | 2040
BM | 0 | 0 | 0 | 0 | 0 | 0
CC | 0 | 0 | 0 | 0 | 0 | 0
CSP | 0 | 0 | 0 | 0 | 0 | 0
CT | 0 | 0 | 0 | 0 | 0 | 0
Coal | 15.14 | 354.3 | 339.16 | 0 | 0 | 0
Geo | 0 | 0 | 0 | 0 | 0 | 0
H | 0 | 0 | 0 | 0 | 0 | 0
LFG | 0 | 0 | 0 | 0 | 0 | 0
Nuc | 0 | 0 | 0 | 0 | 0 | 0
PS | 0 | 0 | 0 | 0 | 0 | 0
PV | 0 | 0 | 0 | 0 | 0 | 0
PeakG | 0 | 0 | 0 | 0 | 0 | 0
PeakO | 0 | 0 | 0 | 0 | 0 | 0
ST | 0 | 0 | 0 | 0 | 0 | 0
STOG | 0 | 0 | 0 | 0 | 0 | 0
STWD | 0 | 0 | 0 | 0 | 0 | 0
WT | 0 | 0 | 0 | 0 | 0 | 0
IGCC | 0 | 0 | 0 | 0 | 0 | 0
DemandResponse | 0 | 0 | 0 | 0 | 0 | 0
IGCC-CCS | 0 | 0 | 0 | 0 | 0 | 0
WT_off | 0 | 0 | 0 | 0 | 0 | 0
PseudoUnit | 0 | 0 | 0 | 0 | 0 | 0
FixedInterchange | 0 | 0 | 0 | 0 | 0 | 0
Levelized Retrofit Capital Costs by Reporting Type: MISO_MO-IL
ReportingType | 2015 | 2020 | 2025 | 2030 | 2035 | 2040
BM | 0 | 0 | 0 | 0 | 0 | 0
CC | 0 | 0 | 0 | 0 | 0 | 0
CSP | 0 | 0 | 0 | 0 | 0 | 0
CT | 0 | 0 | 0 | 0 | 0 | 0
Coal | 9.29 | 383.74 | 383.74 | 0 | 0 | 0
Geo | 0 | 0 | 0 | 0 | 0 | 0
H | 0 | 0 | 0 | 0 | 0 | 0
LFG | 0 | 0 | 0 | 0 | 0 | 0
Nuc | 0 | 0 | 0 | 0 | 0 | 0
PS | 0 | 0 | 0 | 0 | 0 | 0
PV | 0 | 0 | 0 | 0 | 0 | 0
PeakG | 0 | 0 | 0 | 0 | 0 | 0
PeakO | 0 | 0 | 0 | 0 | 0 | 0
ST | 0 | 0 | 0 | 0 | 0 | 0
STOG | 0 | 0 | 0 | 0 | 0 | 0
STWD | 0 | 0 | 0 | 0 | 0 | 0
WT | 0 | 0 | 0 | 0 | 0 | 0
IGCC | 0 | 0 | 0 | 0 | 0 | 0
DemandResponse | 0 | 0 | 0 | 0 | 0 | 0
IGCC-CCS | 0 | 0 | 0 | 0 | 0 | 0
WT_off | 0 | 0 | 0 | 0 | 0 | 0
PseudoUnit | 0 | 0 | 0 | 0 | 0 | 0
FixedInterchange | 0 | 0 | 0 | 0 | 0 | 0
Levelized Retrofit Capital Costs by Reporting Type: MISO_W
ReportingType | 2015 | 2020 | 2025 | 2030 | 2035 | 2040
BM | 0 | 0 | 0 | 0 | 0 | 0
CC | 0 | 0 | 0 | 0 | 0 | 0
CSP | 0 | 0 | 0 | 0 | 0 | 0
CT | 0 | 0 | 0 | 0 | 0 | 0
Coal | 26.68 | 289.22 | 289.22 | 0 | 0 | 0
Geo | 0 | 0 | 0 | 0 | 0 | 0
H | 0 | 0 | 0 | 0 | 0 | 0
LFG | 0 | 0 | 0 | 0 | 0 | 0
Nuc | 0 | 0 | 0 | 0 | 0 | 0
PS | 0 | 0 | 0 | 0 | 0 | 0
PV | 0 | 0 | 0 | 0 | 0 | 0
PeakG | 0 | 0 | 0 | 0 | 0 | 0
PeakO | 0 | 0 | 0 | 0 | 0 | 0
ST | 0 | 0 | 0 | 0 | 0 | 0
STOG | 0 | 0 | 0 | 0 | 0 | 0
STWD | 0 | 0 | 0 | 0 | 0 | 0
WT | 0 | 0 | 0 | 0 | 0 | 0
IGCC | 0 | 0 | 0 | 0 | 0 | 0
DemandResponse | 0 | 0 | 0 | 0 | 0 | 0
IGCC-CCS | 0 | 0 | 0 | 0 | 0 | 0
WT_off | 0 | 0 | 0 | 0 | 0 | 0
PseudoUnit | 0 | 0 | 0 | 0 | 0 | 0
FixedInterchange | 0 | 0 | 0 | 0 | 0 | 0
Levelized Retrofit Capital Costs by Reporting Type: MISO_WUMS
ReportingType | 2015 | 2020 | 2025 | 2030 | 2035 | 2040
BM | 0 | 0 | 0 | 0 | 0 | 0
CC | 0 | 0 | 0 | 0 | 0 | 0
CSP | 0 | 0 | 0 | 0 | 0 | 0
CT | 0 | 0 | 0 | 0 | 0 | 0
Coal | 197.26 | 210.29 | 37.01 | 0 | 0 | 0
Geo | 0 | 0 | 0 | 0 | 0 | 0
H | 0 | 0 | 0 | 0 | 0 | 0
LFG | 0 | 0 | 0 | 0 | 0 | 0
Nuc | 0 | 0 | 0 | 0 | 0 | 0
PS | 0 | 0 | 0 | 0 | 0 | 0
PV | 0 | 0 | 0 | 0 | 0 | 0
PeakG | 0 | 0 | 0 | 0 | 0 | 0
PeakO | 0 | 0 | 0 | 0 | 0 | 0
ST | 0 | 0 | 0 | 0 | 0 | 0
STOG | 0 | 0 | 0 | 0 | 0 | 0
STWD | 0 | 0 | 0 | 0 | 0 | 0
WT | 0 | 0 | 0 | 0 | 0 | 0
IGCC | 0 | 0 | 0 | 0 | 0 | 0
DemandResponse | 0 | 0 | 0 | 0 | 0 | 0
IGCC-CCS | 0 | 0 | 0 | 0 | 0 | 0
WT_off | 0 | 0 | 0 | 0 | 0 | 0
PseudoUnit | 0 | 0 | 0 | 0 | 0 | 0
FixedInterchange | 0 | 0 | 0 | 0 | 0 | 0
Levelized Retrofit Capital Costs by Reporting Type: Nebraska
ReportingType | 2015 | 2020 | 2025 | 2030 | 2035 | 2040
BM | 0 | 0 | 0 | 0 | 0 | 0
CC | 0 | 0 | 0 | 0 | 0 | 0
CSP | 0 | 0 | 0 | 0 | 0 | 0
CT | 0 | 0 | 0 | 0 | 0 | 0
Coal | 0 | 187.72 | 187.72 | 0 | 0 | 0
Geo | 0 | 0 | 0 | 0 | 0 | 0
H | 0 | 0 | 0 | 0 | 0 | 0
LFG | 0 | 0 | 0 | 0 | 0 | 0
Nuc | 0 | 0 | 0 | 0 | 0 | 0
PS | 0 | 0 | 0 | 0 | 0 | 0
PV | 0 | 0 | 0 | 0 | 0 | 0
PeakG | 0 | 0 | 0 | 0 | 0 | 0
PeakO | 0 | 0 | 0 | 0 | 0 | 0
ST | 0 | 0 | 0 | 0 | 0 | 0
STOG | 0 | 0 | 0 | 0 | 0 | 0
STWD | 0 | 0 | 0 | 0 | 0 | 0
WT | 0 | 0 | 0 | 0 | 0 | 0
IGCC | 0 | 0 | 0 | 0 | 0 | 0
DemandResponse | 0 | 0 | 0 | 0 | 0 | 0
IGCC-CCS | 0 | 0 | 0 | 0 | 0 | 0
WT_off | 0 | 0 | 0 | 0 | 0 | 0
PseudoUnit | 0 | 0 | 0 | 0 | 0 | 0
FixedInterchange | 0 | 0 | 0 | 0 | 0 | 0
Levelized Retrofit Capital Costs by Reporting Type: NEISO
ReportingType | 2015 | 2020 | 2025 | 2030 | 2035 | 2040
BM | 0 | 0 | 0 | 0 | 0 | 0
CC | 0 | 0 | 0 | 0 | 0 | 0
CSP | 0 | 0 | 0 | 0 | 0 | 0
CT | 0 | 0 | 0 | 0 | 0 | 0
Coal | 29.15 | 29.15 | 0 | 0 | 0 | 0
Geo | 0 | 0 | 0 | 0 | 0 | 0
H | 0 | 0 | 0 | 0 | 0 | 0
LFG | 0 | 0 | 0 | 0 | 0 | 0
Nuc | 0 | 0 | 0 | 0 | 0 | 0
PS | 0 | 0 | 0 | 0 | 0 | 0
PV | 0 | 0 | 0 | 0 | 0 | 0
PeakG | 0 | 0 | 0 | 0 | 0 | 0
PeakO | 0 | 0 | 0 | 0 | 0 | 0
ST | 0 | 0 | 0 | 0 | 0 | 0
STOG | 0 | 0 | 0 | 0 | 0 | 0
STWD | 0 | 0 | 0 | 0 | 0 | 0
WT | 0 | 0 | 0 | 0 | 0 | 0
IGCC | 0 | 0 | 0 | 0 | 0 | 0
DemandResponse | 0 | 0 | 0 | 0 | 0 | 0
IGCC-CCS | 0 | 0 | 0 | 0 | 0 | 0
WT_off | 0 | 0 | 0 | 0 | 0 | 0
PseudoUnit | 0 | 0 | 0 | 0 | 0 | 0
FixedInterchange | 0 | 0 | 0 | 0 | 0 | 0
Levelized Retrofit Capital Costs by Reporting Type: NonRTO_Midwest
ReportingType | 2015 | 2020 | 2025 | 2030 | 2035 | 2040
BM | 0 | 0 | 0 | 0 | 0 | 0
CC | 0 | 0 | 0 | 0 | 0 | 0
CSP | 0 | 0 | 0 | 0 | 0 | 0
CT | 0 | 0 | 0 | 0 | 0 | 0
Coal | 165.72 | 285.15 | 147.12 | 0 | 0 | 0
Geo | 0 | 0 | 0 | 0 | 0 | 0
H | 0 | 0 | 0 | 0 | 0 | 0
LFG | 0 | 0 | 0 | 0 | 0 | 0
Nuc | 0 | 0 | 0 | 0 | 0 | 0
PS | 0 | 0 | 0 | 0 | 0 | 0
PV | 0 | 0 | 0 | 0 | 0 | 0
PeakG | 0 | 0 | 0 | 0 | 0 | 0
PeakO | 0 | 0 | 0 | 0 | 0 | 0
ST | 0 | 0 | 0 | 0 | 0 | 0
STOG | 0 | 0 | 0 | 0 | 0 | 0
STWD | 0 | 0 | 0 | 0 | 0 | 0
WT | 0 | 0 | 0 | 0 | 0 | 0
IGCC | 0 | 0 | 0 | 0 | 0 | 0
DemandResponse | 0 | 0 | 0 | 0 | 0 | 0
IGCC-CCS | 0 | 0 | 0 | 0 | 0 | 0
WT_off | 0 | 0 | 0 | 0 | 0 | 0
PseudoUnit | 0 | 0 | 0 | 0 | 0 | 0
FixedInterchange | 0 | 0 | 0 | 0 | 0 | 0
Levelized Retrofit Capital Costs by Reporting Type: NYISO_A-F
ReportingType | 2015 | 2020 | 2025 | 2030 | 2035 | 2040
BM | 0 | 0 | 0 | 0 | 0 | 0
CC | 0 | 0 | 0 | 0 | 0 | 0
CSP | 0 | 0 | 0 | 0 | 0 | 0
CT | 0 | 0 | 0 | 0 | 0 | 0
Coal | 0 | 0 | 0 | 0 | 0 | 0
Geo | 0 | 0 | 0 | 0 | 0 | 0
H | 0 | 0 | 0 | 0 | 0 | 0
LFG | 0 | 0 | 0 | 0 | 0 | 0
Nuc | 0 | 0 | 0 | 0 | 0 | 0
PS | 0 | 0 | 0 | 0 | 0 | 0
PV | 0 | 0 | 0 | 0 | 0 | 0
PeakG | 0 | 0 | 0 | 0 | 0 | 0
PeakO | 0 | 0 | 0 | 0 | 0 | 0
ST | 0 | 0 | 0 | 0 | 0 | 0
STOG | 0 | 0 | 0 | 0 | 0 | 0
STWD | 0 | 0 | 0 | 0 | 0 | 0
WT | 0 | 0 | 0 | 0 | 0 | 0
IGCC | 0 | 0 | 0 | 0 | 0 | 0
DemandResponse | 0 | 0 | 0 | 0 | 0 | 0
IGCC-CCS | 0 | 0 | 0 | 0 | 0 | 0
WT_off | 0 | 0 | 0 | 0 | 0 | 0
PseudoUnit | 0 | 0 | 0 | 0 | 0 | 0
FixedInterchange | 0 | 0 | 0 | 0 | 0 | 0
Levelized Retrofit Capital Costs by Reporting Type: NYISO_G-I
ReportingType | 2015 | 2020 | 2025 | 2030 | 2035 | 2040
BM | 0 | 0 | 0 | 0 | 0 | 0
CC | 0 | 0 | 0 | 0 | 0 | 0
CSP | 0 | 0 | 0 | 0 | 0 | 0
CT | 0 | 0 | 0 | 0 | 0 | 0
Coal | 0 | 0 | 0 | 0 | 0 | 0
Geo | 0 | 0 | 0 | 0 | 0 | 0
H | 0 | 0 | 0 | 0 | 0 | 0
LFG | 0 | 0 | 0 | 0 | 0 | 0
Nuc | 0 | 0 | 0 | 0 | 0 | 0
PS | 0 | 0 | 0 | 0 | 0 | 0
PV | 0 | 0 | 0 | 0 | 0 | 0
PeakG | 0 | 0 | 0 | 0 | 0 | 0
PeakO | 0 | 0 | 0 | 0 | 0 | 0
ST | 0 | 0 | 0 | 0 | 0 | 0
STOG | 0 | 0 | 0 | 0 | 0 | 0
STWD | 0 | 0 | 0 | 0 | 0 | 0
WT | 0 | 0 | 0 | 0 | 0 | 0
IGCC | 0 | 0 | 0 | 0 | 0 | 0
DemandResponse | 0 | 0 | 0 | 0 | 0 | 0
IGCC-CCS | 0 | 0 | 0 | 0 | 0 | 0
WT_off | 0 | 0 | 0 | 0 | 0 | 0
PseudoUnit | 0 | 0 | 0 | 0 | 0 | 0
FixedInterchange | 0 | 0 | 0 | 0 | 0 | 0
Levelized Retrofit Capital Costs by Reporting Type: NYISO_J-K
ReportingType | 2015 | 2020 | 2025 | 2030 | 2035 | 2040
BM | 0 | 0 | 0 | 0 | 0 | 0
CC | 0 | 0 | 0 | 0 | 0 | 0
CSP | 0 | 0 | 0 | 0 | 0 | 0
CT | 0 | 0 | 0 | 0 | 0 | 0
Coal | 0 | 0 | 0 | 0 | 0 | 0
Geo | 0 | 0 | 0 | 0 | 0 | 0
H | 0 | 0 | 0 | 0 | 0 | 0
LFG | 0 | 0 | 0 | 0 | 0 | 0
Nuc | 0 | 0 | 0 | 0 | 0 | 0
PS | 0 | 0 | 0 | 0 | 0 | 0
PV | 0 | 0 | 0 | 0 | 0 | 0
PeakG | 0 | 0 | 0 | 0 | 0 | 0
PeakO | 0 | 0 | 0 | 0 | 0 | 0
ST | 0 | 0 | 0 | 0 | 0 | 0
STOG | 0 | 0 | 0 | 0 | 0 | 0
STWD | 0 | 0 | 0 | 0 | 0 | 0
WT | 0 | 0 | 0 | 0 | 0 | 0
IGCC | 0 | 0 | 0 | 0 | 0 | 0
DemandResponse | 0 | 0 | 0 | 0 | 0 | 0
IGCC-CCS | 0 | 0 | 0 | 0 | 0 | 0
WT_off | 0 | 0 | 0 | 0 | 0 | 0
PseudoUnit | 0 | 0 | 0 | 0 | 0 | 0
FixedInterchange | 0 | 0 | 0 | 0 | 0 | 0
Levelized Retrofit Capital Costs by Reporting Type: PJM_E
ReportingType | 2015 | 2020 | 2025 | 2030 | 2035 | 2040
BM | 0 | 0 | 0 | 0 | 0 | 0
CC | 0 | 0 | 0 | 0 | 0 | 0
CSP | 0 | 0 | 0 | 0 | 0 | 0
CT | 0 | 0 | 0 | 0 | 0 | 0
Coal | 22.45 | 22.45 | 0 | 0 | 0 | 0
Geo | 0 | 0 | 0 | 0 | 0 | 0
H | 0 | 0 | 0 | 0 | 0 | 0
LFG | 0 | 0 | 0 | 0 | 0 | 0
Nuc | 0 | 0 | 0 | 0 | 0 | 0
PS | 0 | 0 | 0 | 0 | 0 | 0
PV | 0 | 0 | 0 | 0 | 0 | 0
PeakG | 0 | 0 | 0 | 0 | 0 | 0
PeakO | 0 | 0 | 0 | 0 | 0 | 0
ST | 0 | 0 | 0 | 0 | 0 | 0
STOG | 0 | 0 | 0 | 0 | 0 | 0
STWD | 0 | 0 | 0 | 0 | 0 | 0
WT | 0 | 0 | 0 | 0 | 0 | 0
IGCC | 0 | 0 | 0 | 0 | 0 | 0
DemandResponse | 0 | 0 | 0 | 0 | 0 | 0
IGCC-CCS | 0 | 0 | 0 | 0 | 0 | 0
WT_off | 0 | 0 | 0 | 0 | 0 | 0
PseudoUnit | 0 | 0 | 0 | 0 | 0 | 0
FixedInterchange | 0 | 0 | 0 | 0 | 0 | 0
Levelized Retrofit Capital Costs by Reporting Type: PJM_ROM
ReportingType | 2015 | 2020 | 2025 | 2030 | 2035 | 2040
BM | 0 | 0 | 0 | 0 | 0 | 0
CC | 0 | 0 | 0 | 0 | 0 | 0
CSP | 0 | 0 | 0 | 0 | 0 | 0
CT | 0 | 0 | 0 | 0 | 0 | 0
Coal | 14.63 | 146.45 | 146.45 | 0 | 0 | 0
Geo | 0 | 0 | 0 | 0 | 0 | 0
H | 0 | 0 | 0 | 0 | 0 | 0
LFG | 0 | 0 | 0 | 0 | 0 | 0
Nuc | 0 | 0 | 0 | 0 | 0 | 0
PS | 0 | 0 | 0 | 0 | 0 | 0
PV | 0 | 0 | 0 | 0 | 0 | 0
PeakG | 0 | 0 | 0 | 0 | 0 | 0
PeakO | 0 | 0 | 0 | 0 | 0 | 0
ST | 0 | 0 | 0 | 0 | 0 | 0
STOG | 0 | 0 | 0 | 0 | 0 | 0
STWD | 0 | 0 | 0 | 0 | 0 | 0
WT | 0 | 0 | 0 | 0 | 0 | 0
IGCC | 0 | 0 | 0 | 0 | 0 | 0
DemandResponse | 0 | 0 | 0 | 0 | 0 | 0
IGCC-CCS | 0 | 0 | 0 | 0 | 0 | 0
WT_off | 0 | 0 | 0 | 0 | 0 | 0
PseudoUnit | 0 | 0 | 0 | 0 | 0 | 0
FixedInterchange | 0 | 0 | 0 | 0 | 0 | 0
Levelized Retrofit Capital Costs by Reporting Type: PJM_ROR
ReportingType | 2015 | 2020 | 2025 | 2030 | 2035 | 2040
BM | 0 | 0 | 0 | 0 | 0 | 0
CC | 0 | 0 | 0 | 0 | 0 | 0
CSP | 0 | 0 | 0 | 0 | 0 | 0
CT | 0 | 0 | 0 | 0 | 0 | 0
Coal | 46.99 | 1030.14 | 1030.14 | 0 | 0 | 0
Geo | 0 | 0 | 0 | 0 | 0 | 0
H | 0 | 0 | 0 | 0 | 0 | 0
LFG | 0 | 0 | 0 | 0 | 0 | 0
Nuc | 0 | 0 | 0 | 0 | 0 | 0
PS | 0 | 0 | 0 | 0 | 0 | 0
PV | 0 | 0 | 0 | 0 | 0 | 0
PeakG | 0 | 0 | 0 | 0 | 0 | 0
PeakO | 0 | 0 | 0 | 0 | 0 | 0
ST | 0 | 0 | 0 | 0 | 0 | 0
STOG | 0 | 0 | 0 | 0 | 0 | 0
STWD | 0 | 0 | 0 | 0 | 0 | 0
WT | 0 | 0 | 0 | 0 | 0 | 0
IGCC | 0 | 0 | 0 | 0 | 0 | 0
DemandResponse | 0 | 0 | 0 | 0 | 0 | 0
IGCC-CCS | 0 | 0 | 0 | 0 | 0 | 0
WT_off | 0 | 0 | 0 | 0 | 0 | 0
PseudoUnit | 0 | 0 | 0 | 0 | 0 | 0
FixedInterchange | 0 | 0 | 0 | 0 | 0 | 0
Levelized Retrofit Capital Costs by Reporting Type: SOCO
ReportingType | 2015 | 2020 | 2025 | 2030 | 2035 | 2040
BM | 0 | 0 | 0 | 0 | 0 | 0
CC | 0 | 0 | 0 | 0 | 0 | 0
CSP | 0 | 0 | 0 | 0 | 0 | 0
CT | 0 | 0 | 0 | 0 | 0 | 0
Coal | 405.16 | 602.47 | 197.3 | 0 | 0 | 0
Geo | 0 | 0 | 0 | 0 | 0 | 0
H | 0 | 0 | 0 | 0 | 0 | 0
LFG | 0 | 0 | 0 | 0 | 0 | 0
Nuc | 0 | 0 | 0 | 0 | 0 | 0
PS | 0 | 0 | 0 | 0 | 0 | 0
PV | 0 | 0 | 0 | 0 | 0 | 0
PeakG | 0 | 0 | 0 | 0 | 0 | 0
PeakO | 0 | 0 | 0 | 0 | 0 | 0
ST | 0 | 0 | 0 | 0 | 0 | 0
STOG | 0 | 0 | 0 | 0 | 0 | 0
STWD | 0 | 0 | 0 | 0 | 0 | 0
WT | 0 | 0 | 0 | 0 | 0 | 0
IGCC | 0 | 0 | 0 | 0 | 0 | 0
DemandResponse | 0 | 0 | 0 | 0 | 0 | 0
IGCC-CCS | 0 | 0 | 0 | 0 | 0 | 0
WT_off | 0 | 0 | 0 | 0 | 0 | 0
PseudoUnit | 0 | 0 | 0 | 0 | 0 | 0
FixedInterchange | 0 | 0 | 0 | 0 | 0 | 0
Levelized Retrofit Capital Costs by Reporting Type: SPP_N
ReportingType | 2015 | 2020 | 2025 | 2030 | 2035 | 2040
BM | 0 | 0 | 0 | 0 | 0 | 0
CC | 0 | 0 | 0 | 0 | 0 | 0
CSP | 0 | 0 | 0 | 0 | 0 | 0
CT | 0 | 0 | 0 | 0 | 0 | 0
Coal | 0 | 164.61 | 164.61 | 0 | 0 | 0
Geo | 0 | 0 | 0 | 0 | 0 | 0
H | 0 | 0 | 0 | 0 | 0 | 0
LFG | 0 | 0 | 0 | 0 | 0 | 0
Nuc | 0 | 0 | 0 | 0 | 0 | 0
PS | 0 | 0 | 0 | 0 | 0 | 0
PV | 0 | 0 | 0 | 0 | 0 | 0
PeakG | 0 | 0 | 0 | 0 | 0 | 0
PeakO | 0 | 0 | 0 | 0 | 0 | 0
ST | 0 | 0 | 0 | 0 | 0 | 0
STOG | 0 | 0 | 0 | 0 | 0 | 0
STWD | 0 | 0 | 0 | 0 | 0 | 0
WT | 0 | 0 | 0 | 0 | 0 | 0
IGCC | 0 | 0 | 0 | 0 | 0 | 0
DemandResponse | 0 | 0 | 0 | 0 | 0 | 0
IGCC-CCS | 0 | 0 | 0 | 0 | 0 | 0
WT_off | 0 | 0 | 0 | 0 | 0 | 0
PseudoUnit | 0 | 0 | 0 | 0 | 0 | 0
FixedInterchange | 0 | 0 | 0 | 0 | 0 | 0
Levelized Retrofit Capital Costs by Reporting Type: SPP_S
ReportingType | 2015 | 2020 | 2025 | 2030 | 2035 | 2040
BM | 0 | 0 | 0 | 0 | 0 | 0
CC | 0 | 0 | 0 | 0 | 0 | 0
CSP | 0 | 0 | 0 | 0 | 0 | 0
CT | 0 | 0 | 0 | 0 | 0 | 0
Coal | 0 | 206.06 | 206.06 | 0 | 0 | 0
Geo | 0 | 0 | 0 | 0 | 0 | 0
H | 0 | 0 | 0 | 0 | 0 | 0
LFG | 0 | 0 | 0 | 0 | 0 | 0
Nuc | 0 | 0 | 0 | 0 | 0 | 0
PS | 0 | 0 | 0 | 0 | 0 | 0
PV | 0 | 0 | 0 | 0 | 0 | 0
PeakG | 0 | 0 | 0 | 0 | 0 | 0
PeakO | 0 | 0 | 0 | 0 | 0 | 0
ST | 0 | 0 | 0 | 0 | 0 | 0
STOG | 0 | 0 | 0 | 0 | 0 | 0
STWD | 0 | 0 | 0 | 0 | 0 | 0
WT | 0 | 0 | 0 | 0 | 0 | 0
IGCC | 0 | 0 | 0 | 0 | 0 | 0
DemandResponse | 0 | 0 | 0 | 0 | 0 | 0
IGCC-CCS | 0 | 0 | 0 | 0 | 0 | 0
WT_off | 0 | 0 | 0 | 0 | 0 | 0
PseudoUnit | 0 | 0 | 0 | 0 | 0 | 0
FixedInterchange | 0 | 0 | 0 | 0 | 0 | 0
Levelized Retrofit Capital Costs by Reporting Type: TVA
ReportingType | 2015 | 2020 | 2025 | 2030 | 2035 | 2040
BM | 0 | 0 | 0 | 0 | 0 | 0
CC | 0 | 0 | 0 | 0 | 0 | 0
CSP | 0 | 0 | 0 | 0 | 0 | 0
CT | 0 | 0 | 0 | 0 | 0 | 0
Coal | 0 | 248.72 | 248.72 | 0 | 0 | 0
Geo | 0 | 0 | 0 | 0 | 0 | 0
H | 0 | 0 | 0 | 0 | 0 | 0
LFG | 0 | 0 | 0 | 0 | 0 | 0
Nuc | 0 | 0 | 0 | 0 | 0 | 0
PS | 0 | 0 | 0 | 0 | 0 | 0
PV | 0 | 0 | 0 | 0 | 0 | 0
PeakG | 0 | 0 | 0 | 0 | 0 | 0
PeakO | 0 | 0 | 0 | 0 | 0 | 0
ST | 0 | 0 | 0 | 0 | 0 | 0
STOG | 0 | 0 | 0 | 0 | 0 | 0
STWD | 0 | 0 | 0 | 0 | 0 | 0
WT | 0 | 0 | 0 | 0 | 0 | 0
IGCC | 0 | 0 | 0 | 0 | 0 | 0
DemandResponse | 0 | 0 | 0 | 0 | 0 | 0
IGCC-CCS | 0 | 0 | 0 | 0 | 0 | 0
WT_off | 0 | 0 | 0 | 0 | 0 | 0
PseudoUnit | 0 | 0 | 0 | 0 | 0 | 0
FixedInterchange | 0 | 0 | 0 | 0 | 0 | 0
Levelized Retrofit Capital Costs by Reporting Type: TVA_Transmission
ReportingType | 2015 | 2020 | 2025 | 2030 | 2035 | 2040
BM | 0 | 0 | 0 | 0 | 0 | 0
CC | 0 | 0 | 0 | 0 | 0 | 0
CSP | 0 | 0 | 0 | 0 | 0 | 0
CT | 0 | 0 | 0 | 0 | 0 | 0
Coal | 0 | 0 | 0 | 0 | 0 | 0
Geo | 0 | 0 | 0 | 0 | 0 | 0
H | 0 | 0 | 0 | 0 | 0 | 0
LFG | 0 | 0 | 0 | 0 | 0 | 0
Nuc | 0 | 0 | 0 | 0 | 0 | 0
PS | 0 | 0 | 0 | 0 | 0 | 0
PV | 0 | 0 | 0 | 0 | 0 | 0
PeakG | 0 | 0 | 0 | 0 | 0 | 0
PeakO | 0 | 0 | 0 | 0 | 0 | 0
ST | 0 | 0 | 0 | 0 | 0 | 0
STOG | 0 | 0 | 0 | 0 | 0 | 0
STWD | 0 | 0 | 0 | 0 | 0 | 0
WT | 0 | 0 | 0 | 0 | 0 | 0
IGCC | 0 | 0 | 0 | 0 | 0 | 0
DemandResponse | 0 | 0 | 0 | 0 | 0 | 0
IGCC-CCS | 0 | 0 | 0 | 0 | 0 | 0
WT_off | 0 | 0 | 0 | 0 | 0 | 0
PseudoUnit | 0 | 0 | 0 | 0 | 0 | 0
FixedInterchange | 0 | 0 | 0 | 0 | 0 | 0
Levelized Retrofit Capital Costs by Reporting Type: VACAR
ReportingType | 2015 | 2020 | 2025 | 2030 | 2035 | 2040
BM | 0 | 0 | 0 | 0 | 0 | 0
CC | 0 | 0 | 0 | 0 | 0 | 0
CSP | 0 | 0 | 0 | 0 | 0 | 0
CT | 0 | 0 | 0 | 0 | 0 | 0
Coal | 0 | 148.43 | 148.43 | 0 | 0 | 0
Geo | 0 | 0 | 0 | 0 | 0 | 0
H | 0 | 0 | 0 | 0 | 0 | 0
LFG | 0 | 0 | 0 | 0 | 0 | 0
Nuc | 0 | 0 | 0 | 0 | 0 | 0
PS | 0 | 0 | 0 | 0 | 0 | 0
PV | 0 | 0 | 0 | 0 | 0 | 0
PeakG | 0 | 0 | 0 | 0 | 0 | 0
PeakO | 0 | 0 | 0 | 0 | 0 | 0
ST | 0 | 0 | 0 | 0 | 0 | 0
STOG | 0 | 0 | 0 | 0 | 0 | 0
STWD | 0 | 0 | 0 | 0 | 0 | 0
WT | 0 | 0 | 0 | 0 | 0 | 0
IGCC | 0 | 0 | 0 | 0 | 0 | 0
DemandResponse | 0 | 0 | 0 | 0 | 0 | 0
IGCC-CCS | 0 | 0 | 0 | 0 | 0 | 0
WT_off | 0 | 0 | 0 | 0 | 0 | 0
PseudoUnit | 0 | 0 | 0 | 0 | 0 | 0
FixedInterchange | 0 | 0 | 0 | 0 | 0 | 0
Levelized Retrofit Capital Costs by Reporting Type: IESO
ReportingType | 2015 | 2020 | 2025 | 2030 | 2035 | 2040
BM | 0 | 0 | 0 | 0 | 0 | 0
CC | 0 | 0 | 0 | 0 | 0 | 0
CSP | 0 | 0 | 0 | 0 | 0 | 0
CT | 0 | 0 | 0 | 0 | 0 | 0
Coal | 0 | 0 | 0 | 0 | 0 | 0
Geo | 0 | 0 | 0 | 0 | 0 | 0
H | 0 | 0 | 0 | 0 | 0 | 0
LFG | 0 | 0 | 0 | 0 | 0 | 0
Nuc | 0 | 0 | 0 | 0 | 0 | 0
PS | 0 | 0 | 0 | 0 | 0 | 0
PV | 0 | 0 | 0 | 0 | 0 | 0
PeakG | 0 | 0 | 0 | 0 | 0 | 0
PeakO | 0 | 0 | 0 | 0 | 0 | 0
ST | 0 | 0 | 0 | 0 | 0 | 0
STOG | 0 | 0 | 0 | 0 | 0 | 0
STWD | 0 | 0 | 0 | 0 | 0 | 0
WT | 0 | 0 | 0 | 0 | 0 | 0
IGCC | 0 | 0 | 0 | 0 | 0 | 0
DemandResponse | 0 | 0 | 0 | 0 | 0 | 0
IGCC-CCS | 0 | 0 | 0 | 0 | 0 | 0
WT_off | 0 | 0 | 0 | 0 | 0 | 0
PseudoUnit | 0 | 0 | 0 | 0 | 0 | 0
FixedInterchange | 0 | 0 | 0 | 0 | 0 | 0
Levelized Retrofit Capital Costs by Reporting Type: MAPP_CA
ReportingType | 2015 | 2020 | 2025 | 2030 | 2035 | 2040
BM | 0 | 0 | 0 | 0 | 0 | 0
CC | 0 | 0 | 0 | 0 | 0 | 0
CSP | 0 | 0 | 0 | 0 | 0 | 0
CT | 0 | 0 | 0 | 0 | 0 | 0
Coal | 0 | 0 | 0 | 0 | 0 | 0
Geo | 0 | 0 | 0 | 0 | 0 | 0
H | 0 | 0 | 0 | 0 | 0 | 0
LFG | 0 | 0 | 0 | 0 | 0 | 0
Nuc | 0 | 0 | 0 | 0 | 0 | 0
PS | 0 | 0 | 0 | 0 | 0 | 0
PV | 0 | 0 | 0 | 0 | 0 | 0
PeakG | 0 | 0 | 0 | 0 | 0 | 0
PeakO | 0 | 0 | 0 | 0 | 0 | 0
ST | 0 | 0 | 0 | 0 | 0 | 0
STOG | 0 | 0 | 0 | 0 | 0 | 0
STWD | 0 | 0 | 0 | 0 | 0 | 0
WT | 0 | 0 | 0 | 0 | 0 | 0
IGCC | 0 | 0 | 0 | 0 | 0 | 0
DemandResponse | 0 | 0 | 0 | 0 | 0 | 0
IGCC-CCS | 0 | 0 | 0 | 0 | 0 | 0
WT_off | 0 | 0 | 0 | 0 | 0 | 0
PseudoUnit | 0 | 0 | 0 | 0 | 0 | 0
FixedInterchange | 0 | 0 | 0 | 0 | 0 | 0
Levelized Retrofit Capital Costs by Reporting Type: AZ_NM_SNV_Coal
ReportingType | 2015 | 2020 | 2025 | 2030 | 2035 | 2040
BM | 0 | 0 | 0 | 0 | 0 | 0
CC | 0 | 0 | 0 | 0 | 0 | 0
CSP | 0 | 0 | 0 | 0 | 0 | 0
CT | 0 | 0 | 0 | 0 | 0 | 0
Coal | 49.67 | 122 | 89.07 | 0 | 0 | 0
Geo | 0 | 0 | 0 | 0 | 0 | 0
H | 0 | 0 | 0 | 0 | 0 | 0
LFG | 0 | 0 | 0 | 0 | 0 | 0
Nuc | 0 | 0 | 0 | 0 | 0 | 0
PS | 0 | 0 | 0 | 0 | 0 | 0
PV | 0 | 0 | 0 | 0 | 0 | 0
PeakG | 0 | 0 | 0 | 0 | 0 | 0
PeakO | 0 | 0 | 0 | 0 | 0 | 0
ST | 0 | 0 | 0 | 0 | 0 | 0
STOG | 0 | 0 | 0 | 0 | 0 | 0
STWD | 0 | 0 | 0 | 0 | 0 | 0
WT | 0 | 0 | 0 | 0 | 0 | 0
IGCC | 0 | 0 | 0 | 0 | 0 | 0
DemandResponse | 0 | 0 | 0 | 0 | 0 | 0
IGCC-CCS | 0 | 0 | 0 | 0 | 0 | 0
WT_off | 0 | 0 | 0 | 0 | 0 | 0
PseudoUnit | 0 | 0 | 0 | 0 | 0 | 0
FixedInterchange | 0 | 0 | 0 | 0 | 0 | 0
Levelized Retrofit Capital Costs by Reporting Type: AZ_NM_SNV_Gas
ReportingType | 2015 | 2020 | 2025 | 2030 | 2035 | 2040
BM | 0 | 0 | 0 | 0 | 0 | 0
CC | 0 | 0 | 0 | 0 | 0 | 0
CSP | 0 | 0 | 0 | 0 | 0 | 0
CT | 0 | 0 | 0 | 0 | 0 | 0
Coal | 0 | 0 | 0 | 0 | 0 | 0
Geo | 0 | 0 | 0 | 0 | 0 | 0
H | 0 | 0 | 0 | 0 | 0 | 0
LFG | 0 | 0 | 0 | 0 | 0 | 0
Nuc | 0 | 0 | 0 | 0 | 0 | 0
PS | 0 | 0 | 0 | 0 | 0 | 0
PV | 0 | 0 | 0 | 0 | 0 | 0
PeakG | 0 | 0 | 0 | 0 | 0 | 0
PeakO | 0 | 0 | 0 | 0 | 0 | 0
ST | 0 | 0 | 0 | 0 | 0 | 0
STOG | 0 | 0 | 0 | 0 | 0 | 0
STWD | 0 | 0 | 0 | 0 | 0 | 0
WT | 0 | 0 | 0 | 0 | 0 | 0
IGCC | 0 | 0 | 0 | 0 | 0 | 0
DemandResponse | 0 | 0 | 0 | 0 | 0 | 0
IGCC-CCS | 0 | 0 | 0 | 0 | 0 | 0
WT_off | 0 | 0 | 0 | 0 | 0 | 0
PseudoUnit | 0 | 0 | 0 | 0 | 0 | 0
FixedInterchange | 0 | 0 | 0 | 0 | 0 | 0
Levelized Retrofit Capital Costs by Reporting Type: AZ_NM_SNV_NucRenew
ReportingType | 2015 | 2020 | 2025 | 2030 | 2035 | 2040
BM | 0 | 0 | 0 | 0 | 0 | 0
CC | 0 | 0 | 0 | 0 | 0 | 0
CSP | 0 | 0 | 0 | 0 | 0 | 0
CT | 0 | 0 | 0 | 0 | 0 | 0
Coal | 0 | 0 | 0 | 0 | 0 | 0
Geo | 0 | 0 | 0 | 0 | 0 | 0
H | 0 | 0 | 0 | 0 | 0 | 0
LFG | 0 | 0 | 0 | 0 | 0 | 0
Nuc | 0 | 0 | 0 | 0 | 0 | 0
PS | 0 | 0 | 0 | 0 | 0 | 0
PV | 0 | 0 | 0 | 0 | 0 | 0
PeakG | 0 | 0 | 0 | 0 | 0 | 0
PeakO | 0 | 0 | 0 | 0 | 0 | 0
ST | 0 | 0 | 0 | 0 | 0 | 0
STOG | 0 | 0 | 0 | 0 | 0 | 0
STWD | 0 | 0 | 0 | 0 | 0 | 0
WT | 0 | 0 | 0 | 0 | 0 | 0
IGCC | 0 | 0 | 0 | 0 | 0 | 0
DemandResponse | 0 | 0 | 0 | 0 | 0 | 0
IGCC-CCS | 0 | 0 | 0 | 0 | 0 | 0
WT_off | 0 | 0 | 0 | 0 | 0 | 0
PseudoUnit | 0 | 0 | 0 | 0 | 0 | 0
FixedInterchange | 0 | 0 | 0 | 0 | 0 | 0
Levelized Retrofit Capital Costs by Reporting Type: ERCOT
ReportingType | 2015 | 2020 | 2025 | 2030 | 2035 | 2040
BM | 0 | 0 | 0 | 0 | 0 | 0
CC | 0 | 0 | 0 | 0 | 0 | 0
CSP | 0 | 0 | 0 | 0 | 0 | 0
CT | 0 | 0 | 0 | 0 | 0 | 0
Coal | 82.51 | 271.76 | 271.76 | 0 | 0 | 0
Geo | 0 | 0 | 0 | 0 | 0 | 0
H | 0 | 0 | 0 | 0 | 0 | 0
LFG | 0 | 0 | 0 | 0 | 0 | 0
Nuc | 0 | 0 | 0 | 0 | 0 | 0
PS | 0 | 0 | 0 | 0 | 0 | 0
PV | 0 | 0 | 0 | 0 | 0 | 0
PeakG | 0 | 0 | 0 | 0 | 0 | 0
PeakO | 0 | 0 | 0 | 0 | 0 | 0
ST | 0 | 0 | 0 | 0 | 0 | 0
STOG | 0 | 0 | 0 | 0 | 0 | 0
STWD | 0 | 0 | 0 | 0 | 0 | 0
WT | 0 | 0 | 0 | 0 | 0 | 0
IGCC | 0 | 0 | 0 | 0 | 0 | 0
DemandResponse | 0 | 0 | 0 | 0 | 0 | 0
IGCC-CCS | 0 | 0 | 0 | 0 | 0 | 0
WT_off | 0 | 0 | 0 | 0 | 0 | 0
PseudoUnit | 0 | 0 | 0 | 0 | 0 | 0
FixedInterchange | 0 | 0 | 0 | 0 | 0 | 0
Levelized Retrofit Capital Costs by Reporting Type: NP15
ReportingType | 2015 | 2020 | 2025 | 2030 | 2035 | 2040
BM | 0 | 0 | 0 | 0 | 0 | 0
CC | 0 | 0 | 0 | 0 | 0 | 0
CSP | 0 | 0 | 0 | 0 | 0 | 0
CT | 0 | 0 | 0 | 0 | 0 | 0
Coal | 0 | 1.66 | 1.66 | 0 | 0 | 0
Geo | 0 | 0 | 0 | 0 | 0 | 0
H | 0 | 0 | 0 | 0 | 0 | 0
LFG | 0 | 0 | 0 | 0 | 0 | 0
Nuc | 0 | 0 | 0 | 0 | 0 | 0
PS | 0 | 0 | 0 | 0 | 0 | 0
PV | 0 | 0 | 0 | 0 | 0 | 0
PeakG | 0 | 0 | 0 | 0 | 0 | 0
PeakO | 0 | 0 | 0 | 0 | 0 | 0
ST | 0 | 0 | 0 | 0 | 0 | 0
STOG | 0 | 0 | 0 | 0 | 0 | 0
STWD | 0 | 0 | 0 | 0 | 0 | 0
WT | 0 | 0 | 0 | 0 | 0 | 0
IGCC | 0 | 0 | 0 | 0 | 0 | 0
DemandResponse | 0 | 0 | 0 | 0 | 0 | 0
IGCC-CCS | 0 | 0 | 0 | 0 | 0 | 0
WT_off | 0 | 0 | 0 | 0 | 0 | 0
PseudoUnit | 0 | 0 | 0 | 0 | 0 | 0
FixedInterchange | 0 | 0 | 0 | 0 | 0 | 0
Levelized Retrofit Capital Costs by Reporting Type: NWPP_Coal
ReportingType | 2015 | 2020 | 2025 | 2030 | 2035 | 2040
BM | 0 | 0 | 0 | 0 | 0 | 0
CC | 0 | 0 | 0 | 0 | 0 | 0
CSP | 0 | 0 | 0 | 0 | 0 | 0
CT | 0 | 0 | 0 | 0 | 0 | 0
Coal | 0 | 173.87 | 173.87 | 0 | 0 | 0
Geo | 0 | 0 | 0 | 0 | 0 | 0
H | 0 | 0 | 0 | 0 | 0 | 0
LFG | 0 | 0 | 0 | 0 | 0 | 0
Nuc | 0 | 0 | 0 | 0 | 0 | 0
PS | 0 | 0 | 0 | 0 | 0 | 0
PV | 0 | 0 | 0 | 0 | 0 | 0
PeakG | 0 | 0 | 0 | 0 | 0 | 0
PeakO | 0 | 0 | 0 | 0 | 0 | 0
ST | 0 | 0 | 0 | 0 | 0 | 0
STOG | 0 | 0 | 0 | 0 | 0 | 0
STWD | 0 | 0 | 0 | 0 | 0 | 0
WT | 0 | 0 | 0 | 0 | 0 | 0
IGCC | 0 | 0 | 0 | 0 | 0 | 0
DemandResponse | 0 | 0 | 0 | 0 | 0 | 0
IGCC-CCS | 0 | 0 | 0 | 0 | 0 | 0
WT_off | 0 | 0 | 0 | 0 | 0 | 0
PseudoUnit | 0 | 0 | 0 | 0 | 0 | 0
FixedInterchange | 0 | 0 | 0 | 0 | 0 | 0
Levelized Retrofit Capital Costs by Reporting Type: NWPP_Gas
ReportingType | 2015 | 2020 | 2025 | 2030 | 2035 | 2040
BM | 0 | 0 | 0 | 0 | 0 | 0
CC | 0 | 0 | 0 | 0 | 0 | 0
CSP | 0 | 0 | 0 | 0 | 0 | 0
CT | 0 | 0 | 0 | 0 | 0 | 0
Coal | 0 | 0 | 0 | 0 | 0 | 0
Geo | 0 | 0 | 0 | 0 | 0 | 0
H | 0 | 0 | 0 | 0 | 0 | 0
LFG | 0 | 0 | 0 | 0 | 0 | 0
Nuc | 0 | 0 | 0 | 0 | 0 | 0
PS | 0 | 0 | 0 | 0 | 0 | 0
PV | 0 | 0 | 0 | 0 | 0 | 0
PeakG | 0 | 0 | 0 | 0 | 0 | 0
PeakO | 0 | 0 | 0 | 0 | 0 | 0
ST | 0 | 0 | 0 | 0 | 0 | 0
STOG | 0 | 0 | 0 | 0 | 0 | 0
STWD | 0 | 0 | 0 | 0 | 0 | 0
WT | 0 | 0 | 0 | 0 | 0 | 0
IGCC | 0 | 0 | 0 | 0 | 0 | 0
DemandResponse | 0 | 0 | 0 | 0 | 0 | 0
IGCC-CCS | 0 | 0 | 0 | 0 | 0 | 0
WT_off | 0 | 0 | 0 | 0 | 0 | 0
PseudoUnit | 0 | 0 | 0 | 0 | 0 | 0
FixedInterchange | 0 | 0 | 0 | 0 | 0 | 0
Levelized Retrofit Capital Costs by Reporting Type: NWPP_NucRenew
ReportingType | 2015 | 2020 | 2025 | 2030 | 2035 | 2040
BM | 0 | 0 | 0 | 0 | 0 | 0
CC | 0 | 0 | 0 | 0 | 0 | 0
CSP | 0 | 0 | 0 | 0 | 0 | 0
CT | 0 | 0 | 0 | 0 | 0 | 0
Coal | 0 | 0 | 0 | 0 | 0 | 0
Geo | 0 | 0 | 0 | 0 | 0 | 0
H | 0 | 0 | 0 | 0 | 0 | 0
LFG | 0 | 0 | 0 | 0 | 0 | 0
Nuc | 0 | 0 | 0 | 0 | 0 | 0
PS | 0 | 0 | 0 | 0 | 0 | 0
PV | 0 | 0 | 0 | 0 | 0 | 0
PeakG | 0 | 0 | 0 | 0 | 0 | 0
PeakO | 0 | 0 | 0 | 0 | 0 | 0
ST | 0 | 0 | 0 | 0 | 0 | 0
STOG | 0 | 0 | 0 | 0 | 0 | 0
STWD | 0 | 0 | 0 | 0 | 0 | 0
WT | 0 | 0 | 0 | 0 | 0 | 0
IGCC | 0 | 0 | 0 | 0 | 0 | 0
DemandResponse | 0 | 0 | 0 | 0 | 0 | 0
IGCC-CCS | 0 | 0 | 0 | 0 | 0 | 0
WT_off | 0 | 0 | 0 | 0 | 0 | 0
PseudoUnit | 0 | 0 | 0 | 0 | 0 | 0
FixedInterchange | 0 | 0 | 0 | 0 | 0 | 0
Levelized Retrofit Capital Costs by Reporting Type: RMPA
ReportingType | 2015 | 2020 | 2025 | 2030 | 2035 | 2040
BM | 0 | 0 | 0 | 0 | 0 | 0
CC | 0 | 0 | 0 | 0 | 0 | 0
CSP | 0 | 0 | 0 | 0 | 0 | 0
CT | 0 | 0 | 0 | 0 | 0 | 0
Coal | 29.1 | 91.53 | 91.53 | 0 | 0 | 0
Geo | 0 | 0 | 0 | 0 | 0 | 0
H | 0 | 0 | 0 | 0 | 0 | 0
LFG | 0 | 0 | 0 | 0 | 0 | 0
Nuc | 0 | 0 | 0 | 0 | 0 | 0
PS | 0 | 0 | 0 | 0 | 0 | 0
PV | 0 | 0 | 0 | 0 | 0 | 0
PeakG | 0 | 0 | 0 | 0 | 0 | 0
PeakO | 0 | 0 | 0 | 0 | 0 | 0
ST | 0 | 0 | 0 | 0 | 0 | 0
STOG | 0 | 0 | 0 | 0 | 0 | 0
STWD | 0 | 0 | 0 | 0 | 0 | 0
WT | 0 | 0 | 0 | 0 | 0 | 0
IGCC | 0 | 0 | 0 | 0 | 0 | 0
DemandResponse | 0 | 0 | 0 | 0 | 0 | 0
IGCC-CCS | 0 | 0 | 0 | 0 | 0 | 0
WT_off | 0 | 0 | 0 | 0 | 0 | 0
PseudoUnit | 0 | 0 | 0 | 0 | 0 | 0
FixedInterchange | 0 | 0 | 0 | 0 | 0 | 0
Levelized Retrofit Capital Costs by Reporting Type: SP15
ReportingType | 2015 | 2020 | 2025 | 2030 | 2035 | 2040
BM | 0 | 0 | 0 | 0 | 0 | 0
CC | 0 | 0 | 0 | 0 | 0 | 0
CSP | 0 | 0 | 0 | 0 | 0 | 0
CT | 0 | 0 | 0 | 0 | 0 | 0
Coal | 0 | 2.92 | 2.92 | 0 | 0 | 0
Geo | 0 | 0 | 0 | 0 | 0 | 0
H | 0 | 0 | 0 | 0 | 0 | 0
LFG | 0 | 0 | 0 | 0 | 0 | 0
Nuc | 0 | 0 | 0 | 0 | 0 | 0
PS | 0 | 0 | 0 | 0 | 0 | 0
PV | 0 | 0 | 0 | 0 | 0 | 0
PeakG | 0 | 0 | 0 | 0 | 0 | 0
PeakO | 0 | 0 | 0 | 0 | 0 | 0
ST | 0 | 0 | 0 | 0 | 0 | 0
STOG | 0 | 0 | 0 | 0 | 0 | 0
STWD | 0 | 0 | 0 | 0 | 0 | 0
WT | 0 | 0 | 0 | 0 | 0 | 0
IGCC | 0 | 0 | 0 | 0 | 0 | 0
DemandResponse | 0 | 0 | 0 | 0 | 0 | 0
IGCC-CCS | 0 | 0 | 0 | 0 | 0 | 0
WT_off | 0 | 0 | 0 | 0 | 0 | 0
PseudoUnit | 0 | 0 | 0 | 0 | 0 | 0
FixedInterchange | 0 | 0 | 0 | 0 | 0 | 0
Levelized Retrofit Capital Costs by Reporting Type: ALB
ReportingType | 2015 | 2020 | 2025 | 2030 | 2035 | 2040
BM | 0 | 0 | 0 | 0 | 0 | 0
CC | 0 | 0 | 0 | 0 | 0 | 0
CSP | 0 | 0 | 0 | 0 | 0 | 0
CT | 0 | 0 | 0 | 0 | 0 | 0
Coal | 0 | 0 | 0 | 0 | 0 | 0
Geo | 0 | 0 | 0 | 0 | 0 | 0
H | 0 | 0 | 0 | 0 | 0 | 0
LFG | 0 | 0 | 0 | 0 | 0 | 0
Nuc | 0 | 0 | 0 | 0 | 0 | 0
PS | 0 | 0 | 0 | 0 | 0 | 0
PV | 0 | 0 | 0 | 0 | 0 | 0
PeakG | 0 | 0 | 0 | 0 | 0 | 0
PeakO | 0 | 0 | 0 | 0 | 0 | 0
ST | 0 | 0 | 0 | 0 | 0 | 0
STOG | 0 | 0 | 0 | 0 | 0 | 0
STWD | 0 | 0 | 0 | 0 | 0 | 0
WT | 0 | 0 | 0 | 0 | 0 | 0
IGCC | 0 | 0 | 0 | 0 | 0 | 0
DemandResponse | 0 | 0 | 0 | 0 | 0 | 0
IGCC-CCS | 0 | 0 | 0 | 0 | 0 | 0
WT_off | 0 | 0 | 0 | 0 | 0 | 0
PseudoUnit | 0 | 0 | 0 | 0 | 0 | 0
FixedInterchange | 0 | 0 | 0 | 0 | 0 | 0
Levelized Retrofit Capital Costs by Reporting Type: BC
ReportingType | 2015 | 2020 | 2025 | 2030 | 2035 | 2040
BM | 0 | 0 | 0 | 0 | 0 | 0
CC | 0 | 0 | 0 | 0 | 0 | 0
CSP | 0 | 0 | 0 | 0 | 0 | 0
CT | 0 | 0 | 0 | 0 | 0 | 0
Coal | 0 | 0 | 0 | 0 | 0 | 0
Geo | 0 | 0 | 0 | 0 | 0 | 0
H | 0 | 0 | 0 | 0 | 0 | 0
LFG | 0 | 0 | 0 | 0 | 0 | 0
Nuc | 0 | 0 | 0 | 0 | 0 | 0
PS | 0 | 0 | 0 | 0 | 0 | 0
PV | 0 | 0 | 0 | 0 | 0 | 0
PeakG | 0 | 0 | 0 | 0 | 0 | 0
PeakO | 0 | 0 | 0 | 0 | 0 | 0
ST | 0 | 0 | 0 | 0 | 0 | 0
STOG | 0 | 0 | 0 | 0 | 0 | 0
STWD | 0 | 0 | 0 | 0 | 0 | 0
WT | 0 | 0 | 0 | 0 | 0 | 0
IGCC | 0 | 0 | 0 | 0 | 0 | 0
DemandResponse | 0 | 0 | 0 | 0 | 0 | 0
IGCC-CCS | 0 | 0 | 0 | 0 | 0 | 0
WT_off | 0 | 0 | 0 | 0 | 0 | 0
PseudoUnit | 0 | 0 | 0 | 0 | 0 | 0
FixedInterchange | 0 | 0 | 0 | 0 | 0 | 0
Levelized Retrofit Capital Costs by Reporting Type: HQ_IESO
ReportingType | 2015 | 2020 | 2025 | 2030 | 2035 | 2040
BM | 0 | 0 | 0 | 0 | 0 | 0
CC | 0 | 0 | 0 | 0 | 0 | 0
CSP | 0 | 0 | 0 | 0 | 0 | 0
CT | 0 | 0 | 0 | 0 | 0 | 0
Coal | 0 | 0 | 0 | 0 | 0 | 0
Geo | 0 | 0 | 0 | 0 | 0 | 0
H | 0 | 0 | 0 | 0 | 0 | 0
LFG | 0 | 0 | 0 | 0 | 0 | 0
Nuc | 0 | 0 | 0 | 0 | 0 | 0
PS | 0 | 0 | 0 | 0 | 0 | 0
PV | 0 | 0 | 0 | 0 | 0 | 0
PeakG | 0 | 0 | 0 | 0 | 0 | 0
PeakO | 0 | 0 | 0 | 0 | 0 | 0
ST | 0 | 0 | 0 | 0 | 0 | 0
STOG | 0 | 0 | 0 | 0 | 0 | 0
STWD | 0 | 0 | 0 | 0 | 0 | 0
WT | 0 | 0 | 0 | 0 | 0 | 0
IGCC | 0 | 0 | 0 | 0 | 0 | 0
DemandResponse | 0 | 0 | 0 | 0 | 0 | 0
IGCC-CCS | 0 | 0 | 0 | 0 | 0 | 0
WT_off | 0 | 0 | 0 | 0 | 0 | 0
PseudoUnit | 0 | 0 | 0 | 0 | 0 | 0
FixedInterchange | 0 | 0 | 0 | 0 | 0 | 0
Levelized Retrofit Capital Costs by Reporting Type: HQ_NEISO
ReportingType | 2015 | 2020 | 2025 | 2030 | 2035 | 2040
BM | 0 | 0 | 0 | 0 | 0 | 0
CC | 0 | 0 | 0 | 0 | 0 | 0
CSP | 0 | 0 | 0 | 0 | 0 | 0
CT | 0 | 0 | 0 | 0 | 0 | 0
Coal | 0 | 0 | 0 | 0 | 0 | 0
Geo | 0 | 0 | 0 | 0 | 0 | 0
H | 0 | 0 | 0 | 0 | 0 | 0
LFG | 0 | 0 | 0 | 0 | 0 | 0
Nuc | 0 | 0 | 0 | 0 | 0 | 0
PS | 0 | 0 | 0 | 0 | 0 | 0
PV | 0 | 0 | 0 | 0 | 0 | 0
PeakG | 0 | 0 | 0 | 0 | 0 | 0
PeakO | 0 | 0 | 0 | 0 | 0 | 0
ST | 0 | 0 | 0 | 0 | 0 | 0
STOG | 0 | 0 | 0 | 0 | 0 | 0
STWD | 0 | 0 | 0 | 0 | 0 | 0
WT | 0 | 0 | 0 | 0 | 0 | 0
IGCC | 0 | 0 | 0 | 0 | 0 | 0
DemandResponse | 0 | 0 | 0 | 0 | 0 | 0
IGCC-CCS | 0 | 0 | 0 | 0 | 0 | 0
WT_off | 0 | 0 | 0 | 0 | 0 | 0
PseudoUnit | 0 | 0 | 0 | 0 | 0 | 0
FixedInterchange | 0 | 0 | 0 | 0 | 0 | 0
Levelized Retrofit Capital Costs by Reporting Type: HQ_NY
ReportingType | 2015 | 2020 | 2025 | 2030 | 2035 | 2040
BM | 0 | 0 | 0 | 0 | 0 | 0
CC | 0 | 0 | 0 | 0 | 0 | 0
CSP | 0 | 0 | 0 | 0 | 0 | 0
CT | 0 | 0 | 0 | 0 | 0 | 0
Coal | 0 | 0 | 0 | 0 | 0 | 0
Geo | 0 | 0 | 0 | 0 | 0 | 0
H | 0 | 0 | 0 | 0 | 0 | 0
LFG | 0 | 0 | 0 | 0 | 0 | 0
Nuc | 0 | 0 | 0 | 0 | 0 | 0
PS | 0 | 0 | 0 | 0 | 0 | 0
PV | 0 | 0 | 0 | 0 | 0 | 0
PeakG | 0 | 0 | 0 | 0 | 0 | 0
PeakO | 0 | 0 | 0 | 0 | 0 | 0
ST | 0 | 0 | 0 | 0 | 0 | 0
STOG | 0 | 0 | 0 | 0 | 0 | 0
STWD | 0 | 0 | 0 | 0 | 0 | 0
WT | 0 | 0 | 0 | 0 | 0 | 0
IGCC | 0 | 0 | 0 | 0 | 0 | 0
DemandResponse | 0 | 0 | 0 | 0 | 0 | 0
IGCC-CCS | 0 | 0 | 0 | 0 | 0 | 0
WT_off | 0 | 0 | 0 | 0 | 0 | 0
PseudoUnit | 0 | 0 | 0 | 0 | 0 | 0
FixedInterchange | 0 | 0 | 0 | 0 | 0 | 0
Levelized Retrofit Capital Costs by Reporting Type: MARITIMES
ReportingType | 2015 | 2020 | 2025 | 2030 | 2035 | 2040
BM | 0 | 0 | 0 | 0 | 0 | 0
CC | 0 | 0 | 0 | 0 | 0 | 0
CSP | 0 | 0 | 0 | 0 | 0 | 0
CT | 0 | 0 | 0 | 0 | 0 | 0
Coal | 0 | 0 | 0 | 0 | 0 | 0
Geo | 0 | 0 | 0 | 0 | 0 | 0
H | 0 | 0 | 0 | 0 | 0 | 0
LFG | 0 | 0 | 0 | 0 | 0 | 0
Nuc | 0 | 0 | 0 | 0 | 0 | 0
PS | 0 | 0 | 0 | 0 | 0 | 0
PV | 0 | 0 | 0 | 0 | 0 | 0
PeakG | 0 | 0 | 0 | 0 | 0 | 0
PeakO | 0 | 0 | 0 | 0 | 0 | 0
ST | 0 | 0 | 0 | 0 | 0 | 0
STOG | 0 | 0 | 0 | 0 | 0 | 0
STWD | 0 | 0 | 0 | 0 | 0 | 0
WT | 0 | 0 | 0 | 0 | 0 | 0
IGCC | 0 | 0 | 0 | 0 | 0 | 0
DemandResponse | 0 | 0 | 0 | 0 | 0 | 0
IGCC-CCS | 0 | 0 | 0 | 0 | 0 | 0
WT_off | 0 | 0 | 0 | 0 | 0 | 0
PseudoUnit | 0 | 0 | 0 | 0 | 0 | 0
FixedInterchange | 0 | 0 | 0 | 0 | 0 | 0
Levelized Retrofit Capital Costs by Reporting Type: All
ReportingType | 2015 | 2020 | 2025 | 2030 | 2035 | 2040
BM | 0 | 0 | 0 | 0 | 0 | 0
CC | 0 | 0 | 0 | 0 | 0 | 0
CSP | 0 | 0 | 0 | 0 | 0 | 0
CT | 0 | 0 | 0 | 0 | 0 | 0
Coal | 1189.23 | 5693.61 | 4855.11 | 0 | 0 | 0
Geo | 0 | 0 | 0 | 0 | 0 | 0
H | 0 | 0 | 0 | 0 | 0 | 0
LFG | 0 | 0 | 0 | 0 | 0 | 0
Nuc | 0 | 0 | 0 | 0 | 0 | 0
PS | 0 | 0 | 0 | 0 | 0 | 0
PV | 0 | 0 | 0 | 0 | 0 | 0
PeakG | 0 | 0 | 0 | 0 | 0 | 0
PeakO | 0 | 0 | 0 | 0 | 0 | 0
ST | 0 | 0 | 0 | 0 | 0 | 0
STOG | 0 | 0 | 0 | 0 | 0 | 0
STWD | 0 | 0 | 0 | 0 | 0 | 0
WT | 0 | 0 | 0 | 0 | 0 | 0
IGCC | 0 | 0 | 0 | 0 | 0 | 0
DemandResponse | 0 | 0 | 0 | 0 | 0 | 0
IGCC-CCS | 0 | 0 | 0 | 0 | 0 | 0
WT_off | 0 | 0 | 0 | 0 | 0 | 0
PseudoUnit | 0 | 0 | 0 | 0 | 0 | 0
FixedInterchange | 0 | 0 | 0 | 0 | 0 | 0
Levelized Retrofit Capital Costs by Reporting Type: EI_US
ReportingType | 2015 | 2020 | 2025 | 2030 | 2035 | 2040
BM | 0 | 0 | 0 | 0 | 0 | 0
CC | 0 | 0 | 0 | 0 | 0 | 0
CSP | 0 | 0 | 0 | 0 | 0 | 0
CT | 0 | 0 | 0 | 0 | 0 | 0
Coal | 1027.94 | 5029.86 | 4224.3 | 0 | 0 | 0
Geo | 0 | 0 | 0 | 0 | 0 | 0
H | 0 | 0 | 0 | 0 | 0 | 0
LFG | 0 | 0 | 0 | 0 | 0 | 0
Nuc | 0 | 0 | 0 | 0 | 0 | 0
PS | 0 | 0 | 0 | 0 | 0 | 0
PV | 0 | 0 | 0 | 0 | 0 | 0
PeakG | 0 | 0 | 0 | 0 | 0 | 0
PeakO | 0 | 0 | 0 | 0 | 0 | 0
ST | 0 | 0 | 0 | 0 | 0 | 0
STOG | 0 | 0 | 0 | 0 | 0 | 0
STWD | 0 | 0 | 0 | 0 | 0 | 0
WT | 0 | 0 | 0 | 0 | 0 | 0
IGCC | 0 | 0 | 0 | 0 | 0 | 0
DemandResponse | 0 | 0 | 0 | 0 | 0 | 0
IGCC-CCS | 0 | 0 | 0 | 0 | 0 | 0
WT_off | 0 | 0 | 0 | 0 | 0 | 0
PseudoUnit | 0 | 0 | 0 | 0 | 0 | 0
FixedInterchange | 0 | 0 | 0 | 0 | 0 | 0
Levelized Retrofit Capital Costs by Reporting Type: EI_Canada
ReportingType | 2015 | 2020 | 2025 | 2030 | 2035 | 2040
BM | 0 | 0 | 0 | 0 | 0 | 0
CC | 0 | 0 | 0 | 0 | 0 | 0
CSP | 0 | 0 | 0 | 0 | 0 | 0
CT | 0 | 0 | 0 | 0 | 0 | 0
Coal | 0 | 0 | 0 | 0 | 0 | 0
Geo | 0 | 0 | 0 | 0 | 0 | 0
H | 0 | 0 | 0 | 0 | 0 | 0
LFG | 0 | 0 | 0 | 0 | 0 | 0
Nuc | 0 | 0 | 0 | 0 | 0 | 0
PS | 0 | 0 | 0 | 0 | 0 | 0
PV | 0 | 0 | 0 | 0 | 0 | 0
PeakG | 0 | 0 | 0 | 0 | 0 | 0
PeakO | 0 | 0 | 0 | 0 | 0 | 0
ST | 0 | 0 | 0 | 0 | 0 | 0
STOG | 0 | 0 | 0 | 0 | 0 | 0
STWD | 0 | 0 | 0 | 0 | 0 | 0
WT | 0 | 0 | 0 | 0 | 0 | 0
IGCC | 0 | 0 | 0 | 0 | 0 | 0
DemandResponse | 0 | 0 | 0 | 0 | 0 | 0
IGCC-CCS | 0 | 0 | 0 | 0 | 0 | 0
WT_off | 0 | 0 | 0 | 0 | 0 | 0
PseudoUnit | 0 | 0 | 0 | 0 | 0 | 0
FixedInterchange | 0 | 0 | 0 | 0 | 0 | 0
Levelized Retrofit Capital Costs by Reporting Type: EI
ReportingType | 2015 | 2020 | 2025 | 2030 | 2035 | 2040
BM | 0 | 0 | 0 | 0 | 0 | 0
CC | 0 | 0 | 0 | 0 | 0 | 0
CSP | 0 | 0 | 0 | 0 | 0 | 0
CT | 0 | 0 | 0 | 0 | 0 | 0
Coal | 1027.94 | 5029.86 | 4224.3 | 0 | 0 | 0
Geo | 0 | 0 | 0 | 0 | 0 | 0
H | 0 | 0 | 0 | 0 | 0 | 0
LFG | 0 | 0 | 0 | 0 | 0 | 0
Nuc | 0 | 0 | 0 | 0 | 0 | 0
PS | 0 | 0 | 0 | 0 | 0 | 0
PV | 0 | 0 | 0 | 0 | 0 | 0
PeakG | 0 | 0 | 0 | 0 | 0 | 0
PeakO | 0 | 0 | 0 | 0 | 0 | 0
ST | 0 | 0 | 0 | 0 | 0 | 0
STOG | 0 | 0 | 0 | 0 | 0 | 0
STWD | 0 | 0 | 0 | 0 | 0 | 0
WT | 0 | 0 | 0 | 0 | 0 | 0
IGCC | 0 | 0 | 0 | 0 | 0 | 0
DemandResponse | 0 | 0 | 0 | 0 | 0 | 0
IGCC-CCS | 0 | 0 | 0 | 0 | 0 | 0
WT_off | 0 | 0 | 0 | 0 | 0 | 0
PseudoUnit | 0 | 0 | 0 | 0 | 0 | 0
FixedInterchange | 0 | 0 | 0 | 0 | 0 | 0
Levelized Retrofit Capital Costs by Reporting Type: Outside_EI
ReportingType | 2015 | 2020 | 2025 | 2030 | 2035 | 2040
BM | 0 | 0 | 0 | 0 | 0 | 0
CC | 0 | 0 | 0 | 0 | 0 | 0
CSP | 0 | 0 | 0 | 0 | 0 | 0
CT | 0 | 0 | 0 | 0 | 0 | 0
Coal | 161.28 | 663.75 | 630.81 | 0 | 0 | 0
Geo | 0 | 0 | 0 | 0 | 0 | 0
H | 0 | 0 | 0 | 0 | 0 | 0
LFG | 0 | 0 | 0 | 0 | 0 | 0
Nuc | 0 | 0 | 0 | 0 | 0 | 0
PS | 0 | 0 | 0 | 0 | 0 | 0
PV | 0 | 0 | 0 | 0 | 0 | 0
PeakG | 0 | 0 | 0 | 0 | 0 | 0
PeakO | 0 | 0 | 0 | 0 | 0 | 0
ST | 0 | 0 | 0 | 0 | 0 | 0
STOG | 0 | 0 | 0 | 0 | 0 | 0
STWD | 0 | 0 | 0 | 0 | 0 | 0
WT | 0 | 0 | 0 | 0 | 0 | 0
IGCC | 0 | 0 | 0 | 0 | 0 | 0
DemandResponse | 0 | 0 | 0 | 0 | 0 | 0
IGCC-CCS | 0 | 0 | 0 | 0 | 0 | 0
WT_off | 0 | 0 | 0 | 0 | 0 | 0
PseudoUnit | 0 | 0 | 0 | 0 | 0 | 0
FixedInterchange | 0 | 0 | 0 | 0 | 0 | 0
#14 | 0.05: Total Costs ($million)
Total Costs by Reporting Type: Entergy
ReportingType | 2015 | 2020 | 2025 | 2030 | 2035 | 2040
BM | 0 | 0 | 0 | 0 | 0 | 0
CC | 3027.5 | 4924.39 | 5750.91 | 7146.28 | 9300.36 | 12273.37
CSP | 0 | 0 | 0 | 0 | 0 | 0
CT | 0 | 0 | 0 | 0 | 0 | 0
Coal | 2435.26 | 2753.21 | 3065.08 | 2933.36 | 3077.07 | 3315.84
Geo | 0 | 0 | 0 | 0 | 0 | 0
H | 10.6 | 10.6 | 10.6 | 10.6 | 10.6 | 10.6
LFG | 0.97 | 0.97 | 34.17 | 34.17 | 34.17 | 34.17
Nuc | 1329.46 | 1353.81 | 1362.51 | 1370.82 | 1151.05 | 1391
PS | 1.4 | 1.4 | 1.4 | 1.4 | 1.4 | 1.4
PV | 0.11 | 24.94 | 39.24 | 42.37 | 45.49 | 25.97
PeakG | 47.54 | 69.98 | 54.06 | 66.72 | 69.17 | 69.39
PeakO | 4.42 | 5.87 | 5.08 | 5.22 | 5.22 | 5.22
ST | 0 | 0 | 0 | 0 | 0 | 0
STOG | 299.45 | 352.41 | 334.25 | 345.33 | 365.33 | 372.21
STWD | 6.6 | 8.26 | 6.74 | 6.9 | 6.9 | 10.57
WT | 3.67 | 3.67 | 3.67 | 3.67 | 3.67 | 3.67
IGCC | 0 | 0 | 0 | 0 | 0 | 0
DemandResponse | 0 | 0 | 0 | 0 | 0 | 0
IGCC-CCS | 0 | 0 | 0 | 0 | 0 | 0
WT_off | 0 | 0 | 0 | 0 | 0 | 0
PseudoUnit | 0 | 0 | 0 | 0 | 0 | 0
FixedInterchange | 0 | 0 | 0 | 0 | 0 | 0
Total Costs by Reporting Type: FRCC
ReportingType | 2015 | 2020 | 2025 | 2030 | 2035 | 2040
BM | 0 | 0 | 0 | 0 | 0 | 0
CC | 7743.27 | 9327.09 | 11277.02 | 14837.56 | 20846.55 | 21276.79
CSP | 0 | 0 | 0 | 0 | 0 | 0
CT | 249.03 | 273.72 | 283.3 | 262.84 | 47.1 | 87.35
Coal | 2938.69 | 2851.17 | 3162.88 | 3124.33 | 3180.98 | 3327.06
Geo | 0 | 0 | 0 | 0 | 0 | 0
H | 0.78 | 0.78 | 0.78 | 0.78 | 0.78 | 0.78
LFG | 58.68 | 58.68 | 120.69 | 120.69 | 120.69 | 120.69
Nuc | 985.98 | 3151 | 3842.48 | 3854.79 | 3892.14 | 7632.95
PS | 0 | 0 | 0 | 0 | 0 | 0
PV | 0.75 | 0.75 | 0.75 | 0.75 | 0.75 | 0.75
PeakG | 175.75 | 240 | 185.94 | 220.55 | 214.05 | 213.91
PeakO | 64.61 | 83.43 | 68.43 | 68.43 | 68.43 | 68.43
ST | 0 | 0 | 0 | 0 | 0 | 0
STOG | 707.07 | 695.19 | 667.57 | 656.11 | 613.91 | 572.7
STWD | 6.25 | 13.86 | 12.41 | 16.42 | 16.42 | 16.42
WT | 0 | 0 | 0 | 0 | 0 | 0
IGCC | 0 | 0 | 0 | 0 | 0 | 0
DemandResponse | 0 | 0 | 0 | 0 | 0 | 0
IGCC-CCS | 0 | 0 | 0 | 0 | 0 | 0
WT_off | 0 | 0 | 0 | 0 | 0 | 0
PseudoUnit | 0 | 0 | 0 | 0 | 0 | 0
FixedInterchange | 0 | 0 | 0 | 0 | 0 | 0
Total Costs by Reporting Type: MAPP_US
ReportingType | 2015 | 2020 | 2025 | 2030 | 2035 | 2040
BM | 0 | 0 | 0 | 0 | 0 | 0
CC | 15.51 | 18.76 | 22.01 | 27.12 | 28.07 | 22.69
CSP | 0 | 0 | 0 | 0 | 0 | 0
CT | 27.96 | 27.96 | 30.89 | 102.6 | 119.15 | 138.95
Coal | 745.24 | 868.25 | 869.96 | 878.33 | 1190.68 | 1438.16
Geo | 3.95 | 3.95 | 3.95 | 3.95 | 3.95 | 3.95
H | 31.14 | 31.14 | 31.14 | 31.14 | 31.14 | 31.14
LFG | 0.24 | 0.24 | 22.22 | 22.22 | 22.22 | 22.22
Nuc | 0.01 | 0.01 | 0.01 | 0.01 | 0.01 | 0.01
PS | 0 | 0 | 0 | 0 | 0 | 0
PV | 0 | 0 | 0 | 0 | 0 | 0
PeakG | 14.57 | 24.34 | 24.98 | 30.67 | 38.08 | 29.37
PeakO | 9.49 | 12.94 | 10.37 | 10.37 | 10.37 | 10.37
ST | 0 | 0 | 0 | 0 | 0 | 0
STOG | 0 | 0 | 0 | 0 | 0 | 0
STWD | 0 | 0 | 0 | 0 | 0 | 0
WT | 147.25 | 330.42 | 386.25 | 410.23 | 421.3 | 326.11
IGCC | 0 | 0 | 0 | 0 | 0 | 0
DemandResponse | 0 | 0 | 0 | 0 | 0 | 0
IGCC-CCS | 0 | 0 | 0 | 0 | 0 | 0
WT_off | 0 | 0 | 0 | 0 | 0 | 0
PseudoUnit | 0 | 0 | 0 | 0 | 0 | 0
FixedInterchange | 0 | 0 | 0 | 0 | 0 | 0
Total Costs by Reporting Type: MISO_IN
ReportingType | 2015 | 2020 | 2025 | 2030 | 2035 | 2040
BM | 0 | 0 | 0 | 0 | 0 | 0
CC | 193.7 | 1789.89 | 3110.1 | 4997.14 | 6711.2 | 7769.76
CSP | 0 | 0 | 0 | 0 | 0 | 0
CT | 0 | 0 | 0 | 0 | 0 | 0
Coal | 3543.42 | 4078.42 | 4205.41 | 4405.01 | 4768.07 | 5085.05
Geo | 0 | 0 | 0 | 0 | 0 | 0
H | 1.07 | 1.07 | 1.07 | 1.07 | 1.07 | 1.07
LFG | 4.47 | 4.47 | 30.11 | 30.11 | 30.11 | 30.11
Nuc | 0.01 | 0.01 | 0.01 | 0.01 | 0.01 | 0.01
PS | 0 | 0 | 0 | 0 | 0 | 0
PV | 0 | 101.12 | 165.73 | 176.64 | 192.24 | 111.09
PeakG | 52.35 | 78.62 | 60.75 | 80.48 | 81.23 | 86.79
PeakO | 10.59 | 13.5 | 10.82 | 10.82 | 10.82 | 10.82
ST | 0 | 0 | 0 | 0 | 0 | 0
STOG | 13.81 | 17.73 | 19.13 | 16.38 | 16.83 | 21.95
STWD | 0 | 0 | 0 | 0 | 0 | 0
WT | 18.33 | 18.33 | 18.33 | 18.33 | 18.33 | 18.33
IGCC | 366.85 | 367.37 | 368.45 | 376.18 | 379.92 | 387.34
DemandResponse | 0 | 0 | 0 | 0 | 0 | 0
IGCC-CCS | 0 | 0 | 0 | 0 | 0 | 0
WT_off | 0 | 0 | 0 | 0 | 0 | 0
PseudoUnit | 0 | 0 | 0 | 0 | 0 | 0
FixedInterchange | 0 | 0 | 0 | 0 | 0 | 0
Total Costs by Reporting Type: MISO_MI
ReportingType | 2015 | 2020 | 2025 | 2030 | 2035 | 2040
BM | 0 | 0 | 0 | 0 | 0 | 0
CC | 511.08 | 720.99 | 550.02 | 585.04 | 1298.44 | 2171.84
CSP | 0 | 0 | 0 | 0 | 0 | 0
CT | 0 | 0 | 0 | 0 | 0 | 0
Coal | 2638.31 | 2557.33 | 2533.17 | 2398.34 | 2511.77 | 2672.23
Geo | 0 | 0 | 0 | 0 | 0 | 0
H | 2.01 | 2.01 | 2.01 | 2.01 | 2.01 | 2.01
LFG | 19.68 | 73.47 | 73.47 | 73.47 | 73.47 | 39.18
Nuc | 488.83 | 491.93 | 1471.65 | 1476.96 | 1269.04 | 1491.65
PS | 44.44 | 44.44 | 44.44 | 44.44 | 44.44 | 44.44
PV | 0 | 0 | 0 | 0 | 0 | 0
PeakG | 62 | 94.31 | 79.39 | 94.09 | 95.02 | 95.68
PeakO | 15.67 | 19.97 | 16.01 | 16.01 | 16.01 | 16.01
ST | 0 | 0 | 0 | 0 | 0 | 0
STOG | 134.79 | 180.44 | 162.88 | 169.87 | 156.52 | 174.48
STWD | 16.63 | 47.82 | 80.85 | 62.3 | 62.3 | 62.3
WT | 542.69 | 542.69 | 767.5 | 934.74 | 572.37 | 723.49
IGCC | 0 | 0 | 0 | 0 | 0 | 0
DemandResponse | 0 | 0 | 0 | 0 | 0 | 0
IGCC-CCS | 0 | 0 | 0 | 0 | 0 | 0
WT_off | 0 | 0 | 0 | 0 | 0 | 0
PseudoUnit | 0 | 0 | 0 | 0 | 0 | 0
FixedInterchange | 0 | 0 | 0 | 0 | 0 | 0
Total Costs by Reporting Type: MISO_MO-IL
ReportingType | 2015 | 2020 | 2025 | 2030 | 2035 | 2040
BM | 0 | 0 | 0 | 0 | 0 | 0
CC | 128.79 | 223.71 | 143.92 | 162.79 | 157.03 | 122.15
CSP | 0 | 0 | 0 | 0 | 0 | 0
CT | 0 | 0 | 0 | 0 | 0 | 0
Coal | 4377.46 | 4631.13 | 4824.01 | 4994.47 | 5446.38 | 5656.02
Geo | 0 | 0 | 0 | 0 | 0 | 0
H | 5.01 | 5.01 | 5.01 | 5.01 | 5.01 | 101.31
LFG | 2.17 | 2.17 | 76.11 | 76.11 | 76.11 | 76.11
Nuc | 536.69 | 557.4 | 567.34 | 570.65 | 570.65 | 570.65
PS | 10.45 | 10.45 | 10.45 | 10.45 | 10.45 | 10.45
PV | 0 | 0 | 0 | 0 | 0 | 0
PeakG | 88.04 | 130.82 | 100 | 139.21 | 185.95 | 221.69
PeakO | 21.48 | 28.65 | 22.96 | 22.96 | 22.96 | 22.96
ST | 0 | 0 | 0 | 0 | 0 | 0
STOG | 29.23 | 37.53 | 30.37 | 31.84 | 31.32 | 31.83
STWD | 0 | 0 | 0 | 0 | 0 | 0
WT | 89.9 | 89.9 | 89.9 | 89.9 | 21.38 | 21.38
IGCC | 0 | 0 | 0 | 0 | 0 | 0
DemandResponse | 0 | 0 | 0 | 0 | 0 | 0
IGCC-CCS | 0 | 0 | 0 | 0 | 0 | 0
WT_off | 0 | 0 | 0 | 0 | 0 | 0
PseudoUnit | 0 | 0 | 0 | 0 | 0 | 0
FixedInterchange | 0 | 0 | 0 | 0 | 0 | 0
Total Costs by Reporting Type: MISO_W
ReportingType | 2015 | 2020 | 2025 | 2030 | 2035 | 2040
BM | 0 | 0 | 0 | 0 | 0 | 0
CC | 420.21 | 529.91 | 466.75 | 603.96 | 449.4 | 283.06
CSP | 0 | 0 | 0 | 0 | 0 | 0
CT | 0 | 0 | 0 | 0 | 0 | 0
Coal | 3216.78 | 3362.35 | 3443.15 | 3254.95 | 6316.07 | 10194.23
Geo | 0 | 0 | 0 | 0 | 0 | 0
H | 7.08 | 7.08 | 7.08 | 7.08 | 7.08 | 7.08
LFG | 24.75 | 24.75 | 48.33 | 48.33 | 48.33 | 48.33
Nuc | 563.52 | 566.76 | 576.91 | 796.32 | 0.05 | 0.05
PS | 0 | 0 | 0 | 0 | 0 | 0
PV | 0 | 0 | 0 | 0 | 0 | 0
PeakG | 99.78 | 151.62 | 151.59 | 202.04 | 211.84 | 146.47
PeakO | 56.38 | 79.08 | 64.57 | 64.57 | 64.57 | 64.57
ST | 0 | 0 | 0 | 0 | 0 | 0
STOG | 8.38 | 9.98 | 8.49 | 10.14 | 9.12 | 8.12
STWD | 10.03 | 28.71 | 19.93 | 26.45 | 26.45 | 26.44
WT | 927.86 | 1714.75 | 2754.99 | 3126.78 | 2969.25 | 2703.15
IGCC | 0 | 0 | 0 | 0 | 0 | 0
DemandResponse | 0 | 0 | 0 | 0 | 0 | 0
IGCC-CCS | 0 | 0 | 0 | 0 | 0 | 0
WT_off | 0 | 0 | 0 | 0 | 0 | 0
PseudoUnit | 0 | 0 | 0 | 0 | 0 | 0
FixedInterchange | 0 | 0 | 0 | 0 | 0 | 0
Total Costs by Reporting Type: MISO_WUMS
ReportingType | 2015 | 2020 | 2025 | 2030 | 2035 | 2040
BM | 0 | 0 | 0 | 0 | 0 | 0
CC | 573 | 2117.08 | 2336.56 | 2854 | 4284.36 | 4435.58
CSP | 0 | 0 | 0 | 0 | 0 | 0
CT | 0 | 665.01 | 861.8 | 1473.1 | 1802.56 | 1481.92
Coal | 1805.14 | 1524.25 | 1491.5 | 1674.13 | 1773.39 | 1854.21
Geo | 0 | 0 | 0 | 0 | 0 | 0
H | 4.79 | 5.15 | 5.15 | 5.15 | 5.15 | 5.15
LFG | 8.57 | 8.57 | 79.15 | 79.15 | 79.15 | 79.15
Nuc | 419.03 | 444.73 | 429.21 | 676.73 | 0.05 | 0.05
PS | 0 | 0 | 0 | 0 | 0 | 0
PV | 0 | 0 | 0 | 0 | 0 | 0
PeakG | 57.23 | 81.65 | 65.08 | 77.65 | 77.65 | 77.65
PeakO | 13.52 | 17.78 | 14.69 | 14.69 | 14.69 | 14.69
ST | 0 | 0 | 0 | 0 | 0 | 0
STOG | 13.34 | 15.63 | 13.39 | 13.39 | 13.39 | 13.39
STWD | 3.37 | 7.99 | 7.21 | 7.21 | 7.21 | 7.21
WT | 264.78 | 264.78 | 264.78 | 264.78 | 46.41 | 46.41
IGCC | 0 | 0 | 0 | 0 | 0 | 0
DemandResponse | 0 | 0 | 0 | 0 | 0 | 0
IGCC-CCS | 0 | 0 | 0 | 0 | 0 | 0
WT_off | 0 | 0 | 0 | 0 | 0 | 0
PseudoUnit | 0 | 0 | 0 | 0 | 0 | 0
FixedInterchange | 0 | 0 | 0 | 0 | 0 | 0
Total Costs by Reporting Type: Nebraska
ReportingType | 2015 | 2020 | 2025 | 2030 | 2035 | 2040
BM | 0 | 0 | 0 | 0 | 0 | 0
CC | 30.42 | 32.52 | 184.8 | 194.55 | 153.43 | 133.62
CSP | 0 | 0 | 0 | 0 | 0 | 0
CT | 0 | 0 | 0 | 0 | 0 | 0
Coal | 926.4 | 1250.79 | 1261.29 | 1120.52 | 2845.41 | 3259.62
Geo | 0 | 0 | 0 | 0 | 0 | 0
H | 2.38 | 2.38 | 2.38 | 2.38 | 2.38 | 2.38
LFG | 0.72 | 0.72 | 23.23 | 23.23 | 23.23 | 23.23
Nuc | 314.25 | 333.5 | 321.9 | 382.03 | 0.09 | 0.09
PS | 0 | 0 | 0 | 0 | 0 | 0
PV | 0 | 0 | 0 | 0 | 0 | 0
PeakG | 24.85 | 42.37 | 42.55 | 42.22 | 42.93 | 32.53
PeakO | 9.57 | 12.19 | 9.77 | 9.77 | 9.77 | 9.77
ST | 0 | 0 | 0 | 0 | 0 | 0
STOG | 14.83 | 19.3 | 19.3 | 20.07 | 16.65 | 12.77
STWD | 0 | 0 | 0 | 0 | 0 | 0
WT | 54.91 | 54.91 | 54.91 | 45.4 | 10.54 | 10.54
IGCC | 0 | 0 | 0 | 0 | 0 | 0
DemandResponse | 0 | 0 | 0 | 0 | 0 | 0
IGCC-CCS | 0 | 0 | 0 | 0 | 0 | 0
WT_off | 0 | 0 | 0 | 0 | 0 | 0
PseudoUnit | 0 | 0 | 0 | 0 | 0 | 0
FixedInterchange | 0 | 0 | 0 | 0 | 0 | 0
Total Costs by Reporting Type: NEISO
ReportingType | 2015 | 2020 | 2025 | 2030 | 2035 | 2040
BM | 279.31 | 279.31 | 181.42 | 184.84 | 192.94 | 189.97
CC | 2326.47 | 2490.48 | 2782.8 | 3297.92 | 4347.78 | 5271.84
CSP | 0 | 0 | 0 | 0 | 0 | 0
CT | 32.24 | 32.42 | 32.92 | 218.92 | 535.52 | 575.82
Coal | 56.55 | 29.15 | 0 | 0 | 0 | 0
Geo | 0 | 0 | 0 | 0 | 0 | 0
H | 46.4 | 46.4 | 46.4 | 47.43 | 47.43 | 47.43
LFG | 80.87 | 80.87 | 103.68 | 103.68 | 93.04 | 93.04
Nuc | 1147.24 | 1218.29 | 1174.07 | 1180.82 | 853.14 | 1126.92
PS | 39.74 | 39.74 | 39.74 | 39.74 | 39.74 | 39.74
PV | 0.03 | 133.16 | 139.45 | 146.6 | 153.61 | 33.59
PeakG | 20.27 | 31.39 | 23 | 28.98 | 37.59 | 39.17
PeakO | 34.72 | 44.24 | 35.46 | 35.46 | 35.46 | 35.46
ST | 0 | 0 | 0 | 0 | 0 | 0
STOG | 0 | 0 | 0 | 0 | 0 | 0
STWD | 367.79 | 124.03 | 57.28 | 60.4 | 70.19 | 70.19
WT | 67.94 | 1002.42 | 1324.72 | 1317.42 | 1270.23 | 440.06
IGCC | 0 | 0 | 0 | 0 | 0 | 0
DemandResponse | 0 | 0 | 0 | 0 | 0 | 0
IGCC-CCS | 0 | 0 | 0 | 0 | 0 | 0
WT_off | 308.22 | 308.22 | 308.22 | 308.22 | 0 | 0
PseudoUnit | 0 | 0 | 0 | 0 | 0 | 0
FixedInterchange | 0 | 0 | 0 | 0 | 0 | 0
Total Costs by Reporting Type: NonRTO_Midwest
ReportingType | 2015 | 2020 | 2025 | 2030 | 2035 | 2040
BM | 0 | 0 | 0 | 0 | 0 | 0
CC | 0 | 111.43 | 329.82 | 765.99 | 1261.93 | 1779.02
CSP | 0 | 0 | 0 | 0 | 0 | 0
CT | 0 | 51.67 | 60.45 | 97.22 | 105.3 | 165.17
Coal | 2993.32 | 3383.14 | 3358.98 | 3504.52 | 3716.5 | 3963.6
Geo | 0 | 0 | 0 | 0 | 0 | 0
H | 2.04 | 2.04 | 2.04 | 2.04 | 2.04 | 2.04
LFG | 1.69 | 1.69 | 1.69 | 51.19 | 51.19 | 51.19
Nuc | 0.01 | 0.01 | 0.01 | 0.01 | 0.01 | 0.02
PS | 0 | 0 | 0 | 0 | 0 | 0
PV | 0 | 0 | 0 | 0 | 0 | 0
PeakG | 65.88 | 96.36 | 74.49 | 95.33 | 94.18 | 90.75
PeakO | 0.35 | 0.45 | 0.36 | 0.36 | 0.36 | 0.36
ST | 0 | 0 | 0 | 0 | 0 | 0
STOG | 0 | 0 | 0 | 0 | 0 | 0
STWD | 0 | 0 | 0 | 0 | 0 | 0
WT | 2.26 | 2.26 | 2.26 | 2.26 | 2.26 | 2.26
IGCC | 0 | 0 | 0 | 0 | 0 | 0
DemandResponse | 0 | 0 | 0 | 0 | 0 | 0
IGCC-CCS | 0 | 0 | 0 | 0 | 0 | 0
WT_off | 0 | 0 | 0 | 0 | 0 | 0
PseudoUnit | 0 | 0 | 0 | 0 | 0 | 0
FixedInterchange | 0 | 0 | 0 | 0 | 0 | 0
Total Costs by Reporting Type: NYISO_A-F
ReportingType | 2015 | 2020 | 2025 | 2030 | 2035 | 2040
BM | 0 | 0 | 0 | 0 | 0 | 0
CC | 492.68 | 825.32 | 979.68 | 888.4 | 886.52 | 1548.6
CSP | 0 | 0 | 0 | 0 | 0 | 0
CT | 0 | 0 | 0 | 0 | 0 | 0
Coal | 0 | 0 | 0 | 0 | 0 | 0
Geo | 0 | 0 | 0 | 0 | 0 | 0
H | 62.6 | 62.6 | 62.6 | 62.6 | 62.6 | 62.6
LFG | 22.17 | 22.17 | 44 | 44 | 42.66 | 42.66
Nuc | 794.34 | 818.82 | 813.2 | 659.01 | 700.64 | 586.07
PS | 33.52 | 33.52 | 33.52 | 33.52 | 33.52 | 33.52
PV | 0 | 0 | 0 | 0 | 0 | 0
PeakG | 3.78 | 5.61 | 5.73 | 5.78 | 6.15 | 5.81
PeakO | 1.14 | 1.46 | 1.17 | 1.17 | 1.17 | 1.17
ST | 0 | 0 | 0 | 0 | 0 | 0
STOG | 0 | 0 | 0 | 0 | 0 | 0
STWD | 2.76 | 3.45 | 2.88 | 3.04 | 2.88 | 2.88
WT | 684.71 | 860.89 | 911.38 | 1425.52 | 1211.96 | 1267.26
IGCC | 0 | 0 | 0 | 0 | 0 | 0
DemandResponse | 0 | 0 | 0 | 0 | 0 | 0
IGCC-CCS | 0 | 0 | 0 | 0 | 0 | 0
WT_off | 0 | 0 | 0 | 0 | 0 | 0
PseudoUnit | 0 | 0 | 0 | 0 | 0 | 0
FixedInterchange | 0 | 0 | 0 | 0 | 0 | 0
Total Costs by Reporting Type: NYISO_G-I
ReportingType | 2015 | 2020 | 2025 | 2030 | 2035 | 2040
BM | 0 | 0 | 0 | 0 | 0 | 0
CC | 310.66 | 483.92 | 1326.01 | 2379.3 | 4031.86 | 5114.34
CSP | 0 | 0 | 0 | 0 | 0 | 0
CT | 0 | 0 | 0 | 0 | 0 | 0
Coal | 0 | 0 | 0 | 0 | 0 | 0
Geo | 0 | 0 | 0 | 0 | 0 | 0
H | 0.46 | 0.46 | 0.46 | 0.46 | 0.46 | 0.46
LFG | 7.73 | 7.73 | 31.62 | 31.62 | 31.62 | 31.62
Nuc | 506.74 | 538.06 | 518.7 | 521.7 | 524.97 | 0.19
PS | 0 | 0 | 0 | 0 | 0 | 0
PV | 0 | 0 | 0 | 0 | 0 | 0
PeakG | 1.51 | 2.04 | 1.56 | 1.63 | 1.57 | 1.57
PeakO | 2.55 | 3.25 | 2.61 | 2.61 | 2.61 | 2.61
ST | 0 | 0 | 0 | 0 | 0 | 0
STOG | 43 | 55.36 | 48.9 | 49.54 | 54.87 | 55.55
STWD | 0 | 0 | 0 | 0 | 0 | 0
WT | 0 | 14.4 | 14.4 | 14.4 | 14.4 | 1.69
IGCC | 0 | 0 | 0 | 0 | 0 | 0
DemandResponse | 0 | 0 | 0 | 0 | 0 | 0
IGCC-CCS | 0 | 0 | 0 | 0 | 0 | 0
WT_off | 0 | 0 | 0 | 0 | 0 | 0
PseudoUnit | 0 | 0 | 0 | 0 | 0 | 0
FixedInterchange | 0 | 0 | 0 | 0 | 0 | 0
Total Costs by Reporting Type: NYISO_J-K
ReportingType | 2015 | 2020 | 2025 | 2030 | 2035 | 2040
BM | 0 | 0 | 0 | 0 | 0 | 0
CC | 1328.34 | 1676.47 | 1720.52 | 2244.19 | 2948.32 | 3785.78
CSP | 0 | 0 | 0 | 0 | 0 | 0
CT | 0 | 77.83 | 155.55 | 271.75 | 390.58 | 424.37
Coal | 0 | 0 | 0 | 0 | 0 | 0
Geo | 0 | 0 | 0 | 0 | 0 | 0
H | 0 | 0 | 0 | 0 | 0 | 0
LFG | 14.97 | 14.97 | 44.49 | 44.49 | 44.49 | 44.49
Nuc | 0.01 | 0.01 | 0.01 | 0.01 | 0.01 | 0.01
PS | 0 | 0 | 0 | 0 | 0 | 0
PV | 17.52 | 17.52 | 17.52 | 17.52 | 0 | 0
PeakG | 55.51 | 83.58 | 67.17 | 83.12 | 88.54 | 96.16
PeakO | 61.69 | 79.16 | 63.78 | 65.02 | 65.02 | 65.02
ST | 0 | 0 | 0 | 0 | 0 | 0
STOG | 372.66 | 515.23 | 533.97 | 655.94 | 711.89 | 715.84
STWD | 0 | 0 | 0 | 0 | 0 | 0
WT | 0 | 0 | 0 | 0 | 0 | 0
IGCC | 0 | 0 | 0 | 0 | 0 | 0
DemandResponse | 0 | 0 | 0 | 0 | 0 | 0
IGCC-CCS | 0 | 0 | 0 | 0 | 0 | 0
WT_off | 0 | 0 | 0 | 0 | 0 | 0
PseudoUnit | 0 | 0 | 0 | 0 | 0 | 0
FixedInterchange | 0 | 0 | 0 | 0 | 0 | 0
Total Costs by Reporting Type: PJM_E
ReportingType | 2015 | 2020 | 2025 | 2030 | 2035 | 2040
BM | 33.95 | 33.95 | 33.95 | 33.95 | 33.95 | 33.95
CC | 1946.09 | 2359.35 | 2399.91 | 2511.33 | 3518.68 | 4036.65
CSP | 0 | 0 | 0 | 0 | 0 | 0
CT | 2.46 | 2.51 | 2.52 | 80.04 | 650.2 | 907.3
Coal | 121.4 | 81.9 | 77.45 | 106.82 | 152.59 | 171.97
Geo | 0 | 0 | 0 | 0 | 0 | 0
H | 3.85 | 3.85 | 3.85 | 3.85 | 3.85 | 3.85
LFG | 59.08 | 105.92 | 105.92 | 103.73 | 103.73 | 73.06
Nuc | 2121.17 | 2016.47 | 2014.94 | 2026.92 | 1453.22 | 2295.86
PS | 9.5 | 9.5 | 9.5 | 9.5 | 9.5 | 9.5
PV | 11.79 | 11.79 | 11.79 | 11.79 | 0.75 | 0.75
PeakG | 75.39 | 113.3 | 110.18 | 126.12 | 163.9 | 145.32
PeakO | 75.92 | 100.78 | 82.41 | 82.41 | 82.41 | 82.41
ST | 0 | 0 | 0 | 0 | 0 | 0
STOG | 130.61 | 166.32 | 149.51 | 176.32 | 194.12 | 204.82
STWD | 0 | 0 | 0 | 0 | 0 | 0
WT | 332.76 | 332.76 | 332.76 | 332.76 | 32.65 | 32.65
IGCC | 0 | 0 | 0 | 0 | 0 | 0
DemandResponse | 0 | 0 | 0 | 0 | 0 | 0
IGCC-CCS | 0 | 0 | 0 | 0 | 0 | 0
WT_off | 0 | 0 | 599.06 | 599.06 | 599.06 | 599.06
PseudoUnit | 0 | 0 | 0 | 0 | 0 | 0
FixedInterchange | 0 | 0 | 0 | 0 | 0 | 0
Total Costs by Reporting Type: PJM_ROM
ReportingType | 2015 | 2020 | 2025 | 2030 | 2035 | 2040
BM | 19.49 | 19.49 | 19.49 | 19.49 | 19.49 | 19.49
CC | 1023.43 | 1266.3 | 1218.46 | 1372.97 | 4718.49 | 14362.15
CSP | 0 | 0 | 0 | 0 | 0 | 0
CT | 1.51 | 1.54 | 1.72 | 1.74 | 0.35 | 0.36
Coal | 2332.29 | 2749.42 | 2873.94 | 3189.73 | 3253.62 | 3354.96
Geo | 0 | 0 | 0 | 0 | 0 | 0
H | 19.83 | 19.83 | 19.83 | 19.83 | 19.83 | 253
LFG | 47.04 | 132.66 | 132.66 | 131.08 | 128.72 | 75.37
Nuc | 1265.19 | 3409.93 | 3420.99 | 3433.18 | 3138.34 | 3369.75
PS | 35.92 | 35.92 | 35.92 | 35.92 | 35.92 | 35.92
PV | 0.06 | 584.88 | 964.15 | 1100.68 | 1196.58 | 739.42
PeakG | 30.83 | 46.92 | 45.05 | 45.43 | 61.88 | 45.69
PeakO | 45.95 | 58.57 | 46.94 | 46.94 | 46.94 | 46.94
ST | 0 | 0 | 0 | 0 | 0 | 0
STOG | 188.08 | 257.07 | 238.68 | 249.65 | 258.67 | 259.68
STWD | 38.51 | 39.07 | 38.55 | 38.55 | 38.55 | 38.55
WT | 152.07 | 152.07 | 333.51 | 1758.17 | 1672.02 | 1672.02
IGCC | 0 | 0 | 0 | 0 | 0 | 0
DemandResponse | 0 | 0 | 0 | 0 | 0 | 0
IGCC-CCS | 0 | 0 | 0 | 0 | 0 | 0
WT_off | 0 | 0 | 0 | 0 | 0 | 0
PseudoUnit | 0 | 0 | 0 | 0 | 0 | 0
FixedInterchange | 0 | 0 | 0 | 0 | 0 | 0
Total Costs by Reporting Type: PJM_ROR
ReportingType | 2015 | 2020 | 2025 | 2030 | 2035 | 2040
BM | 209.94 | 216.32 | 366.88 | 415.73 | 361.93 | 206
CC | 3053.87 | 5591.35 | 8653.26 | 13197.78 | 19734.63 | 18677.07
CSP | 0 | 0 | 0 | 0 | 0 | 0
CT | 2.76 | 2.94 | 2.98 | 88.89 | 251.2 | 455.02
Coal | 15108.61 | 15139.39 | 15732.49 | 16392.25 | 17560.03 | 18464.09
Geo | 0 | 0 | 0 | 0 | 0 | 0
H | 26.17 | 207.89 | 207.89 | 207.89 | 207.89 | 207.89
LFG | 76.9 | 76.9 | 238.08 | 232.42 | 226.35 | 226.35
Nuc | 4998.95 | 6104.41 | 6097.08 | 5906.22 | 4805.46 | 6110.32
PS | 73.14 | 73.14 | 73.14 | 73.14 | 73.14 | 73.14
PV | 0.35 | 0.35 | 0.35 | 0.35 | 0.35 | 0.35
PeakG | 379.41 | 553.31 | 422.62 | 523.65 | 526.87 | 565.36
PeakO | 48.69 | 65.15 | 52.22 | 52.22 | 52.22 | 52.22
ST | 0 | 0 | 0 | 0 | 0 | 0
STOG | 131.6 | 154.47 | 145.78 | 148.97 | 155.22 | 164.72
STWD | 25.27 | 55.73 | 96.08 | 113.43 | 113.43 | 113.43
WT | 2217.8 | 2217.8 | 2261.22 | 1660.12 | 988.48 | 2433.72
IGCC | 0 | 0 | 0 | 0 | 0 | 0
DemandResponse | 0 | 0 | 0 | 0 | 0 | 0
IGCC-CCS | 0 | 0 | 0 | 0 | 0 | 0
WT_off | 0 | 0 | 0 | 0 | 0 | 0
PseudoUnit | 0 | 0 | 0 | 0 | 0 | 0
FixedInterchange | 0 | 0 | 0 | 0 | 0 | 0
Total Costs by Reporting Type: SOCO
ReportingType | 2015 | 2020 | 2025 | 2030 | 2035 | 2040
BM | 26.53 | 26.57 | 28.22 | 28.22 | 29.34 | 29.34
CC | 5737.03 | 7133.48 | 8382.8 | 11460.22 | 14822.07 | 14077.63
CSP | 0 | 0 | 0 | 0 | 0 | 0
CT | 0 | 0 | 0 | 0 | 0 | 0
Coal | 5452.95 | 6087.22 | 6446.6 | 6693.77 | 7260.24 | 13562.41
Geo | 0 | 0 | 0 | 0 | 0 | 0
H | 59.74 | 59.74 | 59.74 | 59.74 | 59.74 | 59.74
LFG | 4.47 | 4.47 | 6.16 | 37.19 | 37.19 | 37.19
Nuc | 1455.31 | 2843.98 | 2880.29 | 2892.35 | 2892.35 | 2662.87
PS | 39.76 | 39.76 | 39.76 | 39.76 | 39.76 | 39.76
PV | 0 | 0 | 0 | 0 | 0 | 0
PeakG | 224.78 | 359.49 | 367.23 | 428.57 | 431.5 | 411.79
PeakO | 32.01 | 41.31 | 33.6 | 34.14 | 34.14 | 34.14
ST | 0 | 0 | 0 | 0 | 0 | 0
STOG | 0 | 0 | 0 | 0 | 0 | 0
STWD | 21.41 | 26.79 | 22.35 | 23.64 | 45.24 | 45.24
WT | 0 | 0 | 0 | 0 | 0 | 0
IGCC | 0 | 0 | 0 | 0 | 0 | 0
DemandResponse | 0 | 0 | 0 | 0 | 0 | 0
IGCC-CCS | 0 | 0 | 0 | 0 | 0 | 0
WT_off | 0 | 0 | 0 | 0 | 0 | 0
PseudoUnit | 0 | 0 | 0 | 0 | 0 | 0
FixedInterchange | 0 | 0 | 0 | 0 | 0 | 0
Total Costs by Reporting Type: SPP_N
ReportingType | 2015 | 2020 | 2025 | 2030 | 2035 | 2040
BM | 0 | 0 | 0 | 0 | 0 | 0
CC | 344.02 | 1220.18 | 1496.24 | 2489.49 | 2022.59 | 1724.52
CSP | 0 | 0 | 0 | 0 | 0 | 0
CT | 0 | 0 | 0 | 255.59 | 419.62 | 561.32
Coal | 2292.74 | 2625.56 | 2650.65 | 2619.08 | 2876.02 | 5577.66
Geo | 0 | 0 | 0 | 0 | 0 | 0
H | 0.3 | 0.3 | 0.3 | 0.3 | 0.3 | 0.3
LFG | 0.85 | 0.85 | 30.03 | 30.03 | 30.03 | 30.03
Nuc | 279.06 | 289.82 | 295.01 | 296.73 | 296.73 | 296.73
PS | 0 | 0 | 0 | 0 | 0 | 0
PV | 0 | 0 | 0 | 0 | 0 | 0
PeakG | 80.42 | 126.01 | 133.03 | 121.91 | 120.62 | 108.41
PeakO | 34.89 | 44.84 | 35.94 | 35.94 | 35.94 | 35.94
ST | 0 | 0 | 0 | 0 | 0 | 0
STOG | 90.94 | 126.26 | 120.11 | 124.81 | 166.3 | 135.35
STWD | 0 | 0 | 0 | 0 | 0 | 0
WT | 42.04 | 42.04 | 42.04 | 42.04 | 42.04 | 42.04
IGCC | 0 | 0 | 0 | 0 | 0 | 0
DemandResponse | 0 | 0 | 0 | 0 | 0 | 0
IGCC-CCS | 0 | 0 | 0 | 0 | 0 | 0
WT_off | 0 | 0 | 0 | 0 | 0 | 0
PseudoUnit | 0 | 0 | 0 | 0 | 0 | 0
FixedInterchange | 0 | 0 | 0 | 0 | 0 | 0
Total Costs by Reporting Type: SPP_S
ReportingType | 2015 | 2020 | 2025 | 2030 | 2035 | 2040
BM | 0 | 0 | 0 | 0 | 0 | 0
CC | 2177.33 | 3343.25 | 4192.26 | 5287.48 | 3759.19 | 3893.44
CSP | 0 | 0 | 0 | 0 | 0 | 0
CT | 36.07 | 61.7 | 61.7 | 67.36 | 28.49 | 5.78
Coal | 3390.45 | 4056.7 | 4389.83 | 4434.2 | 4717.43 | 5046.48
Geo | 0 | 0 | 0 | 0 | 0 | 0
H | 30.03 | 30.03 | 30.03 | 30.03 | 30.03 | 30.03
LFG | 2.29 | 2.29 | 31.48 | 31.48 | 31.48 | 31.48
Nuc | 0.01 | 0.01 | 0.01 | 0.01 | 0.01 | 0.01
PS | 10.59 | 10.59 | 10.59 | 10.59 | 10.59 | 10.59
PV | 0 | 0 | 0 | 0 | 0 | 0
PeakG | 60.2 | 87.93 | 62.37 | 77.9 | 82.77 | 82.77
PeakO | 3.36 | 4.54 | 3.63 | 3.63 | 3.64 | 3.66
ST | 0 | 0 | 0 | 0 | 0 | 0
STOG | 552.53 | 668.19 | 628.26 | 708.43 | 535.57 | 623.62
STWD | 2.69 | 3.37 | 2.75 | 2.75 | 2.75 | 3.61
WT | 183.43 | 960.73 | 1123.58 | 1340.54 | 5974.94 | 5924.59
IGCC | 0 | 0 | 0 | 0 | 0 | 0
DemandResponse | 0 | 0 | 0 | 0 | 0 | 0
IGCC-CCS | 0 | 0 | 0 | 0 | 0 | 0
WT_off | 0 | 0 | 0 | 0 | 0 | 0
PseudoUnit | 0 | 0 | 0 | 0 | 0 | 0
FixedInterchange | 0 | 0 | 0 | 0 | 0 | 0
Total Costs by Reporting Type: TVA
ReportingType | 2015 | 2020 | 2025 | 2030 | 2035 | 2040
BM | 0 | 0 | 0 | 0 | 0 | 0
CC | 994.77 | 1616.08 | 2530.64 | 4012.58 | 4544.21 | 3970.39
CSP | 0 | 0 | 0 | 0 | 0 | 0
CT | 24.12 | 345.03 | 357.93 | 508 | 665.46 | 416.47
Coal | 3990.49 | 4066.72 | 4195.32 | 4239.91 | 6203.76 | 9542.36
Geo | 0 | 0 | 0 | 0 | 0 | 0
H | 72.8 | 72.8 | 72.8 | 72.8 | 72.8 | 72.8
LFG | 1.57 | 1.57 | 1.57 | 33.99 | 33.99 | 33.99
Nuc | 2416.99 | 3873.2 | 3871.66 | 3886.36 | 3243.33 | 3498.31
PS | 41.38 | 41.38 | 41.38 | 41.38 | 41.38 | 41.38
PV | 0 | 0 | 0 | 0 | 0 | 0
PeakG | 99.24 | 153.37 | 144.62 | 144.51 | 144.92 | 144.11
PeakO | 1.87 | 2.54 | 1.92 | 2.49 | 2.49 | 2.49
ST | 0 | 0 | 0 | 0 | 0 | 0
STOG | 0 | 0 | 0 | 0 | 0 | 0
STWD | 0.16 | 0.2 | 0.17 | 0.19 | 0.32 | 0.33
WT | 0.99 | 0.99 | 0.99 | 0.99 | 0.99 | 0.99
IGCC | 0 | 0 | 0 | 0 | 0 | 0
DemandResponse | 0 | 0 | 0 | 0 | 0 | 0
IGCC-CCS | 0 | 0 | 0 | 0 | 0 | 0
WT_off | 0 | 0 | 0 | 0 | 0 | 0
PseudoUnit | 0 | 0 | 0 | 0 | 0 | 0
FixedInterchange | 0 | 0 | 0 | 0 | 0 | 0
Total Costs by Reporting Type: TVA_Transmission
ReportingType | 2015 | 2020 | 2025 | 2030 | 2035 | 2040
BM | 0 | 0 | 0 | 0 | 0 | 0
CC | 0 | 0 | 0 | 0 | 0 | 0
CSP | 0 | 0 | 0 | 0 | 0 | 0
CT | 0 | 0 | 0 | 0 | 0 | 0
Coal | 0 | 0 | 0 | 0 | 0 | 0
Geo | 0 | 0 | 0 | 0 | 0 | 0
H | 0 | 0 | 0 | 0 | 0 | 0
LFG | 0 | 0 | 0 | 0 | 0 | 0
Nuc | 0 | 0 | 0 | 0 | 0 | 0
PS | 0 | 0 | 0 | 0 | 0 | 0
PV | 0 | 0 | 0 | 0 | 0 | 0
PeakG | 0 | 0 | 0 | 0 | 0 | 0
PeakO | 0 | 0 | 0 | 0 | 0 | 0
ST | 0 | 0 | 0 | 0 | 0 | 0
STOG | 0 | 0 | 0 | 0 | 0 | 0
STWD | 0 | 0 | 0 | 0 | 0 | 0
WT | 0 | 0 | 0 | 0 | 0 | 0
IGCC | 0 | 0 | 0 | 0 | 0 | 0
DemandResponse | 0 | 0 | 0 | 0 | 0 | 0
IGCC-CCS | 0 | 0 | 0 | 0 | 0 | 0
WT_off | 0 | 0 | 0 | 0 | 0 | 0
PseudoUnit | 0 | 0 | 0 | 0 | 0 | 0
FixedInterchange | 0 | 0 | 0 | 0 | 0 | 0
Total Costs by Reporting Type: VACAR
ReportingType | 2015 | 2020 | 2025 | 2030 | 2035 | 2040
BM | 0.93 | 375.34 | 1280.29 | 1494.41 | 1847.58 | 2189.33
CC | 3227.92 | 3880.36 | 4241.33 | 5142.4 | 9793.94 | 14287.66
CSP | 0 | 0 | 0 | 0 | 0 | 0
CT | 70.38 | 201.31 | 211.98 | 409.83 | 594.95 | 467.11
Coal | 4523.4 | 4357.87 | 5320.34 | 5984.88 | 6761.14 | 7041.64
Geo | 0 | 0 | 0 | 0 | 0 | 0
H | 30.23 | 30.23 | 30.23 | 30.23 | 30.23 | 30.23
LFG | 7.71 | 40.25 | 40.25 | 40.25 | 40.18 | 20.68
Nuc | 2832.91 | 5790.68 | 7136.32 | 7162.52 | 6333.74 | 7484.06
PS | 62.1 | 62.1 | 62.1 | 62.1 | 62.1 | 62.1
PV | 0.24 | 50.4 | 56.8 | 61.42 | 69.32 | 28.56
PeakG | 150.05 | 222.95 | 173.32 | 215.32 | 226.12 | 224.08
PeakO | 36.13 | 46.34 | 37.33 | 38.01 | 38.01 | 38.01
ST | 0 | 0 | 0 | 0 | 0 | 0
STOG | 4.04 | 4.78 | 4.18 | 4.18 | 4.19 | 4.2
STWD | 173.41 | 175.67 | 113.09 | 130.05 | 173.58 | 173.58
WT | 0.22 | 838.93 | 838.93 | 838.93 | 838.73 | 98.34
IGCC | 0 | 0 | 0 | 0 | 0 | 0
DemandResponse | 0 | 0 | 0 | 0 | 0 | 0
IGCC-CCS | 0 | 0 | 0 | 0 | 0 | 0
WT_off | 0.58 | 0.58 | 0.58 | 0.58 | 0.05 | 0.05
PseudoUnit | 0 | 0 | 0 | 0 | 0 | 0
FixedInterchange | 0 | 0 | 0 | 0 | 0 | 0
Total Costs by Reporting Type: IESO
ReportingType | 2015 | 2020 | 2025 | 2030 | 2035 | 2040
BM | 177.6 | 177.6 | 177.6 | 177.87 | 177.87 | 177.87
CC | 394.5 | 449.4 | 621.66 | 1039.67 | 3010.69 | 4973.14
CSP | 0 | 0 | 0 | 0 | 0 | 0
CT | 44.26 | 44.26 | 44.5 | 45.17 | 81.58 | 166.02
Coal | 0 | 0 | 0 | 0 | 0 | 0
Geo | 0 | 0 | 0 | 0 | 0 | 0
H | 123.83 | 123.83 | 123.83 | 123.83 | 123.83 | 226.24
LFG | 19.32 | 19.32 | 19.32 | 19.55 | 14.43 | 14.43
Nuc | 3219.68 | 3238.43 | 3297.09 | 3316.57 | 3051.65 | 3135.52
PS | 2.92 | 2.92 | 2.92 | 2.92 | 2.92 | 2.92
PV | 558.01 | 558.01 | 558.01 | 558.01 | 0.44 | 0.44
PeakG | 11.67 | 13.67 | 13.98 | 14.84 | 14.13 | 14.98
PeakO | 4.92 | 4.92 | 5.03 | 5.12 | 5.12 | 5.12
ST | 0 | 0 | 0 | 0 | 0 | 0
STOG | 0 | 0 | 0 | 0 | 0 | 0
STWD | 4.45 | 4.45 | 4.54 | 4.77 | 5.44 | 5.44
WT | 763.41 | 763.41 | 763.41 | 763.41 | 43.84 | 43.84
IGCC | 0 | 0 | 0 | 0 | 0 | 0
DemandResponse | 0 | 0 | 0 | 0 | 0 | 0
IGCC-CCS | 0 | 0 | 0 | 0 | 0 | 0
WT_off | 0 | 0 | 0 | 0 | 0 | 0
PseudoUnit | 0 | 0 | 0 | 0 | 0 | 0
FixedInterchange | 0 | 0 | 0 | 0 | 0 | 0
Total Costs by Reporting Type: MAPP_CA
ReportingType | 2015 | 2020 | 2025 | 2030 | 2035 | 2040
BM | 0 | 0 | 0 | 0 | 0 | 0
CC | 409.6 | 881.9 | 963.82 | 1034.92 | 1054.77 | 791.86
CSP | 0 | 0 | 0 | 0 | 0 | 0
CT | 9.42 | 11.52 | 11.61 | 11.61 | 2.9 | 0.85
Coal | 81.89 | 98.67 | 139.97 | 293.42 | 400.64 | 540.34
Geo | 0 | 0 | 0 | 0 | 0 | 0
H | 92.24 | 92.24 | 362.89 | 725.14 | 1136.42 | 1653.04
LFG | 0 | 0 | 0 | 0 | 0 | 0
Nuc | 0.01 | 0.01 | 0.01 | 0.01 | 0.01 | 0.01
PS | 0 | 0 | 0 | 0 | 0 | 0
PV | 0 | 0 | 0 | 0 | 0 | 0
PeakG | 9.88 | 9.88 | 9.95 | 10.01 | 13.24 | 13.09
PeakO | 0.09 | 0.09 | 0.09 | 0.12 | 0.12 | 0.12
ST | 0 | 0 | 0 | 0 | 0 | 0
STOG | 5.54 | 5.54 | 5.54 | 5.54 | 5.54 | 5.54
STWD | 0 | 0 | 0 | 0 | 0 | 0
WT | 105.14 | 105.14 | 105.14 | 105.14 | 17.92 | 17.92
IGCC | 0 | 0 | 0 | 0 | 0 | 0
DemandResponse | 0 | 0 | 0 | 0 | 0 | 0
IGCC-CCS | 0 | 0 | 0 | 0 | 0 | 0
WT_off | 0 | 0 | 0 | 0 | 0 | 0
PseudoUnit | 0 | 0 | 0 | 0 | 0 | 0
FixedInterchange | 0 | 0 | 0 | 0 | 0 | 0
Total Costs by Reporting Type: AZ_NM_SNV_Coal
ReportingType | 2015 | 2020 | 2025 | 2030 | 2035 | 2040
BM | 0 | 0 | 0 | 0 | 0 | 0
CC | 0 | 0 | 0 | 0 | 0 | 0
CSP | 0 | 0 | 0 | 0 | 0 | 0
CT | 0 | 0 | 0 | 0 | 0 | 0
Coal | 2874.19 | 3028.63 | 3003.44 | 3079.98 | 3290.22 | 3468.25
Geo | 0 | 0 | 0 | 0 | 0 | 0
H | 0 | 0 | 0 | 0 | 0 | 0
LFG | 0 | 0 | 0 | 0 | 0 | 0
Nuc | 0 | 0 | 0 | 0 | 0 | 0
PS | 0 | 0 | 0 | 0 | 0 | 0
PV | 0 | 0 | 0 | 0 | 0 | 0
PeakG | 0 | 0 | 0 | 0 | 0 | 0
PeakO | 0 | 0 | 0 | 0 | 0 | 0
ST | 0 | 0 | 0 | 0 | 0 | 0
STOG | 0 | 0 | 0 | 0 | 0 | 0
STWD | 0 | 0 | 0 | 0 | 0 | 0
WT | 0 | 0 | 0 | 0 | 0 | 0
IGCC | 0 | 0 | 0 | 0 | 0 | 0
DemandResponse | 0 | 0 | 0 | 0 | 0 | 0
IGCC-CCS | 0 | 0 | 0 | 0 | 0 | 0
WT_off | 0 | 0 | 0 | 0 | 0 | 0
PseudoUnit | 0 | 0 | 0 | 0 | 0 | 0
FixedInterchange | 0 | 0 | 0 | 0 | 0 | 0
Total Costs by Reporting Type: AZ_NM_SNV_Gas
ReportingType | 2015 | 2020 | 2025 | 2030 | 2035 | 2040
BM | 0 | 0 | 0 | 0 | 0 | 0
CC | 4459.86 | 6320.38 | 7668.38 | 11217.76 | 16451.15 | 16604.9
CSP | 0 | 0 | 0 | 0 | 0 | 0
CT | 68.63 | 69.09 | 89.48 | 107.97 | 29.76 | 43.56
Coal | 0 | 0 | 0 | 0 | 0 | 0
Geo | 0 | 0 | 0 | 0 | 0 | 0
H | 0 | 0 | 0 | 0 | 0 | 0
LFG | 0 | 0 | 0 | 0 | 0 | 0
Nuc | 0 | 0 | 0 | 0 | 0 | 0
PS | 0 | 0 | 0 | 0 | 0 | 0
PV | 0 | 0 | 0 | 0 | 0 | 0
PeakG | 53.11 | 78.87 | 139.84 | 206.84 | 184.18 | 193.95
PeakO | 0 | 0 | 0 | 0 | 0 | 0
ST | 0 | 0 | 0 | 0 | 0 | 0
STOG | 0 | 0 | 0 | 0 | 0 | 0
STWD | 0 | 0 | 0 | 0 | 0 | 0
WT | 0 | 0 | 0 | 0 | 0 | 0
IGCC | 0 | 0 | 0 | 0 | 0 | 0
DemandResponse | 0 | 0 | 0 | 0 | 0 | 0
IGCC-CCS | 0 | 0 | 0 | 0 | 0 | 0
WT_off | 0 | 0 | 0 | 0 | 0 | 0
PseudoUnit | 0 | 0 | 0 | 0 | 0 | 0
FixedInterchange | 0 | 0 | 0 | 0 | 0 | 0
Total Costs by Reporting Type: AZ_NM_SNV_NucRenew
ReportingType | 2015 | 2020 | 2025 | 2030 | 2035 | 2040
BM | 0 | 0 | 0 | 0 | 0 | 0
CC | 0 | 0 | 0 | 0 | 0 | 0
CSP | 0 | 0 | 0 | 0 | 0 | 0
CT | 0 | 0 | 0 | 0 | 0 | 0
Coal | 0 | 0 | 0 | 0 | 0 | 0
Geo | 0 | 0 | 608.13 | 608.13 | 608.13 | 608.13
H | 44.6 | 44.6 | 44.6 | 44.6 | 44.6 | 44.6
LFG | 0.85 | 19.95 | 19.95 | 19.95 | 19.95 | 8.23
Nuc | 810.72 | 895.93 | 912.19 | 917.59 | 917.59 | 917.59
PS | 5.13 | 5.13 | 5.13 | 5.13 | 5.13 | 5.13
PV | 37.26 | 37.26 | 37.26 | 37.26 | 2.38 | 2.38
PeakG | 0 | 0 | 0 | 0 | 0 | 0
PeakO | 0 | 0 | 0 | 0 | 0 | 0
ST | 119.43 | 328.97 | 461.66 | 449.34 | 412.41 | 237.53
STOG | 0 | 0 | 0 | 0 | 0 | 0
STWD | 12.81 | 13.02 | 8.21 | 12.82 | 12.82 | 12.82
WT | 31.87 | 3167.97 | 3167.97 | 3866.66 | 3996.84 | 1231.96
IGCC | 0 | 0 | 0 | 0 | 0 | 0
DemandResponse | 0 | 0 | 0 | 0 | 0 | 0
IGCC-CCS | 0 | 0 | 0 | 0 | 0 | 0
WT_off | 0 | 0 | 0 | 0 | 0 | 0
PseudoUnit | 0 | 0 | 0 | 0 | 0 | 0
FixedInterchange | 0 | 0 | 0 | 0 | 0 | 0
Total Costs by Reporting Type: ERCOT
ReportingType | 2015 | 2020 | 2025 | 2030 | 2035 | 2040
BM | 69.26 | 69.26 | 69.61 | 69.61 | 76.66 | 76.49
CC | 7198.26 | 10243.86 | 11963.71 | 15335.42 | 19941.22 | 25149.46
CSP | 0 | 0 | 0 | 0 | 0 | 0
CT | 22.65 | 22.8 | 23.23 | 23.28 | 2.37 | 2.44
Coal | 5536.04 | 6601.26 | 7039.42 | 6831.85 | 7675.13 | 8174.37
Geo | 0 | 0 | 0 | 0 | 0 | 0
H | 8.05 | 8.05 | 8.05 | 8.05 | 8.05 | 8.05
LFG | 9.06 | 9.06 | 9.06 | 115.9 | 115.9 | 115.9
Nuc | 1007.36 | 1174.9 | 1203.03 | 1210.21 | 1210.21 | 1210.21
PS | 0 | 0 | 0 | 0 | 0 | 0
PV | 5.14 | 5.14 | 5.14 | 5.14 | 0.01 | 0.01
PeakG | 80.63 | 119.22 | 122.03 | 122.76 | 121 | 121.38
PeakO | 1.29 | 1.86 | 1.53 | 1.53 | 1.53 | 1.53
ST | 0 | 0 | 0 | 0 | 0 | 0
STOG | 1128.51 | 1354.76 | 1381.86 | 1345.31 | 1329.99 | 1312.86
STWD | 0 | 0 | 0 | 0 | 0 | 0
WT | 388.45 | 388.45 | 388.45 | 388.45 | 315.74 | 315.74
IGCC | 0 | 0 | 0 | 0 | 0 | 0
DemandResponse | 0 | 0 | 0 | 0 | 0 | 0
IGCC-CCS | 0 | 0 | 0 | 0 | 0 | 0
WT_off | 0 | 0 | 0 | 0 | 0 | 0
PseudoUnit | 0 | 0 | 0 | 0 | 0 | 0
FixedInterchange | 0 | 0 | 0 | 0 | 0 | 0
Total Costs by Reporting Type: NP15
ReportingType | 2015 | 2020 | 2025 | 2030 | 2035 | 2040
BM | 0 | 0 | 0 | 0 | 0 | 0
CC | 2186.85 | 2483.27 | 3039.17 | 1879.2 | 1054.46 | 626.35
CSP | 0 | 0 | 0 | 0 | 0 | 0
CT | 270.77 | 651.92 | 1335.2 | 2111.81 | 1915.47 | 1563.69
Coal | 10.37 | 13.63 | 15.12 | 16.16 | 2.98 | 0
Geo | 100.91 | 385.96 | 385.96 | 385.96 | 385.96 | 199.59
H | 125.7 | 125.7 | 125.7 | 125.7 | 125.7 | 125.7
LFG | 10.26 | 204.81 | 204.81 | 204.81 | 204.81 | 79.02
Nuc | 495.59 | 560.5 | 540.7 | 543.89 | 6540.71 | 8735.53
PS | 53.58 | 53.58 | 53.58 | 53.58 | 53.58 | 53.58
PV | 3.68 | 3.68 | 3.68 | 3.68 | 0.78 | 0.78
PeakG | 56.04 | 82.34 | 60.28 | 84.16 | 80.17 | 85.32
PeakO | 10.26 | 13.08 | 10.48 | 10.49 | 10.49 | 10.49
ST | 14.46 | 14.46 | 14.46 | 14.46 | 1.86 | 1.86
STOG | 181.1 | 216.49 | 244.45 | 298.91 | 180.6 | 191.83
STWD | 265.97 | 269.53 | 18 | 266.24 | 141.18 | 140.2
WT | 66.31 | 970.86 | 970.86 | 970.86 | 944.79 | 132.94
IGCC | 0 | 0 | 0 | 0 | 0 | 0
DemandResponse | 0 | 0 | 0 | 0 | 0 | 0
IGCC-CCS | 0 | 0 | 0 | 0 | 0 | 0
WT_off | 0 | 0 | 0 | 0 | 0 | 0
PseudoUnit | 0 | 0 | 0 | 0 | 0 | 0
FixedInterchange | 0 | 0 | 0 | 0 | 0 | 0
Total Costs by Reporting Type: NWPP_Coal
ReportingType | 2015 | 2020 | 2025 | 2030 | 2035 | 2040
BM | 0 | 0 | 0 | 0 | 0 | 0
CC | 0 | 0 | 0 | 0 | 0 | 0
CSP | 0 | 0 | 0 | 0 | 0 | 0
CT | 0 | 0 | 0 | 0 | 0 | 0
Coal | 3421.03 | 3725.95 | 3800.1 | 3754.06 | 4002.74 | 4477.76
Geo | 0 | 0 | 0 | 0 | 0 | 0
H | 0 | 0 | 0 | 0 | 0 | 0
LFG | 0 | 0 | 0 | 0 | 0 | 0
Nuc | 0 | 0 | 0 | 0 | 0 | 0
PS | 0 | 0 | 0 | 0 | 0 | 0
PV | 0 | 0 | 0 | 0 | 0 | 0
PeakG | 0 | 0 | 0 | 0 | 0 | 0
PeakO | 0 | 0 | 0 | 0 | 0 | 0
ST | 0 | 0 | 0 | 0 | 0 | 0
STOG | 0 | 0 | 0 | 0 | 0 | 0
STWD | 0 | 0 | 0 | 0 | 0 | 0
WT | 0 | 0 | 0 | 0 | 0 | 0
IGCC | 0 | 0 | 0 | 0 | 0 | 0
DemandResponse | 0 | 0 | 0 | 0 | 0 | 0
IGCC-CCS | 0 | 0 | 0 | 0 | 0 | 0
WT_off | 0 | 0 | 0 | 0 | 0 | 0
PseudoUnit | 0 | 0 | 0 | 0 | 0 | 0
FixedInterchange | 0 | 0 | 0 | 0 | 0 | 0
Total Costs by Reporting Type: NWPP_Gas
ReportingType | 2015 | 2020 | 2025 | 2030 | 2035 | 2040
BM | 0 | 0 | 0 | 0 | 0 | 0
CC | 2161.73 | 2589.27 | 4839.29 | 9365.07 | 10523.93 | 14226.59
CSP | 0 | 0 | 0 | 0 | 0 | 0
CT | 14.02 | 14.02 | 14.02 | 14.02 | 1.13 | 1.14
Coal | 0 | 0 | 0 | 0 | 0 | 1062.31
Geo | 0 | 0 | 0 | 0 | 0 | 0
H | 0 | 0 | 0 | 0 | 0 | 0
LFG | 0 | 0 | 0 | 0 | 0 | 0
Nuc | 0 | 0 | 0 | 0 | 0 | 0
PS | 0 | 0 | 0 | 0 | 0 | 0
PV | 0 | 0 | 0 | 0 | 0 | 0
PeakG | 0 | 0 | 0 | 0 | 0 | 0
PeakO | 0 | 0 | 0 | 0 | 0 | 0
ST | 0 | 0 | 0 | 0 | 0 | 0
STOG | 0 | 0 | 0 | 0 | 0 | 0
STWD | 0 | 0 | 0 | 0 | 0 | 0
WT | 0 | 0 | 0 | 0 | 0 | 0
IGCC | 0 | 0 | 0 | 0 | 0 | 0
DemandResponse | 0 | 0 | 0 | 0 | 0 | 0
IGCC-CCS | 0 | 0 | 0 | 0 | 0 | 0
WT_off | 0 | 0 | 0 | 0 | 0 | 0
PseudoUnit | 0 | 0 | 0 | 0 | 0 | 0
FixedInterchange | 0 | 0 | 0 | 0 | 0 | 0
Total Costs by Reporting Type: NWPP_NucRenew
ReportingType | 2015 | 2020 | 2025 | 2030 | 2035 | 2040
BM | 17.16 | 35.02 | 35.02 | 35.02 | 35.02 | 35.02
CC | 0 | 0 | 0 | 0 | 0 | 0
CSP | 0 | 0 | 0 | 0 | 0 | 0
CT | 0 | 0 | 0 | 0 | 0 | 0
Coal | 0 | 0 | 0 | 0 | 0 | 0
Geo | 67.62 | 67.62 | 249.83 | 249.83 | 224.95 | 224.95
H | 480.54 | 480.54 | 480.54 | 480.54 | 480.54 | 480.54
LFG | 20.56 | 44.81 | 96.42 | 96.42 | 91.39 | 76.55
Nuc | 256.71 | 258.17 | 262.7 | 264.21 | 264.21 | 312.58
PS | 6.12 | 6.12 | 6.12 | 6.12 | 6.12 | 6.12
PV | 0.04 | 0.04 | 0.04 | 0.04 | 0.04 | 0.04
PeakG | 0 | 0 | 0 | 0 | 0 | 0
PeakO | 0 | 0 | 0 | 0 | 0 | 0
ST | 0 | 0 | 0 | 0 | 0 | 0
STOG | 0 | 0 | 0 | 0 | 0 | 0
STWD | 17.98 | 112.39 | 185.08 | 329.12 | 329.12 | 329.12
WT | 467.97 | 467.97 | 467.97 | 632 | 393.14 | 393.14
IGCC | 0 | 0 | 0 | 0 | 0 | 0
DemandResponse | 0 | 0 | 0 | 0 | 0 | 0
IGCC-CCS | 0 | 0 | 0 | 0 | 0 | 0
WT_off | 0 | 0 | 0 | 0 | 0 | 0
PseudoUnit | 0 | 0 | 0 | 0 | 0 | 0
FixedInterchange | 0 | 0 | 0 | 0 | 0 | 0
Total Costs by Reporting Type: RMPA
ReportingType | 2015 | 2020 | 2025 | 2030 | 2035 | 2040
BM | 0 | 0 | 0 | 0 | 0 | 0
CC | 426.11 | 383.93 | 245.18 | 228.67 | 216.75 | 196.46
CSP | 0 | 0 | 0 | 0 | 0 | 0
CT | 16.21 | 16.21 | 16.21 | 34.21 | 55.51 | 114.6
Coal | 1845.96 | 2334.04 | 2276.93 | 3085.24 | 4214.11 | 5335.88
Geo | 0 | 10.94 | 1081.7 | 1081.7 | 1081.7 | 1074.86
H | 13.99 | 13.99 | 13.99 | 13.99 | 13.99 | 13.99
LFG | 1.17 | 10.26 | 10.26 | 10.26 | 9.99 | 4.42
Nuc | 0.01 | 0.01 | 0.01 | 0.01 | 0.01 | 0.01
PS | 13.37 | 13.37 | 13.37 | 13.37 | 13.37 | 13.37
PV | 0.68 | 0.68 | 0.68 | 0.68 | 0.31 | 0.31
PeakG | 49.9 | 72.65 | 51.93 | 66.28 | 77.96 | 78.79
PeakO | 5.49 | 6.99 | 5.61 | 5.61 | 5.61 | 5.61
ST | 1.26 | 163.05 | 184.52 | 205.43 | 204.37 | 68.95
STOG | 9.54 | 11.28 | 9.67 | 9.67 | 9.67 | 9.67
STWD | 0 | 0 | 0 | 0 | 0 | 0
WT | 240.35 | 952.69 | 952.69 | 952.69 | 780.03 | 150.05
IGCC | 0 | 0 | 0 | 0 | 0 | 0
DemandResponse | 0 | 0 | 0 | 0 | 0 | 0
IGCC-CCS | 0 | 0 | 0 | 0 | 0 | 0
WT_off | 0 | 0 | 0 | 0 | 0 | 0
PseudoUnit | 0 | 0 | 0 | 0 | 0 | 0
FixedInterchange | 0 | 0 | 0 | 0 | 0 | 0
Total Costs by Reporting Type: SP15
ReportingType | 2015 | 2020 | 2025 | 2030 | 2035 | 2040
BM | 6.8 | 6.8 | 3.79 | 6.42 | 5.91 | 6.8
CC | 2674.9 | 2002.69 | 2720.58 | 1870.4 | 1501.59 | 1403.37
CSP | 0 | 0 | 0 | 0 | 0 | 0
CT | 0 | 0 | 0 | 0 | 56.79 | 57.11
Coal | 35.83 | 43.99 | 48.96 | 37.17 | 20.78 | 0
Geo | 104.52 | 713.94 | 713.94 | 699.68 | 699.68 | 328.75
H | 16.57 | 16.57 | 16.57 | 16.57 | 16.57 | 16.57
LFG | 29.05 | 219.63 | 219.63 | 219.4 | 217.54 | 94.59
Nuc | 508.22 | 539.82 | 519.92 | 522.86 | 522.86 | 7099.21
PS | 34.19 | 34.19 | 34.19 | 34.19 | 34.19 | 34.19
PV | 3.49 | 3.49 | 3.49 | 3.49 | 1.81 | 1.81
PeakG | 76.73 | 111.44 | 94.59 | 109.18 | 111.01 | 118.4
PeakO | 1.47 | 1.91 | 1.53 | 1.53 | 1.56 | 1.76
ST | 220.08 | 220.08 | 220.08 | 220.08 | 28.69 | 28.69
STOG | 485.66 | 605.13 | 547.14 | 597.04 | 605.66 | 667.4
STWD | 68.43 | 69.39 | 9.78 | 54.08 | 43.61 | 43.61
WT | 264.36 | 264.36 | 264.36 | 264.36 | 71.1 | 71.1
IGCC | 0 | 0 | 0 | 0 | 0 | 0
DemandResponse | 0 | 0 | 0 | 0 | 0 | 16.1
IGCC-CCS | 0 | 0 | 0 | 0 | 0 | 0
WT_off | 0 | 0 | 0 | 0 | 0 | 0
PseudoUnit | 0 | 0 | 0 | 0 | 0 | 0
FixedInterchange | 0 | 0 | 0 | 0 | 0 | 0
Total Costs by Reporting Type: ALB
ReportingType | 2015 | 2020 | 2025 | 2030 | 2035 | 2040
BM | 0 | 0 | 0 | 0 | 0 | 0
CC | 913.11 | 1569.96 | 2296.54 | 3332.47 | 4650.98 | 4760.05
CSP | 0 | 0 | 0 | 0 | 0 | 0
CT | 18.05 | 18.05 | 18.05 | 18.05 | 1.35 | 1.35
Coal | 1001.24 | 953.71 | 967.34 | 1088.86 | 1158.89 | 1251.85
Geo | 0 | 0 | 0 | 0 | 0 | 0
H | 12.99 | 12.99 | 12.99 | 12.99 | 12.99 | 12.99
LFG | 1.21 | 1.21 | 1.21 | 1.21 | 1.21 | 1.21
Nuc | 0.01 | 0.01 | 0.01 | 0.01 | 0.01 | 1503.51
PS | 0 | 0 | 0 | 0 | 0 | 0
PV | 0 | 0 | 0 | 0 | 0 | 0
PeakG | 32.24 | 32.24 | 32.4 | 32.24 | 45.42 | 45.42
PeakO | 0 | 0 | 0 | 0 | 0 | 0
ST | 0 | 0 | 0 | 0 | 0 | 0
STOG | 0 | 0 | 0 | 0 | 0 | 0
STWD | 0 | 0 | 0 | 0 | 0 | 0
WT | 25.5 | 25.5 | 25.5 | 25.5 | 22.96 | 22.96
IGCC | 0 | 0 | 0 | 0 | 0 | 0
DemandResponse | 0 | 0 | 0 | 0 | 0 | 0
IGCC-CCS | 0 | 0 | 0 | 0 | 0 | 0
WT_off | 0 | 0 | 0 | 0 | 0 | 0
PseudoUnit | 0 | 0 | 0 | 0 | 0 | 0
FixedInterchange | 0 | 0 | 0 | 0 | 0 | 0
Total Costs by Reporting Type: BC
ReportingType | 2015 | 2020 | 2025 | 2030 | 2035 | 2040
BM | 0 | 0 | 0 | 0 | 0 | 0
CC | 669.99 | 1295.85 | 2019.72 | 2992.8 | 3664.14 | 3824.17
CSP | 0 | 0 | 0 | 0 | 0 | 0
CT | 0 | 0 | 0 | 0 | 113.15 | 249.5
Coal | 0 | 0 | 0 | 0 | 0 | 0
Geo | 0 | 0 | 0 | 0 | 0 | 0
H | 173.22 | 173.22 | 173.22 | 173.22 | 173.22 | 173.22
LFG | 2.9 | 2.9 | 2.9 | 2.9 | 2.9 | 2.9
Nuc | 0.01 | 0.01 | 0.01 | 0.01 | 0.01 | 385.15
PS | 0 | 0 | 0 | 0 | 0 | 0
PV | 0 | 0 | 0 | 0 | 0 | 0
PeakG | 2.66 | 2.77 | 3.3 | 3.3 | 3.3 | 3.3
PeakO | 1.16 | 1.29 | 1.29 | 1.29 | 1.29 | 1.29
ST | 0 | 0 | 0 | 0 | 0 | 0
STOG | 8.33 | 8.33 | 8.33 | 8.33 | 8.33 | 8.33
STWD | 16.34 | 16.34 | 16.34 | 16.34 | 16.34 | 93.99
WT | 48.22 | 48.22 | 48.22 | 48.22 | 7.54 | 7.54
IGCC | 0 | 0 | 0 | 0 | 0 | 0
DemandResponse | 0 | 0 | 0 | 0 | 0 | 0
IGCC-CCS | 0 | 0 | 0 | 0 | 0 | 0
WT_off | 0 | 0 | 0 | 0 | 0 | 0
PseudoUnit | 0 | 0 | 0 | 0 | 0 | 0
FixedInterchange | 0 | 0 | 0 | 0 | 0 | 0
Total Costs by Reporting Type: HQ_IESO
ReportingType | 2015 | 2020 | 2025 | 2030 | 2035 | 2040
BM | 0 | 0 | 0 | 0 | 0 | 0
CC | 0 | 0 | 0 | 0 | 0 | 0
CSP | 0 | 0 | 0 | 0 | 0 | 0
CT | 0 | 0 | 0 | 0 | 0 | 0
Coal | 0 | 0 | 0 | 0 | 0 | 0
Geo | 0 | 0 | 0 | 0 | 0 | 0
H | 0 | 0 | 0 | 0 | 0 | 0
LFG | 0 | 0 | 0 | 0 | 0 | 0
Nuc | 0.01 | 0.01 | 0.01 | 0.01 | 0.01 | 0.01
PS | 0 | 0 | 0 | 0 | 0 | 0
PV | 0 | 0 | 0 | 0 | 0 | 0
PeakG | 0 | 0 | 0 | 0 | 0 | 0
PeakO | 0 | 0 | 0 | 0 | 0 | 0
ST | 0 | 0 | 0 | 0 | 0 | 0
STOG | 0 | 0 | 0 | 0 | 0 | 0
STWD | 0 | 0 | 0 | 0 | 0 | 0
WT | 0 | 0 | 0 | 0 | 0 | 0
IGCC | 0 | 0 | 0 | 0 | 0 | 0
DemandResponse | 0 | 0 | 0 | 0 | 0 | 0
IGCC-CCS | 0 | 0 | 0 | 0 | 0 | 0
WT_off | 0 | 0 | 0 | 0 | 0 | 0
PseudoUnit | 0 | 0 | 0 | 0 | 0 | 0
FixedInterchange | 0 | 0 | 0 | 0 | 0 | 0
Total Costs by Reporting Type: HQ_NEISO
ReportingType | 2015 | 2020 | 2025 | 2030 | 2035 | 2040
BM | 0 | 0 | 0 | 0 | 0 | 0
CC | 0 | 0 | 0 | 0 | 0 | 0
CSP | 0 | 0 | 0 | 0 | 0 | 0
CT | 0 | 0 | 0 | 0 | 0 | 0
Coal | 0 | 0 | 0 | 0 | 0 | 0
Geo | 0 | 0 | 0 | 0 | 0 | 0
H | 0 | 0 | 0 | 0 | 0 | 0
LFG | 0 | 0 | 0 | 0 | 0 | 0
Nuc | 0.01 | 0.01 | 0.01 | 0.01 | 0.01 | 0.01
PS | 0 | 0 | 0 | 0 | 0 | 0
PV | 0 | 0 | 0 | 0 | 0 | 0
PeakG | 0 | 0 | 0 | 0 | 0 | 0
PeakO | 0 | 0 | 0 | 0 | 0 | 0
ST | 0 | 0 | 0 | 0 | 0 | 0
STOG | 0 | 0 | 0 | 0 | 0 | 0
STWD | 0 | 0 | 0 | 0 | 0 | 0
WT | 0 | 0 | 0 | 0 | 0 | 0
IGCC | 0 | 0 | 0 | 0 | 0 | 0
DemandResponse | 0 | 0 | 0 | 0 | 0 | 0
IGCC-CCS | 0 | 0 | 0 | 0 | 0 | 0
WT_off | 0 | 0 | 0 | 0 | 0 | 0
PseudoUnit | 0 | 0 | 0 | 0 | 0 | 0
FixedInterchange | 0 | 0 | 0 | 0 | 0 | 0
Total Costs by Reporting Type: HQ_NY
ReportingType | 2015 | 2020 | 2025 | 2030 | 2035 | 2040
BM | 0 | 0 | 0 | 0 | 0 | 0
CC | 0 | 0 | 0 | 0 | 0 | 0
CSP | 0 | 0 | 0 | 0 | 0 | 0
CT | 0 | 0 | 0 | 0 | 0 | 0
Coal | 0 | 0 | 0 | 0 | 0 | 0
Geo | 0 | 0 | 0 | 0 | 0 | 0
H | 0 | 0 | 0 | 0 | 0 | 0
LFG | 0 | 0 | 0 | 0 | 0 | 0
Nuc | 0.01 | 0.01 | 0.01 | 0.01 | 0.01 | 0.01
PS | 0 | 0 | 0 | 0 | 0 | 0
PV | 0 | 0 | 0 | 0 | 0 | 0
PeakG | 0 | 0 | 0 | 0 | 0 | 0
PeakO | 0 | 0 | 0 | 0 | 0 | 0
ST | 0 | 0 | 0 | 0 | 0 | 0
STOG | 0 | 0 | 0 | 0 | 0 | 0
STWD | 0 | 0 | 0 | 0 | 0 | 0
WT | 0 | 0 | 0 | 0 | 0 | 0
IGCC | 0 | 0 | 0 | 0 | 0 | 0
DemandResponse | 0 | 0 | 0 | 0 | 0 | 0
IGCC-CCS | 0 | 0 | 0 | 0 | 0 | 0
WT_off | 0 | 0 | 0 | 0 | 0 | 0
PseudoUnit | 0 | 0 | 0 | 0 | 0 | 0
FixedInterchange | 0 | 0 | 0 | 0 | 0 | 0
Total Costs by Reporting Type: MARITIMES
ReportingType | 2015 | 2020 | 2025 | 2030 | 2035 | 2040
BM | 0 | 0 | 0 | 0 | 0 | 0
CC | 0 | 0 | 0 | 0 | 0 | 0
CSP | 0 | 0 | 0 | 0 | 0 | 0
CT | 0 | 0 | 0 | 0 | 0 | 0
Coal | 0 | 0 | 0 | 0 | 0 | 0
Geo | 0 | 0 | 0 | 0 | 0 | 0
H | 0 | 0 | 0 | 0 | 0 | 0
LFG | 0 | 0 | 0 | 0 | 0 | 0
Nuc | 0.01 | 0.01 | 0.01 | 0.01 | 0.01 | 0.01
PS | 0 | 0 | 0 | 0 | 0 | 0
PV | 0 | 0 | 0 | 0 | 0 | 0
PeakG | 0 | 0 | 0 | 0 | 0 | 0
PeakO | 0 | 0 | 0 | 0 | 0 | 0
ST | 0 | 0 | 0 | 0 | 0 | 0
STOG | 0 | 0 | 0 | 0 | 0 | 0
STWD | 0 | 0 | 0 | 0 | 0 | 0
WT | 0 | 0 | 0 | 0 | 0 | 0
IGCC | 0 | 0 | 0 | 0 | 0 | 0
DemandResponse | 0 | 0 | 0 | 0 | 0 | 0
IGCC-CCS | 0 | 0 | 0 | 0 | 0 | 0
WT_off | 0 | 0 | 0 | 0 | 0 | 0
PseudoUnit | 0 | 0 | 189.29 | 189.29 | 189.29 | 189.29
FixedInterchange | 0 | 0 | 0 | 0 | 0 | 0
Total Costs by Reporting Type: All
ReportingType | 2015 | 2020 | 2025 | 2030 | 2035 | 2040
BM | 840.98 | 1239.66 | 2196.28 | 2465.56 | 2780.69 | 2964.27
CC | 57101.03 | 79902.8 | 100473.89 | 134754.88 | 181688.72 | 213574.28
CSP | 0 | 0 | 0 | 0 | 0 | 0
CT | 910.55 | 2591.55 | 3616.06 | 6204.01 | 7870.49 | 7887.2
Coal | 77695.46 | 83253.84 | 87193.33 | 90135.36 | 104376.66 | 127838.37
Geo | 277 | 1182.42 | 3043.51 | 3029.25 | 3004.37 | 2440.24
H | 1511 | 1693.08 | 1963.73 | 2327.01 | 2738.29 | 3686.79
LFG | 541.97 | 1198.32 | 1902.64 | 2113.01 | 2080.26 | 1661.57
Nuc | 28754.07 | 40470.7 | 43530.02 | 43869.6 | 43632.35 | 61816.92
PS | 517.25 | 517.25 | 517.25 | 517.25 | 517.25 | 517.25
PV | 639.15 | 1533.21 | 2004.1 | 2166.44 | 1664.87 | 946.25
PeakG | 2242.26 | 3319.08 | 2923.02 | 3501.52 | 3652.95 | 3609.11
PeakO | 609.68 | 796.17 | 645.63 | 648.9 | 648.94 | 649.16
ST | 355.23 | 726.57 | 880.72 | 889.31 | 647.33 | 337.03
STOG | 4553.03 | 5477.43 | 5321.75 | 5645.78 | 5443.69 | 5566.86
STWD | 1060.85 | 1020.07 | 702.24 | 1174.7 | 1114.73 | 1195.94
WT | 8135.21 | 16599.32 | 18680.7 | 21644.28 | 22705.86 | 18155.89
IGCC | 366.85 | 367.37 | 368.45 | 376.18 | 379.92 | 387.34
DemandResponse | 0 | 0 | 0 | 0 | 0 | 16.1
IGCC-CCS | 0 | 0 | 0 | 0 | 0 | 0
WT_off | 308.8 | 308.8 | 907.86 | 907.86 | 599.11 | 599.11
PseudoUnit | 0 | 0 | 189.29 | 189.29 | 189.29 | 189.29
FixedInterchange | 0 | 0 | 0 | 0 | 0 | 0
Total Costs by Reporting Type: EI_US
ReportingType | 2015 | 2020 | 2025 | 2030 | 2035 | 2040
BM | 570.15 | 950.97 | 1910.26 | 2176.64 | 2485.24 | 2668.09
CC | 35606.12 | 51682.3 | 64095.83 | 86458.48 | 119619.04 | 141017.93
CSP | 0 | 0 | 0 | 0 | 0 | 0
CT | 446.53 | 1743.65 | 2063.74 | 3837.88 | 5610.48 | 5686.95
Coal | 62888.9 | 66453.96 | 69902.06 | 71948.61 | 83611.18 | 103527.62
Geo | 3.95 | 3.95 | 3.95 | 3.95 | 3.95 | 3.95
H | 419.29 | 601.36 | 601.36 | 602.4 | 602.4 | 931.86
LFG | 447.6 | 666.38 | 1319.1 | 1422.62 | 1402.15 | 1264.33
Nuc | 22455.74 | 33802.9 | 36794.34 | 37094.23 | 31125.07 | 38517.6
PS | 401.94 | 401.94 | 401.94 | 401.94 | 401.94 | 401.94
PV | 30.85 | 924.9 | 1395.79 | 1558.13 | 1659.09 | 940.48
PeakG | 1869.39 | 2795.99 | 2394.72 | 2851.9 | 3002.53 | 2934.48
PeakO | 585 | 766.03 | 620.07 | 623.22 | 623.23 | 623.25
ST | 0 | 0 | 0 | 0 | 0 | 0
STOG | 2734.37 | 3275.89 | 3124.75 | 3380.98 | 3303.9 | 3371.23
STWD | 674.87 | 534.95 | 460.28 | 491.32 | 566.21 | 570.75
WT | 5733.61 | 9444.73 | 11526.12 | 13626.98 | 16111.96 | 15768.7
IGCC | 366.85 | 367.37 | 368.45 | 376.18 | 379.92 | 387.34
DemandResponse | 0 | 0 | 0 | 0 | 0 | 0
IGCC-CCS | 0 | 0 | 0 | 0 | 0 | 0
WT_off | 308.8 | 308.8 | 907.86 | 907.86 | 599.11 | 599.11
PseudoUnit | 0 | 0 | 189.29 | 189.29 | 189.29 | 189.29
FixedInterchange | 0 | 0 | 0 | 0 | 0 | 0
Total Costs by Reporting Type: EI_Canada
ReportingType | 2015 | 2020 | 2025 | 2030 | 2035 | 2040
BM | 177.6 | 177.6 | 177.6 | 177.87 | 177.87 | 177.87
CC | 804.11 | 1331.3 | 1585.48 | 2074.59 | 4065.46 | 5765
CSP | 0 | 0 | 0 | 0 | 0 | 0
CT | 53.68 | 55.78 | 56.11 | 56.78 | 84.48 | 166.87
Coal | 81.89 | 98.67 | 139.97 | 293.42 | 400.64 | 540.34
Geo | 0 | 0 | 0 | 0 | 0 | 0
H | 216.06 | 216.06 | 486.72 | 848.96 | 1260.25 | 1879.28
LFG | 19.32 | 19.32 | 19.32 | 19.55 | 14.43 | 14.43
Nuc | 3219.7 | 3238.46 | 3297.11 | 3316.59 | 3051.67 | 3135.54
PS | 2.92 | 2.92 | 2.92 | 2.92 | 2.92 | 2.92
PV | 558.01 | 558.01 | 558.01 | 558.01 | 0.44 | 0.44
PeakG | 21.55 | 23.55 | 23.93 | 24.85 | 27.37 | 28.07
PeakO | 5.01 | 5.01 | 5.12 | 5.23 | 5.23 | 5.23
ST | 0 | 0 | 0 | 0 | 0 | 0
STOG | 5.54 | 5.54 | 5.54 | 5.54 | 5.54 | 5.54
STWD | 4.45 | 4.45 | 4.54 | 4.77 | 5.44 | 5.44
WT | 868.55 | 868.55 | 868.55 | 868.55 | 61.76 | 61.76
IGCC | 0 | 0 | 0 | 0 | 0 | 0
DemandResponse | 0 | 0 | 0 | 0 | 0 | 0
IGCC-CCS | 0 | 0 | 0 | 0 | 0 | 0
WT_off | 0 | 0 | 0 | 0 | 0 | 0
PseudoUnit | 0 | 0 | 0 | 0 | 0 | 0
FixedInterchange | 0 | 0 | 0 | 0 | 0 | 0
Total Costs by Reporting Type: EI
ReportingType | 2015 | 2020 | 2025 | 2030 | 2035 | 2040
BM | 747.76 | 1128.58 | 2087.86 | 2354.52 | 2663.11 | 2845.97
CC | 36410.22 | 53013.6 | 65681.31 | 88533.07 | 123684.5 | 146782.93
CSP | 0 | 0 | 0 | 0 | 0 | 0
CT | 500.21 | 1799.44 | 2119.85 | 3894.66 | 5694.96 | 5853.82
Coal | 62970.8 | 66552.64 | 70042.03 | 72242.03 | 84011.82 | 104067.96
Geo | 3.95 | 3.95 | 3.95 | 3.95 | 3.95 | 3.95
H | 635.35 | 817.43 | 1088.08 | 1451.36 | 1862.64 | 2811.14
LFG | 466.92 | 685.7 | 1338.41 | 1442.17 | 1416.58 | 1278.76
Nuc | 25675.44 | 37041.35 | 40091.45 | 40410.82 | 34176.74 | 41653.14
PS | 404.86 | 404.86 | 404.86 | 404.86 | 404.86 | 404.86
PV | 588.85 | 1482.91 | 1953.8 | 2116.14 | 1659.53 | 940.92
PeakG | 1890.94 | 2819.55 | 2418.65 | 2876.75 | 3029.9 | 2962.55
PeakO | 590.01 | 771.03 | 625.19 | 628.46 | 628.47 | 628.48
ST | 0 | 0 | 0 | 0 | 0 | 0
STOG | 2739.91 | 3281.43 | 3130.29 | 3386.52 | 3309.44 | 3376.76
STWD | 679.32 | 539.4 | 464.83 | 496.09 | 571.65 | 576.19
WT | 6602.17 | 10313.29 | 12394.67 | 14495.53 | 16173.71 | 15830.45
IGCC | 366.85 | 367.37 | 368.45 | 376.18 | 379.92 | 387.34
DemandResponse | 0 | 0 | 0 | 0 | 0 | 0
IGCC-CCS | 0 | 0 | 0 | 0 | 0 | 0
WT_off | 308.8 | 308.8 | 907.86 | 907.86 | 599.11 | 599.11
PseudoUnit | 0 | 0 | 189.29 | 189.29 | 189.29 | 189.29
FixedInterchange | 0 | 0 | 0 | 0 | 0 | 0
Total Costs by Reporting Type: Outside_EI
ReportingType | 2015 | 2020 | 2025 | 2030 | 2035 | 2040
BM | 93.22 | 111.08 | 108.42 | 111.05 | 117.58 | 118.3
CC | 20690.81 | 26889.2 | 34792.59 | 46221.8 | 58004.22 | 66791.35
CSP | 0 | 0 | 0 | 0 | 0 | 0
CT | 410.34 | 792.11 | 1496.21 | 2309.35 | 2175.53 | 2033.39
Coal | 14724.66 | 16701.21 | 17151.31 | 17893.33 | 20364.84 | 23770.41
Geo | 273.05 | 1178.47 | 3039.56 | 3025.3 | 3000.42 | 2436.29
H | 875.65 | 875.65 | 875.65 | 875.65 | 875.65 | 875.65
LFG | 75.05 | 512.62 | 564.23 | 670.84 | 663.69 | 382.81
Nuc | 3078.63 | 3429.35 | 3438.57 | 3458.79 | 9455.61 | 20163.78
PS | 112.39 | 112.39 | 112.39 | 112.39 | 112.39 | 112.39
PV | 50.3 | 50.3 | 50.3 | 50.3 | 5.33 | 5.33
PeakG | 351.31 | 499.53 | 504.37 | 624.77 | 623.04 | 646.56
PeakO | 19.67 | 25.14 | 20.44 | 20.44 | 20.48 | 20.68
ST | 355.23 | 726.57 | 880.72 | 889.31 | 647.33 | 337.03
STOG | 1813.12 | 2196 | 2191.46 | 2259.26 | 2134.25 | 2190.1
STWD | 381.53 | 480.66 | 237.42 | 678.61 | 543.08 | 619.75
WT | 1533.05 | 6286.03 | 6286.03 | 7148.74 | 6532.15 | 2325.44
IGCC | 0 | 0 | 0 | 0 | 0 | 0
DemandResponse | 0 | 0 | 0 | 0 | 0 | 16.1
IGCC-CCS | 0 | 0 | 0 | 0 | 0 | 0
WT_off | 0 | 0 | 0 | 0 | 0 | 0
PseudoUnit | 0 | 0 | 0 | 0 | 0 | 0
FixedInterchange | 0 | 0 | 0 | 0 | 0 | 0
#15 A | 0.05: RPS Generation Compliance Payments ($)
RPS Program | 2015 | 2020 | 2025 | 2030 | 2035 | 2040
NEISO | 23.16 | 0 | 0 | 0 | 0 | 0
CA | 1786.95 | 62.51 | 0 | 0 | 0 | 0
NWPP | 0 | 0 | 0 | 0 | 0 | 0
PJM | 20.88 | 765.6 | 915.92 | 568.89 | 745.56 | 707.3
US | 0 | 0 | 0 | 0 | 0 | 0
PJM_Solar | 394.55 | 0 | 0 | 0 | 0 | 0
MA_Solar | 163.83 | 0 | 0 | 0 | 0 | 0
NH_Solar | 11.03 | 0 | 0 | 0 | 0 | 0
MRETS_Solar | 0 | 0 | 0 | 0 | 0 | 0
AZNMSNV | 228.12 | 273.57 | 0 | 0 | 0 | 0
AZNMSNV_Solar | 72.02 | 0 | 0 | 0 | 0 | 0
MRETS | 0 | 0 | 0 | 0 | 0 | 0
MI | 88.9 | 49.93 | 0 | 0 | 0 | 0
Ohio | 0 | 0 | 0 | 0 | 0 | 0
Ohio_Solar | 59.86 | 0 | 0 | 0 | 0 | 0
MOKSOKNE | 271.74 | 0 | 0 | 0 | 0 | 0
MO_Solar | 30.65 | 0 | 0 | 0 | 0 | 0
NC | 806.12 | 0 | 0 | 0 | 0 | 0
NC_Solar | 26.82 | 0 | 0 | 0 | 0 | 0
CO | 44.25 | 0 | 0 | 0 | 0 | 0
CO_Solar | 196.45 | 0 | 0 | 0 | 0 | 0
NY | 18.58 | 24.88 | 14.67 | 36.77 | 61.51 | 87.72
TX | 0 | 0 | 0 | 0 | 0 | 0
#15 B | 0.05: RPS Capacity Compliance Payments ($)
RPS Program | 2015 | 2020 | 2025 | 2030 | 2035 | 2040
NEISO | 0 | 0 | 0 | 0 | 0 | 0
CA | 0 | 0 | 0 | 0 | 0 | 0
NWPP | 0 | 0 | 0 | 0 | 0 | 0
PJM | 0 | 0 | 0 | 0 | 0 | 0
US | 0 | 0 | 0 | 0 | 0 | 0
PJM_Solar | 0 | 0 | 0 | 0 | 0 | 0
MA_Solar | 0 | 0 | 0 | 0 | 0 | 0
NH_Solar | 0 | 0 | 0 | 0 | 0 | 0
MRETS_Solar | 0 | 0 | 0 | 0 | 0 | 0
AZNMSNV | 0 | 0 | 0 | 0 | 0 | 0
AZNMSNV_Solar | 0 | 0 | 0 | 0 | 0 | 0
MRETS | 0 | 0 | 0 | 0 | 0 | 0
MI | 0 | 0 | 0 | 0 | 0 | 0
Ohio | 0 | 0 | 0 | 0 | 0 | 0
Ohio_Solar | 0 | 0 | 0 | 0 | 0 | 0
MOKSOKNE | 0 | 0 | 0 | 0 | 0 | 0
MO_Solar | 0 | 0 | 0 | 0 | 0 | 0
NC | 0 | 0 | 0 | 0 | 0 | 0
NC_Solar | 0 | 0 | 0 | 0 | 0 | 0
CO | 0 | 0 | 0 | 0 | 0 | 0
CO_Solar | 0 | 0 | 0 | 0 | 0 | 0
NY | 0 | 0 | 0 | 0 | 0 | 0
TX | 0 | 0 | 0 | 0 | 0 | 0
#16a | 0.05: Transmission Costs ($million) [excludes shadow cost]
Transmission Costs: Entergy
Cost | 2015 | 2020 | 2025 | 2030 | 2035 | 2040
a. Wheel Share | 2.05 | 1.95 | 2.01 | 1.67 | 4.58 | 7.74
b. Friction Share | 3.36 | 2.86 | 2.39 | 2.27 | 5.41 | 11.43
Transmission Costs: FRCC
Cost | 2015 | 2020 | 2025 | 2030 | 2035 | 2040
a. Wheel Share | 13.8 | 7.07 | 5.86 | 1.51 | 0 | 4.26
b. Friction Share | 13.8 | 7.07 | 5.86 | 1.51 | 0 | 4.26
Transmission Costs: MAPP_US
Cost | 2015 | 2020 | 2025 | 2030 | 2035 | 2040
a. Wheel Share | 14.12 | 15.91 | 14.19 | 11.27 | 11.17 | 8.89
b. Friction Share | 10.14 | 11.46 | 10.47 | 8.71 | 8.89 | 6.86
Transmission Costs: MISO_IN
Cost | 2015 | 2020 | 2025 | 2030 | 2035 | 2040
a. Wheel Share | 1.07 | 2.58 | 3.01 | 2.17 | 1.61 | 2.98
b. Friction Share | 2.14 | 1.72 | 2.08 | 1.92 | 1.58 | 2.48
Transmission Costs: MISO_MI
Cost | 2015 | 2020 | 2025 | 2030 | 2035 | 2040
a. Wheel Share | 4.48 | 4.78 | 2.63 | 1.87 | 2.08 | 3.16
b. Friction Share | 13.73 | 12.14 | 6.79 | 6.28 | 7.57 | 11.75
Transmission Costs: MISO_MO-IL
Cost | 2015 | 2020 | 2025 | 2030 | 2035 | 2040
a. Wheel Share | 1.14 | 0.41 | 4.3 | 4.14 | 2.39 | 0.9
b. Friction Share | 4.44 | 0.5 | 2.9 | 4.41 | 3.04 | 5.89
Transmission Costs: MISO_W
Cost | 2015 | 2020 | 2025 | 2030 | 2035 | 2040
a. Wheel Share | 5.13 | 3 | 1.77 | 2.96 | 5.56 | 7.19
b. Friction Share | 5.65 | 3.4 | 3.2 | 6.28 | 7.48 | 8.68
Transmission Costs: MISO_WUMS
Cost | 2015 | 2020 | 2025 | 2030 | 2035 | 2040
a. Wheel Share | 0 | 0 | 0 | 0 | 0 | 0
b. Friction Share | 0.26 | 0.33 | 0.5 | 1.09 | 0.93 | 2.03
Transmission Costs: Nebraska
Cost | 2015 | 2020 | 2025 | 2030 | 2035 | 2040
a. Wheel Share | 9.17 | 10.69 | 9.99 | 7.84 | 5.67 | 4.98
b. Friction Share | 6.98 | 8.34 | 7.86 | 6.62 | 5.99 | 5.55
Transmission Costs: NEISO
Cost | 2015 | 2020 | 2025 | 2030 | 2035 | 2040
a. Wheel Share | 0 | 0 | 0 | 0 | 0 | 0
b. Friction Share | 9.47 | 12.5 | 17.06 | 16.75 | 13.48 | 11.11
Transmission Costs: NonRTO_Midwest
Cost | 2015 | 2020 | 2025 | 2030 | 2035 | 2040
a. Wheel Share | 1.12 | 2.62 | 3.07 | 2.23 | 1.65 | 3.12
b. Friction Share | 0.73 | 1.6 | 1.89 | 1.39 | 1.03 | 1.99
Transmission Costs: NYISO_A-F
Cost | 2015 | 2020 | 2025 | 2030 | 2035 | 2040
a. Wheel Share | 15.19 | 11.77 | 7.13 | 3.67 | 3.04 | 1.72
b. Friction Share | 38.69 | 30.97 | 17.7 | 10.18 | 7.41 | 6.13
Transmission Costs: NYISO_G-I
Cost | 2015 | 2020 | 2025 | 2030 | 2035 | 2040
a. Wheel Share | 1.82 | 2.77 | 2.35 | 1.82 | 2.49 | 2.7
b. Friction Share | 6.55 | 7.89 | 8.45 | 7.37 | 6.31 | 5.26
Transmission Costs: NYISO_J-K
Cost | 2015 | 2020 | 2025 | 2030 | 2035 | 2040
a. Wheel Share | 1.16 | 1.62 | 1.81 | 2.29 | 2.2 | 1.47
b. Friction Share | 4.68 | 5.55 | 7.12 | 7.59 | 7.04 | 5.17
Transmission Costs: PJM_E
Cost | 2015 | 2020 | 2025 | 2030 | 2035 | 2040
a. Wheel Share | 2.98 | 4.38 | 4.16 | 4.12 | 4.68 | 4.17
b. Friction Share | 3.04 | 4.29 | 3.79 | 3.82 | 4.01 | 3.48
Transmission Costs: PJM_ROM
Cost | 2015 | 2020 | 2025 | 2030 | 2035 | 2040
a. Wheel Share | 0.58 | 1.26 | 3.66 | 3.05 | 2.57 | 1.17
b. Friction Share | 0.91 | 1.18 | 3.77 | 3.3 | 2.64 | 1.45
Transmission Costs: PJM_ROR
Cost | 2015 | 2020 | 2025 | 2030 | 2035 | 2040
a. Wheel Share | 28.06 | 17.78 | 19.01 | 22.8 | 27.07 | 9.72
b. Friction Share | 37.21 | 18.88 | 21.17 | 31.15 | 34.27 | 23.23
Transmission Costs: SOCO
Cost | 2015 | 2020 | 2025 | 2030 | 2035 | 2040
a. Wheel Share | 17.45 | 12.02 | 11.79 | 5.81 | 2.39 | 5.79
b. Friction Share | 20.17 | 16.16 | 16.13 | 8.28 | 3.35 | 6.83
Transmission Costs: SPP_N
Cost | 2015 | 2020 | 2025 | 2030 | 2035 | 2040
a. Wheel Share | 5.21 | 1.68 | 4.11 | 4.55 | 2.04 | 8.84
b. Friction Share | 4.06 | 1.53 | 3.19 | 3.58 | 2.94 | 10.93
Transmission Costs: SPP_S
Cost | 2015 | 2020 | 2025 | 2030 | 2035 | 2040
a. Wheel Share | 0.29 | 0.34 | 0.71 | 0.28 | 1.31 | 3.01
b. Friction Share | 0.56 | 0.63 | 1.17 | 0.52 | 2 | 4.64
Transmission Costs: TVA
Cost | 2015 | 2020 | 2025 | 2030 | 2035 | 2040
a. Wheel Share | 1.11 | 0.79 | 0.81 | 0.87 | 0.37 | 0.33
b. Friction Share | 1.39 | 0.99 | 1.01 | 1.1 | 0.48 | 0.42
Transmission Costs: TVA_Transmission
Cost | 2015 | 2020 | 2025 | 2030 | 2035 | 2040
a. Wheel Share | 0.63 | 2.08 | 4.45 | 3.12 | 3.85 | 2.9
b. Friction Share | 0.65 | 2.31 | 5.01 | 3.41 | 4.03 | 3.1
Transmission Costs: VACAR
Cost | 2015 | 2020 | 2025 | 2030 | 2035 | 2040
a. Wheel Share | 28.57 | 18.46 | 18.85 | 22.54 | 24.47 | 7.37
b. Friction Share | 29.81 | 21.19 | 21.83 | 23.91 | 24.58 | 7.6
Transmission Costs: IESO
Cost | 2015 | 2020 | 2025 | 2030 | 2035 | 2040
a. Wheel Share | 21.24 | 17.33 | 7.69 | 2.81 | 3.02 | 4.24
b. Friction Share | 53.12 | 43.33 | 19.24 | 6.99 | 7.38 | 10.14
Transmission Costs: MAPP_CA
Cost | 2015 | 2020 | 2025 | 2030 | 2035 | 2040
a. Wheel Share | 2.7 | 2.88 | 2.93 | 1.38 | 2.24 | 2.41
b. Friction Share | 5.2 | 5.04 | 4.32 | 1.29 | 2.17 | 2.22
Transmission Costs: AZ_NM_SNV_Coal
Cost | 2015 | 2020 | 2025 | 2030 | 2035 | 2040
a. Wheel Share | 20.99 | 26.53 | 25.58 | 35.39 | 53.27 | 35.47
b. Friction Share | 35.42 | 44.8 | 43.3 | 59.78 | 89.78 | 60.2
Transmission Costs: AZ_NM_SNV_Gas
Cost | 2015 | 2020 | 2025 | 2030 | 2035 | 2040
a. Wheel Share | 74.44 | 96.98 | 105.41 | 131.61 | 148.01 | 126.18
b. Friction Share | 124.4 | 162.01 | 176.14 | 219.97 | 247.59 | 211.2
Transmission Costs: AZ_NM_SNV_NucRenew
Cost | 2015 | 2020 | 2025 | 2030 | 2035 | 2040
a. Wheel Share | 38.05 | 74.2 | 87.42 | 111.64 | 132.2 | 108.45
b. Friction Share | 63.52 | 123.85 | 145.92 | 186.25 | 220.44 | 180.94
Transmission Costs: ERCOT
Cost | 2015 | 2020 | 2025 | 2030 | 2035 | 2040
a. Wheel Share | 0.23 | 0.25 | 0.48 | 0.16 | 0.07 | 0.55
b. Friction Share | 0.35 | 0.38 | 0.72 | 0.24 | 0.1 | 0.84
Transmission Costs: NP15
Cost | 2015 | 2020 | 2025 | 2030 | 2035 | 2040
a. Wheel Share | 24.82 | 4.32 | 17.79 | 66 | 21.63 | 24.11
b. Friction Share | 41.46 | 7.32 | 29.8 | 110.14 | 36.18 | 40.31
Transmission Costs: NWPP_Coal
Cost | 2015 | 2020 | 2025 | 2030 | 2035 | 2040
a. Wheel Share | 64.95 | 40.84 | 56.44 | 133.1 | 79.19 | 72.65
b. Friction Share | 109.52 | 69.38 | 95.61 | 223.78 | 133.95 | 123.35
Transmission Costs: NWPP_Gas
Cost | 2015 | 2020 | 2025 | 2030 | 2035 | 2040
a. Wheel Share | 0 | 0 | 0 | 0 | 0 | 0
b. Friction Share | 0.31 | 0.33 | 0.53 | 0.92 | 0.94 | 1.24
Transmission Costs: NWPP_NucRenew
Cost | 2015 | 2020 | 2025 | 2030 | 2035 | 2040
a. Wheel Share | 0 | 0 | 0 | 0 | 0 | 0
b. Friction Share | 0.96 | 0.98 | 1.01 | 1.03 | 1.03 | 1.03
Transmission Costs: RMPA
Cost | 2015 | 2020 | 2025 | 2030 | 2035 | 2040
a. Wheel Share | 3.59 | 8.57 | 11.11 | 12.5 | 16.53 | 17.22
b. Friction Share | 2.46 | 10.85 | 16.83 | 20.56 | 27.26 | 28.2
Transmission Costs: SP15
Cost | 2015 | 2020 | 2025 | 2030 | 2035 | 2040
a. Wheel Share | 167.28 | 219.18 | 242.31 | 306.22 | 350.91 | 290.84
b. Friction Share | 278.89 | 365.41 | 404 | 510.49 | 584.97 | 484.86
Transmission Costs: ALB
Cost | 2015 | 2020 | 2025 | 2030 | 2035 | 2040
a. Wheel Share | 2.53 | 3.54 | 3.47 | 1.32 | 0.12 | 0.02
b. Friction Share | 4.22 | 5.9 | 5.79 | 2.21 | 0.2 | 0.04
Transmission Costs: BC
Cost | 2015 | 2020 | 2025 | 2030 | 2035 | 2040
a. Wheel Share | 6.58 | 3.64 | 5.92 | 12.52 | 6.4 | 1.35
b. Friction Share | 10.97 | 6.06 | 9.87 | 20.87 | 10.67 | 2.24
Transmission Costs: HQ_IESO
Cost | 2015 | 2020 | 2025 | 2030 | 2035 | 2040
a. Wheel Share | 0 | 0 | 0 | 0 | 0 | 0
b. Friction Share | 0.01 | 0.01 | 0.01 | 0.01 | 0.01 | 0.01
Transmission Costs: HQ_NEISO
Cost | 2015 | 2020 | 2025 | 2030 | 2035 | 2040
a. Wheel Share | 0 | 0 | 0 | 0 | 0 | 0
b. Friction Share | 0.11 | 0.11 | 0.11 | 0.11 | 0.11 | 0.11
Transmission Costs: HQ_NY
Cost | 2015 | 2020 | 2025 | 2030 | 2035 | 2040
a. Wheel Share | 0 | 0 | 0 | 0 | 0 | 0
b. Friction Share | 0.03 | 0.03 | 0.03 | 0.03 | 0.03 | 0.03
Transmission Costs: MARITIMES
Cost | 2015 | 2020 | 2025 | 2030 | 2035 | 2040
a. Wheel Share | 0 | 0 | 0 | 0 | 0 | 0
b. Friction Share | 0.05 | 0.05 | 0.07 | 0.07 | 0.07 | 0.07
Transmission Costs: All
Cost | 2015 | 2020 | 2025 | 2030 | 2035 | 2040
a. Wheel Share | 582.53 | 622.22 | 692.26 | 925.24 | 924.77 | 775.88
b. Friction Share | 949.45 | 1019.35 | 1124.63 | 1526.17 | 1517.34 | 1297.32
Transmission Costs: EI_US
Cost | 2015 | 2020 | 2025 | 2030 | 2035 | 2040
a. Wheel Share | 155.12 | 123.95 | 125.68 | 110.59 | 111.18 | 92.4
b. Friction Share | 218.63 | 173.69 | 171.54 | 161.67 | 154.67 | 150.49
Transmission Costs: EI_Canada
Cost | 2015 | 2020 | 2025 | 2030 | 2035 | 2040
a. Wheel Share | 23.94 | 20.2 | 10.62 | 4.19 | 5.26 | 6.65
b. Friction Share | 58.34 | 48.38 | 23.57 | 8.29 | 9.56 | 12.37
Transmission Costs: EI
Cost | 2015 | 2020 | 2025 | 2030 | 2035 | 2040
a. Wheel Share | 179.06 | 144.15 | 136.3 | 114.78 | 116.44 | 99.05
b. Friction Share | 276.97 | 222.08 | 195.11 | 169.95 | 164.23 | 162.86
Transmission Costs: Outside_EI
Cost | 2015 | 2020 | 2025 | 2030 | 2035 | 2040
a. Wheel Share | 403.47 | 478.07 | 555.95 | 810.46 | 808.33 | 676.83
b. Friction Share | 672.48 | 797.27 | 929.52 | 1356.22 | 1353.11 | 1134.46

## Capacity
#1 | New Build Capacity (MW)
New Build Capacity by Reporting Type: Entergy
ReportingType | 2015 | 2020 | 2025 | 2030 | 2035 | 2040
BM | 0 | 0 | 0 | 0 | 0 | 0
CC | 33.97 | 3083.24 | 1941.89 | 3036.85 | 3877.01 | 5883.45
CSP | 0 | 0 | 0 | 0 | 0 | 0
CT | 0 | 0 | 0 | 0 | 0 | 0
Coal | 720 | 0 | 0 | 0 | 0 | 0
Geo | 0 | 0 | 0 | 0 | 0 | 0
H | 0 | 0 | 0 | 0 | 0 | 0
LFG | 0 | 0 | 107.4 | 0 | 0 | 0
Nuc | 456.92 | 0 | 0 | 0 | 0 | 0
PS | 0 | 0 | 0 | 0 | 0 | 0
PV | 0.29 | 70.39 | 43.96 | 9.62 | 9.93 | 12.68
PeakG | 0 | 0 | 0 | 0 | 0 | 0
PeakO | 0 | 0 | 0 | 0 | 0 | 0
ST | 0 | 0 | 0 | 0 | 0 | 0
STOG | 0 | 0 | 0 | 0 | 0 | 0
STWD | 0 | 0 | 0 | 0 | 0 | 0
WT | 0 | 0 | 0 | 0 | 0 | 0
IGCC | 0 | 0 | 0 | 0 | 0 | 0
DemandResponse | 0 | 0 | 0 | 0 | 0 | 0
IGCC-CCS | 0 | 0 | 0 | 0 | 0 | 0
WT_off | 0 | 0 | 0 | 0 | 0 | 0
PseudoUnit | 0 | 0 | 0 | 0 | 0 | 0
FixedInterchange | 0 | 0 | 0 | 0 | 0 | 0
New Build Capacity by Reporting Type: FRCC
ReportingType | 2015 | 2020 | 2025 | 2030 | 2035 | 2040
BM | 0 | 0 | 0 | 0 | 0 | 0
CC | 1516.9 | 3842.53 | 4513.6 | 7724.06 | 11726.98 | 0
CSP | 0 | 0 | 0 | 0 | 0 | 0
CT | 2480 | 0 | 0 | 0 | 0 | 467.07
Coal | 0 | 0 | 0 | 0 | 0 | 0
Geo | 0 | 0 | 0 | 0 | 0 | 0
H | 0 | 0 | 0 | 0 | 0 | 0
LFG | 0 | 0 | 198 | 0 | 0 | 0
Nuc | 339.47 | 3351 | 1117 | 0 | 0 | 7193.22
PS | 0 | 0 | 0 | 0 | 0 | 0
PV | 0 | 0 | 0 | 0 | 0 | 0
PeakG | 0 | 0 | 0 | 0 | 0 | 0
PeakO | 0 | 0 | 0 | 0 | 0 | 0
ST | 0 | 0 | 0 | 0 | 0 | 0
STOG | 0 | 0 | 0 | 0 | 0 | 0
STWD | 0 | 0 | 0 | 0 | 0 | 0
WT | 0 | 0 | 0 | 0 | 0 | 0
IGCC | 0 | 0 | 0 | 0 | 0 | 0
DemandResponse | 0 | 0 | 0 | 0 | 0 | 0
IGCC-CCS | 0 | 0 | 0 | 0 | 0 | 0
WT_off | 0 | 0 | 0 | 0 | 0 | 0
PseudoUnit | 0 | 0 | 0 | 0 | 0 | 0
FixedInterchange | 0 | 0 | 0 | 0 | 0 | 0
New Build Capacity by Reporting Type: MAPP_US
ReportingType | 2015 | 2020 | 2025 | 2030 | 2035 | 2040
BM | 0 | 0 | 0 | 0 | 0 | 0
CC | 0 | 0 | 0 | 0 | 0 | 0
CSP | 0 | 0 | 0 | 0 | 0 | 0
CT | 308.3 | 0 | 30.83 | 736.46 | 439.57 | 333.23
Coal | 0 | 0 | 0 | 0 | 347.58 | 452.41
Geo | 0 | 0 | 0 | 0 | 0 | 0
H | 0 | 0 | 0 | 0 | 0 | 0
LFG | 0 | 0 | 71.67 | 0 | 0 | 0
Nuc | 0 | 0 | 0 | 0 | 0 | 0
PS | 0 | 0 | 0 | 0 | 0 | 0
PV | 0 | 0 | 0 | 0 | 0 | 0
PeakG | 0 | 0 | 0 | 0 | 0 | 0
PeakO | 0 | 0 | 0 | 0 | 0 | 0
ST | 0 | 0 | 0 | 0 | 0 | 0
STOG | 0 | 0 | 0 | 0 | 0 | 0
STWD | 0 | 0 | 0 | 0 | 0 | 0
WT | 421.3 | 787.82 | 251.45 | 276.33 | 295.68 | 296.5
IGCC | 0 | 0 | 0 | 0 | 0 | 0
DemandResponse | 0 | 0 | 0 | 0 | 0 | 0
IGCC-CCS | 0 | 0 | 0 | 0 | 0 | 0
WT_off | 0 | 0 | 0 | 0 | 0 | 0
PseudoUnit | 0 | 0 | 0 | 0 | 0 | 0
FixedInterchange | 0 | 0 | 0 | 0 | 0 | 0
New Build Capacity by Reporting Type: MISO_IN
ReportingType | 2015 | 2020 | 2025 | 2030 | 2035 | 2040
BM | 0 | 0 | 0 | 0 | 0 | 0
CC | 0 | 3667.16 | 3989.23 | 4401.94 | 4067.92 | 2012.78
CSP | 0 | 0 | 0 | 0 | 0 | 0
CT | 0 | 0 | 0 | 0 | 0 | 0
Coal | 0 | 0 | 0 | 0 | 0 | 0
Geo | 0 | 0 | 0 | 0 | 0 | 0
H | 0 | 0 | 0 | 0 | 0 | 0
LFG | 0 | 0 | 80.12 | 0 | 0 | 0
Nuc | 0 | 0 | 0 | 0 | 0 | 0
PS | 0 | 0 | 0 | 0 | 0 | 0
PV | 0 | 272.03 | 188.48 | 31.82 | 45.5 | 44.99
PeakG | 0 | 0 | 0 | 0 | 0 | 0
PeakO | 0 | 0 | 0 | 0 | 0 | 0
ST | 0 | 0 | 0 | 0 | 0 | 0
STOG | 0 | 0 | 0 | 0 | 0 | 0
STWD | 0 | 0 | 0 | 0 | 0 | 0
WT | 0 | 0 | 0 | 0 | 0 | 0
IGCC | 618 | 0 | 0 | 0 | 0 | 0
DemandResponse | 0 | 0 | 0 | 0 | 0 | 0
IGCC-CCS | 0 | 0 | 0 | 0 | 0 | 0
WT_off | 0 | 0 | 0 | 0 | 0 | 0
PseudoUnit | 0 | 0 | 0 | 0 | 0 | 0
FixedInterchange | 0 | 0 | 0 | 0 | 0 | 0
New Build Capacity by Reporting Type: MISO_MI
ReportingType | 2015 | 2020 | 2025 | 2030 | 2035 | 2040
BM | 0 | 0 | 0 | 0 | 0 | 0
CC | 0 | 0 | 0 | 0 | 1469.29 | 1926.99
CSP | 0 | 0 | 0 | 0 | 0 | 0
CT | 0 | 0 | 0 | 0 | 0 | 0
Coal | 0 | 0 | 0 | 0 | 0 | 0
Geo | 0 | 0 | 0 | 0 | 0 | 0
H | 0 | 0 | 0 | 0 | 0 | 0
LFG | 0 | 160.25 | 0 | 0 | 0 | 0
Nuc | 164.34 | 0 | 1520 | 0 | 0 | 0
PS | 0 | 0 | 0 | 0 | 0 | 0
PV | 0 | 0 | 0 | 0 | 0 | 0
PeakG | 0 | 0 | 0 | 0 | 0 | 0
PeakO | 0 | 0 | 0 | 0 | 0 | 0
ST | 0 | 0 | 0 | 0 | 0 | 0
STOG | 0 | 0 | 0 | 0 | 0 | 0
STWD | 0 | 0 | 0 | 0 | 0 | 0
WT | 2000 | 0 | 925.08 | 675.96 | 479.43 | 610.8
IGCC | 0 | 0 | 0 | 0 | 0 | 0
DemandResponse | 0 | 0 | 0 | 0 | 0 | 0
IGCC-CCS | 0 | 0 | 0 | 0 | 0 | 0
WT_off | 0 | 0 | 0 | 0 | 0 | 0
PseudoUnit | 0 | 0 | 0 | 0 | 0 | 0
FixedInterchange | 0 | 0 | 0 | 0 | 0 | 0
New Build Capacity by Reporting Type: MISO_MO-IL
ReportingType | 2015 | 2020 | 2025 | 2030 | 2035 | 2040
BM | 0 | 0 | 0 | 0 | 0 | 0
CC | 0 | 0 | 0 | 0 | 0 | 0
CSP | 0 | 0 | 0 | 0 | 0 | 0
CT | 0 | 0 | 0 | 0 | 0 | 0
Coal | 1790 | 0 | 0 | 0 | 0 | 0
Geo | 0 | 0 | 0 | 0 | 0 | 0
H | 0 | 0 | 0 | 0 | 0 | 280
LFG | 0 | 0 | 223.33 | 0 | 0 | 0
Nuc | 194.27 | 0 | 0 | 0 | 0 | 0
PS | 0 | 0 | 0 | 0 | 0 | 0
PV | 0 | 0 | 0 | 0 | 0 | 0
PeakG | 0 | 0 | 0 | 0 | 0 | 0
PeakO | 0 | 0 | 0 | 0 | 0 | 0
ST | 0 | 0 | 0 | 0 | 0 | 0
STOG | 0 | 0 | 0 | 0 | 0 | 0
STWD | 0 | 0 | 0 | 0 | 0 | 0
WT | 300 | 0 | 0 | 0 | 0 | 0
IGCC | 0 | 0 | 0 | 0 | 0 | 0
DemandResponse | 0 | 0 | 0 | 0 | 0 | 0
IGCC-CCS | 0 | 0 | 0 | 0 | 0 | 0
WT_off | 0 | 0 | 0 | 0 | 0 | 0
PseudoUnit | 0 | 0 | 0 | 0 | 0 | 0
FixedInterchange | 0 | 0 | 0 | 0 | 0 | 0
New Build Capacity by Reporting Type: MISO_W
ReportingType | 2015 | 2020 | 2025 | 2030 | 2035 | 2040
BM | 0 | 0 | 0 | 0 | 0 | 0
CC | 0 | 0 | 0 | 0 | 0 | 0
CSP | 0 | 0 | 0 | 0 | 0 | 0
CT | 0 | 0 | 0 | 0 | 0 | 0
Coal | 0 | 0 | 0 | 0 | 5551.62 | 7198.46
Geo | 0 | 0 | 0 | 0 | 0 | 0
H | 0 | 0 | 0 | 0 | 0 | 0
LFG | 0 | 0 | 71.67 | 0 | 0 | 0
Nuc | 197.22 | 0 | 0 | 0 | 0 | 0
PS | 0 | 0 | 0 | 0 | 0 | 0
PV | 0 | 0 | 0 | 0 | 0 | 0
PeakG | 0 | 0 | 0 | 0 | 0 | 0
PeakO | 0 | 0 | 0 | 0 | 0 | 0
ST | 0 | 0 | 0 | 0 | 0 | 0
STOG | 0 | 0 | 0 | 0 | 0 | 0
STWD | 0 | 0 | 0 | 0 | 0 | 0
WT | 2800.5 | 3130.91 | 4328.59 | 1818.9 | 1813.73 | 1800.85
IGCC | 0 | 0 | 0 | 0 | 0 | 0
DemandResponse | 0 | 0 | 0 | 0 | 0 | 0
IGCC-CCS | 0 | 0 | 0 | 0 | 0 | 0
WT_off | 0 | 0 | 0 | 0 | 0 | 0
PseudoUnit | 0 | 0 | 0 | 0 | 0 | 0
FixedInterchange | 0 | 0 | 0 | 0 | 0 | 0
New Build Capacity by Reporting Type: MISO_WUMS
ReportingType | 2015 | 2020 | 2025 | 2030 | 2035 | 2040
BM | 0 | 0 | 0 | 0 | 0 | 0
CC | 0 | 3800.3 | 468.17 | 1095.39 | 3216.02 | 111.36
CSP | 0 | 0 | 0 | 0 | 0 | 0
CT | 0 | 7709.46 | 2289.36 | 7304.61 | 3782.65 | 2612.96
Coal | 615 | 0 | 0 | 0 | 0 | 0
Geo | 0 | 0 | 0 | 0 | 0 | 0
H | 0 | 1 | 0 | 0 | 0 | 0
LFG | 0 | 0 | 223.33 | 0 | 0 | 0
Nuc | 235 | 0 | 0 | 0 | 0 | 0
PS | 0 | 0 | 0 | 0 | 0 | 0
PV | 0 | 0 | 0 | 0 | 0 | 0
PeakG | 0 | 0 | 0 | 0 | 0 | 0
PeakO | 0 | 0 | 0 | 0 | 0 | 0
ST | 0 | 0 | 0 | 0 | 0 | 0
STOG | 0 | 0 | 0 | 0 | 0 | 0
STWD | 0 | 0 | 0 | 0 | 0 | 0
WT | 968.9 | 0 | 0 | 0 | 0 | 0
IGCC | 0 | 0 | 0 | 0 | 0 | 0
DemandResponse | 0 | 0 | 0 | 0 | 0 | 0
IGCC-CCS | 0 | 0 | 0 | 0 | 0 | 0
WT_off | 0 | 0 | 0 | 0 | 0 | 0
PseudoUnit | 0 | 0 | 0 | 0 | 0 | 0
FixedInterchange | 0 | 0 | 0 | 0 | 0 | 0
New Build Capacity by Reporting Type: Nebraska
ReportingType | 2015 | 2020 | 2025 | 2030 | 2035 | 2040
BM | 0 | 0 | 0 | 0 | 0 | 0
CC | 0 | 0 | 350.72 | 0 | 0 | 0
CSP | 0 | 0 | 0 | 0 | 0 | 0
CT | 0 | 0 | 0 | 0 | 0 | 0
Coal | 232.1 | 0 | 0 | 15.45 | 3307.99 | 547.96
Geo | 0 | 0 | 0 | 0 | 0 | 0
H | 0 | 0 | 0 | 0 | 0 | 0
LFG | 0 | 0 | 71.67 | 0 | 0 | 0
Nuc | 108.91 | 0 | 0 | 0 | 0 | 0
PS | 0 | 0 | 0 | 0 | 0 | 0
PV | 0 | 0 | 0 | 0 | 0 | 0
PeakG | 0 | 0 | 0 | 0 | 0 | 0
PeakO | 0 | 0 | 0 | 0 | 0 | 0
ST | 0 | 0 | 0 | 0 | 0 | 0
STOG | 0 | 0 | 0 | 0 | 0 | 0
STWD | 0 | 0 | 0 | 0 | 0 | 0
WT | 202 | 0 | 0 | 0 | 0 | 0
IGCC | 0 | 0 | 0 | 0 | 0 | 0
DemandResponse | 0 | 0 | 0 | 0 | 0 | 0
IGCC-CCS | 0 | 0 | 0 | 0 | 0 | 0
WT_off | 0 | 0 | 0 | 0 | 0 | 0
PseudoUnit | 0 | 0 | 0 | 0 | 0 | 0
FixedInterchange | 0 | 0 | 0 | 0 | 0 | 0
New Build Capacity by Reporting Type: NEISO
ReportingType | 2015 | 2020 | 2025 | 2030 | 2035 | 2040
BM | 252.2 | 0 | 0 | 0 | 0 | 0
CC | 2049.5 | 0 | 0 | 0 | 0 | 2662.69
CSP | 0 | 0 | 0 | 0 | 0 | 0
CT | 334 | 0 | 0 | 1953.49 | 3535.51 | 398.66
Coal | 0 | 0 | 0 | 0 | 0 | 0
Geo | 0 | 0 | 0 | 0 | 0 | 0
H | 0 | 0 | 0 | 3 | 0 | 0
LFG | 49.26 | 0 | 69.74 | 0 | 0 | 0
Nuc | 404.07 | 0 | 0 | 0 | 0 | 0
PS | 0 | 0 | 0 | 0 | 0 | 0
PV | 0 | 343.52 | 17.62 | 20.01 | 19.6 | 20.61
PeakG | 0 | 0 | 0 | 0 | 0 | 0
PeakO | 0 | 0 | 0 | 0 | 0 | 0
ST | 0 | 0 | 0 | 0 | 0 | 0
STOG | 0 | 0 | 0 | 0 | 0 | 0
STWD | 0 | 0 | 0 | 0 | 0 | 0
WT | 231.2 | 3711.57 | 1337.23 | 0 | 0 | 0
IGCC | 0 | 0 | 0 | 0 | 0 | 0
DemandResponse | 0 | 0 | 0 | 0 | 0 | 0
IGCC-CCS | 0 | 0 | 0 | 0 | 0 | 0
WT_off | 468 | 0 | 0 | 0 | 0 | 0
PseudoUnit | 0 | 0 | 0 | 0 | 0 | 0
FixedInterchange | 0 | 0 | 0 | 0 | 0 | 0
New Build Capacity by Reporting Type: NonRTO_Midwest
ReportingType | 2015 | 2020 | 2025 | 2030 | 2035 | 2040
BM | 0 | 0 | 0 | 0 | 0 | 0
CC | 0 | 401.21 | 776.5 | 1329.74 | 1283.86 | 722.62
CSP | 0 | 0 | 0 | 0 | 0 | 0
CT | 0 | 528.22 | 83.86 | 365.43 | 42.63 | 804.49
Coal | 0 | 0 | 0 | 0 | 0 | 0
Geo | 0 | 0 | 0 | 0 | 0 | 0
H | 0 | 0 | 0 | 0 | 0 | 0
LFG | 0 | 0 | 0 | 160.25 | 0 | 0
Nuc | 0 | 0 | 0 | 0 | 0 | 0
PS | 0 | 0 | 0 | 0 | 0 | 0
PV | 0 | 0 | 0 | 0 | 0 | 0
PeakG | 0 | 0 | 0 | 0 | 0 | 0
PeakO | 0 | 0 | 0 | 0 | 0 | 0
ST | 0 | 0 | 0 | 0 | 0 | 0
STOG | 0 | 0 | 0 | 0 | 0 | 0
STWD | 0 | 0 | 0 | 0 | 0 | 0
WT | 0 | 0 | 0 | 0 | 0 | 0
IGCC | 0 | 0 | 0 | 0 | 0 | 0
DemandResponse | 0 | 0 | 0 | 0 | 0 | 0
IGCC-CCS | 0 | 0 | 0 | 0 | 0 | 0
WT_off | 0 | 0 | 0 | 0 | 0 | 0
PseudoUnit | 0 | 0 | 0 | 0 | 0 | 0
FixedInterchange | 0 | 0 | 0 | 0 | 0 | 0
New Build Capacity by Reporting Type: NYISO_A-F
ReportingType | 2015 | 2020 | 2025 | 2030 | 2035 | 2040
BM | 0 | 0 | 0 | 0 | 0 | 0
CC | 639 | 0 | 0 | 0 | 0 | 1460.82
CSP | 0 | 0 | 0 | 0 | 0 | 0
CT | 0 | 0 | 0 | 0 | 0 | 0
Coal | 0 | 0 | 0 | 0 | 0 | 0
Geo | 0 | 0 | 0 | 0 | 0 | 0
H | 0 | 0 | 0 | 0 | 0 | 0
LFG | 6.4 | 0 | 67.93 | 0 | 0 | 0
Nuc | 278.1 | 0 | 0 | 0 | 0 | 0
PS | 0 | 0 | 0 | 0 | 0 | 0
PV | 0 | 0 | 0 | 0 | 0 | 0
PeakG | 0 | 0 | 0 | 0 | 0 | 0
PeakO | 0 | 0 | 0 | 0 | 0 | 0
ST | 0 | 0 | 0 | 0 | 0 | 0
STOG | 0 | 0 | 0 | 0 | 0 | 0
STWD | 0 | 0 | 0 | 0 | 0 | 0
WT | 2476.3 | 709.8 | 210.07 | 2138.91 | 1487.74 | 880.01
IGCC | 0 | 0 | 0 | 0 | 0 | 0
DemandResponse | 0 | 0 | 0 | 0 | 0 | 0
IGCC-CCS | 0 | 0 | 0 | 0 | 0 | 0
WT_off | 0 | 0 | 0 | 0 | 0 | 0
PseudoUnit | 0 | 0 | 0 | 0 | 0 | 0
FixedInterchange | 0 | 0 | 0 | 0 | 0 | 0
New Build Capacity by Reporting Type: NYISO_G-I
ReportingType | 2015 | 2020 | 2025 | 2030 | 2035 | 2040
BM | 0 | 0 | 0 | 0 | 0 | 0
CC | 0 | 219.68 | 1927.05 | 2070.39 | 3170.25 | 1841.98
CSP | 0 | 0 | 0 | 0 | 0 | 0
CT | 0 | 0 | 0 | 0 | 0 | 0
Coal | 0 | 0 | 0 | 0 | 0 | 0
Geo | 0 | 0 | 0 | 0 | 0 | 0
H | 0 | 0 | 0 | 0 | 0 | 0
LFG | 0 | 0 | 74.33 | 0 | 0 | 0
Nuc | 177.88 | 0 | 0 | 0 | 0 | 0
PS | 0 | 0 | 0 | 0 | 0 | 0
PV | 0 | 0 | 0 | 0 | 0 | 0
PeakG | 0 | 0 | 0 | 0 | 0 | 0
PeakO | 0 | 0 | 0 | 0 | 0 | 0
ST | 0 | 0 | 0 | 0 | 0 | 0
STOG | 0 | 0 | 0 | 0 | 0 | 0
STWD | 0 | 0 | 0 | 0 | 0 | 0
WT | 0 | 60 | 0 | 0 | 0 | 0
IGCC | 0 | 0 | 0 | 0 | 0 | 0
DemandResponse | 0 | 0 | 0 | 0 | 0 | 0
IGCC-CCS | 0 | 0 | 0 | 0 | 0 | 0
WT_off | 0 | 0 | 0 | 0 | 0 | 0
PseudoUnit | 0 | 0 | 0 | 0 | 0 | 0
FixedInterchange | 0 | 0 | 0 | 0 | 0 | 0
New Build Capacity by Reporting Type: NYISO_J-K
ReportingType | 2015 | 2020 | 2025 | 2030 | 2035 | 2040
BM | 0 | 0 | 0 | 0 | 0 | 0
CC | 1175.4 | 0 | 0 | 714.83 | 1289.97 | 1807.61
CSP | 0 | 0 | 0 | 0 | 0 | 0
CT | 0 | 893.98 | 897.59 | 1343.87 | 1146.76 | 1291.75
Coal | 0 | 0 | 0 | 0 | 0 | 0
Geo | 0 | 0 | 0 | 0 | 0 | 0
H | 0 | 0 | 0 | 0 | 0 | 0
LFG | 0 | 0 | 74.33 | 0 | 0 | 0
Nuc | 0 | 0 | 0 | 0 | 0 | 0
PS | 0 | 0 | 0 | 0 | 0 | 0
PV | 32 | 0 | 0 | 0 | 0 | 0
PeakG | 0 | 0 | 0 | 0 | 0 | 0
PeakO | 0 | 0 | 0 | 0 | 0 | 0
ST | 0 | 0 | 0 | 0 | 0 | 0
STOG | 0 | 0 | 0 | 0 | 0 | 0
STWD | 0 | 0 | 0 | 0 | 0 | 0
WT | 0 | 0 | 0 | 0 | 0 | 0
IGCC | 0 | 0 | 0 | 0 | 0 | 0
DemandResponse | 0 | 0 | 0 | 0 | 0 | 0
IGCC-CCS | 0 | 0 | 0 | 0 | 0 | 0
WT_off | 0 | 0 | 0 | 0 | 0 | 0
PseudoUnit | 0 | 0 | 0 | 0 | 0 | 0
FixedInterchange | 0 | 0 | 0 | 0 | 0 | 0
New Build Capacity by Reporting Type: PJM_E
ReportingType | 2015 | 2020 | 2025 | 2030 | 2035 | 2040
BM | 30 | 0 | 0 | 0 | 0 | 0
CC | 4634.3 | 0 | 0 | 0 | 0 | 1512.56
CSP | 0 | 0 | 0 | 0 | 0 | 0
CT | 26.2 | 0 | 0 | 818.85 | 5378.84 | 2978.85
Coal | 27 | 0 | 0 | 0 | 0 | 0
Geo | 0 | 0 | 0 | 0 | 0 | 0
H | 0 | 0 | 0 | 0 | 0 | 0
LFG | 9.1 | 132.9 | 0 | 0 | 0 | 0
Nuc | 737.02 | 0 | 0 | 0 | 0 | 0
PS | 0 | 0 | 0 | 0 | 0 | 0
PV | 25.45 | 0 | 0 | 0 | 0 | 0
PeakG | 0 | 0 | 0 | 0 | 0 | 0
PeakO | 0 | 0 | 0 | 0 | 0 | 0
ST | 0 | 0 | 0 | 0 | 0 | 0
STOG | 0 | 0 | 0 | 0 | 0 | 0
STWD | 0 | 0 | 0 | 0 | 0 | 0
WT | 1150 | 0 | 0 | 0 | 0 | 0
IGCC | 0 | 0 | 0 | 0 | 0 | 0
DemandResponse | 0 | 0 | 0 | 0 | 0 | 0
IGCC-CCS | 0 | 0 | 0 | 0 | 0 | 0
WT_off | 0 | 0 | 1100 | 0 | 0 | 0
PseudoUnit | 0 | 0 | 0 | 0 | 0 | 0
FixedInterchange | 0 | 0 | 0 | 0 | 0 | 0
New Build Capacity by Reporting Type: PJM_ROM
ReportingType | 2015 | 2020 | 2025 | 2030 | 2035 | 2040
BM | 18 | 0 | 0 | 0 | 0 | 0
CC | 1678.5 | 0 | 0 | 0 | 6314.81 | 18886.33
CSP | 0 | 0 | 0 | 0 | 0 | 0
CT | 16 | 0 | 0 | 0 | 0 | 0
Coal | 32.5 | 0 | 0 | 0 | 0 | 0
Geo | 0 | 0 | 0 | 0 | 0 | 0
H | 0 | 0 | 0 | 0 | 0 | 678
LFG | 18.9 | 265.1 | 0 | 0 | 0 | 0
Nuc | 438.09 | 3200 | 0 | 0 | 0 | 0
PS | 0 | 0 | 0 | 0 | 0 | 0
PV | 0 | 1594.8 | 1121.53 | 403.72 | 283.58 | 298.64
PeakG | 0 | 0 | 0 | 0 | 0 | 0
PeakO | 0 | 0 | 0 | 0 | 0 | 0
ST | 0 | 0 | 0 | 0 | 0 | 0
STOG | 0 | 0 | 0 | 0 | 0 | 0
STWD | 0 | 0 | 0 | 0 | 0 | 0
WT | 479.8 | 0 | 750.2 | 5810 | 0 | 0
IGCC | 0 | 0 | 0 | 0 | 0 | 0
DemandResponse | 0 | 0 | 0 | 0 | 0 | 0
IGCC-CCS | 0 | 0 | 0 | 0 | 0 | 0
WT_off | 0 | 0 | 0 | 0 | 0 | 0
PseudoUnit | 0 | 0 | 0 | 0 | 0 | 0
FixedInterchange | 0 | 0 | 0 | 0 | 0 | 0
New Build Capacity by Reporting Type: PJM_ROR
ReportingType | 2015 | 2020 | 2025 | 2030 | 2035 | 2040
BM | 385 | 0 | 0 | 0 | 0 | 0
CC | 3077 | 6474.33 | 7988.11 | 12056.73 | 13857.01 | 0
CSP | 0 | 0 | 0 | 0 | 0 | 0
CT | 29 | 0 | 0 | 866.22 | 1775.4 | 1603.13
Coal | 2164 | 0 | 0 | 0 | 0 | 0
Geo | 0 | 0 | 0 | 0 | 0 | 0
H | 0 | 503 | 0 | 0 | 0 | 0
LFG | 57.4 | 0 | 513.71 | 0 | 0 | 0
Nuc | 1740.03 | 1500 | 0 | 0 | 0 | 0
PS | 0 | 0 | 0 | 0 | 0 | 0
PV | 0 | 0 | 0 | 0 | 0 | 0
PeakG | 0 | 0 | 0 | 0 | 0 | 0
PeakO | 0 | 0 | 0 | 0 | 0 | 0
ST | 0 | 0 | 0 | 0 | 0 | 0
STOG | 0 | 0 | 0 | 0 | 0 | 0
STWD | 0 | 0 | 0 | 0 | 0 | 0
WT | 8325.7 | 0 | 191.7 | 788.66 | 1852.94 | 6136.39
IGCC | 0 | 0 | 0 | 0 | 0 | 0
DemandResponse | 0 | 0 | 0 | 0 | 0 | 0
IGCC-CCS | 0 | 0 | 0 | 0 | 0 | 0
WT_off | 0 | 0 | 0 | 0 | 0 | 0
PseudoUnit | 0 | 0 | 0 | 0 | 0 | 0
FixedInterchange | 0 | 0 | 0 | 0 | 0 | 0
New Build Capacity by Reporting Type: SOCO
ReportingType | 2015 | 2020 | 2025 | 2030 | 2035 | 2040
BM | 55 | 0 | 0 | 0 | 0 | 0
CC | 5026.9 | 2945.98 | 3596.15 | 7402.86 | 6801.72 | 0
CSP | 0 | 0 | 0 | 0 | 0 | 0
CT | 0 | 0 | 0 | 0 | 0 | 0
Coal | 0 | 0 | 0 | 0 | 0 | 11611.23
Geo | 0 | 0 | 0 | 0 | 0 | 0
H | 0 | 0 | 0 | 0 | 0 | 0
LFG | 0 | 0 | 5.55 | 101.85 | 0 | 0
Nuc | 502.08 | 2200 | 0 | 0 | 0 | 0
PS | 0 | 0 | 0 | 0 | 0 | 0
PV | 0 | 0 | 0 | 0 | 0 | 0
PeakG | 0 | 0 | 0 | 0 | 0 | 0
PeakO | 0 | 0 | 0 | 0 | 0 | 0
ST | 0 | 0 | 0 | 0 | 0 | 0
STOG | 0 | 0 | 0 | 0 | 0 | 0
STWD | 0 | 0 | 0 | 0 | 0 | 0
WT | 0 | 0 | 0 | 0 | 0 | 0
IGCC | 0 | 0 | 0 | 0 | 0 | 0
DemandResponse | 0 | 0 | 0 | 0 | 0 | 0
IGCC-CCS | 0 | 0 | 0 | 0 | 0 | 0
WT_off | 0 | 0 | 0 | 0 | 0 | 0
PseudoUnit | 0 | 0 | 0 | 0 | 0 | 0
FixedInterchange | 0 | 0 | 0 | 0 | 0 | 0
New Build Capacity by Reporting Type: SPP_N
ReportingType | 2015 | 2020 | 2025 | 2030 | 2035 | 2040
BM | 0 | 0 | 0 | 0 | 0 | 0
CC | 0 | 2451.64 | 560.03 | 2251.73 | 0 | 0
CSP | 0 | 0 | 0 | 0 | 0 | 0
CT | 0 | 0 | 0 | 2405.89 | 1364.07 | 2229.39
Coal | 465.04 | 0 | 0 | 0 | 0 | 5138.36
Geo | 0 | 0 | 0 | 0 | 0 | 0
H | 0 | 0 | 0 | 0 | 0 | 0
LFG | 0 | 0 | 95 | 0 | 0 | 0
Nuc | 100.92 | 0 | 0 | 0 | 0 | 0
PS | 0 | 0 | 0 | 0 | 0 | 0
PV | 0 | 0 | 0 | 0 | 0 | 0
PeakG | 0 | 0 | 0 | 0 | 0 | 0
PeakO | 0 | 0 | 0 | 0 | 0 | 0
ST | 0 | 0 | 0 | 0 | 0 | 0
STOG | 0 | 0 | 0 | 0 | 0 | 0
STWD | 0 | 0 | 0 | 0 | 0 | 0
WT | 0 | 0 | 0 | 0 | 0 | 0
IGCC | 0 | 0 | 0 | 0 | 0 | 0
DemandResponse | 0 | 0 | 0 | 0 | 0 | 0
IGCC-CCS | 0 | 0 | 0 | 0 | 0 | 0
WT_off | 0 | 0 | 0 | 0 | 0 | 0
PseudoUnit | 0 | 0 | 0 | 0 | 0 | 0
FixedInterchange | 0 | 0 | 0 | 0 | 0 | 0
New Build Capacity by Reporting Type: SPP_S
ReportingType | 2015 | 2020 | 2025 | 2030 | 2035 | 2040
BM | 0 | 0 | 0 | 0 | 0 | 0
CC | 0 | 2431.06 | 2621.57 | 2127.49 | 0 | 0
CSP | 0 | 0 | 0 | 0 | 0 | 0
CT | 412.99 | 300 | 0 | 0 | 0 | 0
Coal | 988 | 0 | 0 | 0 | 0 | 0
Geo | 0 | 0 | 0 | 0 | 0 | 0
H | 0 | 0 | 0 | 0 | 0 | 0
LFG | 0 | 0 | 95 | 0 | 0 | 0
Nuc | 0 | 0 | 0 | 0 | 0 | 0
PS | 0 | 0 | 0 | 0 | 0 | 0
PV | 0 | 0 | 0 | 0 | 0 | 0
PeakG | 0 | 0 | 0 | 0 | 0 | 0
PeakO | 0 | 0 | 0 | 0 | 0 | 0
ST | 0 | 0 | 0 | 0 | 0 | 0
STOG | 0 | 0 | 0 | 0 | 0 | 0
STWD | 0 | 0 | 0 | 0 | 0 | 0
WT | 430 | 3336.25 | 731.72 | 974.89 | 21240.27 | 2845.05
IGCC | 0 | 0 | 0 | 0 | 0 | 0
DemandResponse | 0 | 0 | 0 | 0 | 0 | 0
IGCC-CCS | 0 | 0 | 0 | 0 | 0 | 0
WT_off | 0 | 0 | 0 | 0 | 0 | 0
PseudoUnit | 0 | 0 | 0 | 0 | 0 | 0
FixedInterchange | 0 | 0 | 0 | 0 | 0 | 0
New Build Capacity by Reporting Type: TVA
ReportingType | 2015 | 2020 | 2025 | 2030 | 2035 | 2040
BM | 0 | 0 | 0 | 0 | 0 | 0
CC | 1418 | 1387.64 | 2458.73 | 3199.08 | 0 | 0
CSP | 0 | 0 | 0 | 0 | 0 | 0
CT | 254.23 | 3361.03 | 0 | 1679.93 | 1714.96 | 0
Coal | 0 | 0 | 0 | 0 | 3523.79 | 5961.91
Geo | 0 | 0 | 0 | 0 | 0 | 0
H | 0 | 0 | 0 | 0 | 0 | 0
LFG | 0 | 0 | 0 | 107.4 | 0 | 0
Nuc | 1786.53 | 2234 | 0 | 0 | 0 | 0
PS | 0 | 0 | 0 | 0 | 0 | 0
PV | 0 | 0 | 0 | 0 | 0 | 0
PeakG | 0 | 0 | 0 | 0 | 0 | 0
PeakO | 0 | 0 | 0 | 0 | 0 | 0
ST | 0 | 0 | 0 | 0 | 0 | 0
STOG | 0 | 0 | 0 | 0 | 0 | 0
STWD | 0 | 0 | 0 | 0 | 0 | 0
WT | 0 | 0 | 0 | 0 | 0 | 0
IGCC | 0 | 0 | 0 | 0 | 0 | 0
DemandResponse | 0 | 0 | 0 | 0 | 0 | 0
IGCC-CCS | 0 | 0 | 0 | 0 | 0 | 0
WT_off | 0 | 0 | 0 | 0 | 0 | 0
PseudoUnit | 0 | 0 | 0 | 0 | 0 | 0
FixedInterchange | 0 | 0 | 0 | 0 | 0 | 0
New Build Capacity by Reporting Type: TVA_Transmission
ReportingType | 2015 | 2020 | 2025 | 2030 | 2035 | 2040
BM | 0 | 0 | 0 | 0 | 0 | 0
CC | 0 | 0 | 0 | 0 | 0 | 0
CSP | 0 | 0 | 0 | 0 | 0 | 0
CT | 0 | 0 | 0 | 0 | 0 | 0
Coal | 0 | 0 | 0 | 0 | 0 | 0
Geo | 0 | 0 | 0 | 0 | 0 | 0
H | 0 | 0 | 0 | 0 | 0 | 0
LFG | 0 | 0 | 0 | 0 | 0 | 0
Nuc | 0 | 0 | 0 | 0 | 0 | 0
PS | 0 | 0 | 0 | 0 | 0 | 0
PV | 0 | 0 | 0 | 0 | 0 | 0
PeakG | 0 | 0 | 0 | 0 | 0 | 0
PeakO | 0 | 0 | 0 | 0 | 0 | 0
ST | 0 | 0 | 0 | 0 | 0 | 0
STOG | 0 | 0 | 0 | 0 | 0 | 0
STWD | 0 | 0 | 0 | 0 | 0 | 0
WT | 0 | 0 | 0 | 0 | 0 | 0
IGCC | 0 | 0 | 0 | 0 | 0 | 0
DemandResponse | 0 | 0 | 0 | 0 | 0 | 0
IGCC-CCS | 0 | 0 | 0 | 0 | 0 | 0
WT_off | 0 | 0 | 0 | 0 | 0 | 0
PseudoUnit | 0 | 0 | 0 | 0 | 0 | 0
FixedInterchange | 0 | 0 | 0 | 0 | 0 | 0
New Build Capacity by Reporting Type: VACAR
ReportingType | 2015 | 2020 | 2025 | 2030 | 2035 | 2040
BM | 0.92 | 377.82 | 939.4 | 222.27 | 366.62 | 354.76
CC | 6729.73 | 1738.78 | 2984.44 | 2648.1 | 10382.36 | 9487.29
CSP | 0 | 0 | 0 | 0 | 0 | 0
CT | 717.2 | 1349.79 | 40.25 | 2173.62 | 1936.24 | 0
Coal | 825 | 0 | 0 | 0 | 0 | 0
Geo | 0 | 0 | 0 | 0 | 0 | 0
H | 0 | 0 | 0 | 0 | 0 | 0
LFG | 0.34 | 107.06 | 0 | 0 | 0 | 0
Nuc | 994.41 | 4564 | 2234 | 0 | 0 | 0
PS | 0 | 0 | 0 | 0 | 0 | 0
PV | 0 | 150.02 | 20.77 | 14.98 | 25.6 | 22.35
PeakG | 0 | 0 | 0 | 0 | 0 | 0
PeakO | 0 | 0 | 0 | 0 | 0 | 0
ST | 0 | 0 | 0 | 0 | 0 | 0
STOG | 0 | 0 | 0 | 0 | 0 | 0
STWD | 0 | 0 | 0 | 0 | 0 | 0
WT | 0.9 | 3499.1 | 0 | 0 | 0 | 0
IGCC | 0 | 0 | 0 | 0 | 0 | 0
DemandResponse | 0 | 0 | 0 | 0 | 0 | 0
IGCC-CCS | 0 | 0 | 0 | 0 | 0 | 0
WT_off | 1 | 0 | 0 | 0 | 0 | 0
PseudoUnit | 0 | 0 | 0 | 0 | 0 | 0
FixedInterchange | 0 | 0 | 0 | 0 | 0 | 0
New Build Capacity by Reporting Type: IESO
ReportingType | 2015 | 2020 | 2025 | 2030 | 2035 | 2040
BM | 326.33 | 0 | 0 | 0 | 0 | 0
CC | 1263 | 0 | 0 | 0 | 3792.32 | 3758.79
CSP | 0 | 0 | 0 | 0 | 0 | 0
CT | 368 | 0 | 0 | 0 | 656.57 | 707.13
Coal | 0 | 0 | 0 | 0 | 0 | 0
Geo | 0 | 0 | 0 | 0 | 0 | 0
H | 0 | 0 | 0 | 0 | 0 | 250
LFG | 14.5 | 0 | 0 | 0.5 | 0 | 0
Nuc | 998.59 | 0 | 0 | 0 | 0 | 0
PS | 0 | 0 | 0 | 0 | 0 | 0
PV | 1067.26 | 0 | 0 | 0 | 0 | 0
PeakG | 0 | 0 | 0 | 0 | 0 | 0
PeakO | 0 | 0 | 0 | 0 | 0 | 0
ST | 0 | 0 | 0 | 0 | 0 | 0
STOG | 0 | 0 | 0 | 0 | 0 | 0
STWD | 0 | 0 | 0 | 0 | 0 | 0
WT | 2105.9 | 0 | 0 | 0 | 0 | 0
IGCC | 0 | 0 | 0 | 0 | 0 | 0
DemandResponse | 0 | 0 | 0 | 0 | 0 | 0
IGCC-CCS | 0 | 0 | 0 | 0 | 0 | 0
WT_off | 0 | 0 | 0 | 0 | 0 | 0
PseudoUnit | 0 | 0 | 0 | 0 | 0 | 0
FixedInterchange | 0 | 0 | 0 | 0 | 0 | 0
New Build Capacity by Reporting Type: MAPP_CA
ReportingType | 2015 | 2020 | 2025 | 2030 | 2035 | 2040
BM | 0 | 0 | 0 | 0 | 0 | 0
CC | 834.58 | 1087.06 | 0 | 0 | 0 | 0
CSP | 0 | 0 | 0 | 0 | 0 | 0
CT | 103.88 | 23.55 | 0 | 0 | 0 | 0
Coal | 0 | 0 | 0 | 0 | 0 | 0
Geo | 0 | 0 | 0 | 0 | 0 | 0
H | 0 | 0 | 786.95 | 1053.26 | 1195.83 | 1502.11
LFG | 0 | 0 | 0 | 0 | 0 | 0
Nuc | 0 | 0 | 0 | 0 | 0 | 0
PS | 0 | 0 | 0 | 0 | 0 | 0
PV | 0 | 0 | 0 | 0 | 0 | 0
PeakG | 0 | 0 | 0 | 0 | 0 | 0
PeakO | 0 | 0 | 0 | 0 | 0 | 0
ST | 0 | 0 | 0 | 0 | 0 | 0
STOG | 0 | 0 | 0 | 0 | 0 | 0
STWD | 0 | 0 | 0 | 0 | 0 | 0
WT | 302.4 | 0 | 0 | 0 | 0 | 0
IGCC | 0 | 0 | 0 | 0 | 0 | 0
DemandResponse | 0 | 0 | 0 | 0 | 0 | 0
IGCC-CCS | 0 | 0 | 0 | 0 | 0 | 0
WT_off | 0 | 0 | 0 | 0 | 0 | 0
PseudoUnit | 0 | 0 | 0 | 0 | 0 | 0
FixedInterchange | 0 | 0 | 0 | 0 | 0 | 0
New Build Capacity by Reporting Type: AZ_NM_SNV_Coal
ReportingType | 2015 | 2020 | 2025 | 2030 | 2035 | 2040
BM | 0 | 0 | 0 | 0 | 0 | 0
CC | 0 | 0 | 0 | 0 | 0 | 0
CSP | 0 | 0 | 0 | 0 | 0 | 0
CT | 0 | 0 | 0 | 0 | 0 | 0
Coal | 0 | 0 | 0 | 0 | 0 | 0
Geo | 0 | 0 | 0 | 0 | 0 | 0
H | 0 | 0 | 0 | 0 | 0 | 0
LFG | 0 | 0 | 0 | 0 | 0 | 0
Nuc | 0 | 0 | 0 | 0 | 0 | 0
PS | 0 | 0 | 0 | 0 | 0 | 0
PV | 0 | 0 | 0 | 0 | 0 | 0
PeakG | 0 | 0 | 0 | 0 | 0 | 0
PeakO | 0 | 0 | 0 | 0 | 0 | 0
ST | 0 | 0 | 0 | 0 | 0 | 0
STOG | 0 | 0 | 0 | 0 | 0 | 0
STWD | 0 | 0 | 0 | 0 | 0 | 0
WT | 0 | 0 | 0 | 0 | 0 | 0
IGCC | 0 | 0 | 0 | 0 | 0 | 0
DemandResponse | 0 | 0 | 0 | 0 | 0 | 0
IGCC-CCS | 0 | 0 | 0 | 0 | 0 | 0
WT_off | 0 | 0 | 0 | 0 | 0 | 0
PseudoUnit | 0 | 0 | 0 | 0 | 0 | 0
FixedInterchange | 0 | 0 | 0 | 0 | 0 | 0
New Build Capacity by Reporting Type: AZ_NM_SNV_Gas
ReportingType | 2015 | 2020 | 2025 | 2030 | 2035 | 2040
BM | 0 | 0 | 0 | 0 | 0 | 0
CC | 668 | 2144.17 | 2089.74 | 6114.21 | 9314.94 | 264.77
CSP | 0 | 0 | 0 | 0 | 0 | 0
CT | 736 | 0 | 0 | 0 | 0 | 0
Coal | 0 | 0 | 0 | 0 | 0 | 0
Geo | 0 | 0 | 0 | 0 | 0 | 0
H | 0 | 0 | 0 | 0 | 0 | 0
LFG | 0 | 0 | 0 | 0 | 0 | 0
Nuc | 0 | 0 | 0 | 0 | 0 | 0
PS | 0 | 0 | 0 | 0 | 0 | 0
PV | 0 | 0 | 0 | 0 | 0 | 0
PeakG | 0 | 0 | 0 | 0 | 0 | 0
PeakO | 0 | 0 | 0 | 0 | 0 | 0
ST | 0 | 0 | 0 | 0 | 0 | 0
STOG | 0 | 0 | 0 | 0 | 0 | 0
STWD | 0 | 0 | 0 | 0 | 0 | 0
WT | 0 | 0 | 0 | 0 | 0 | 0
IGCC | 0 | 0 | 0 | 0 | 0 | 0
DemandResponse | 0 | 0 | 0 | 0 | 0 | 0
IGCC-CCS | 0 | 0 | 0 | 0 | 0 | 0
WT_off | 0 | 0 | 0 | 0 | 0 | 0
PseudoUnit | 0 | 0 | 0 | 0 | 0 | 0
FixedInterchange | 0 | 0 | 0 | 0 | 0 | 0
New Build Capacity by Reporting Type: AZ_NM_SNV_NucRenew
ReportingType | 2015 | 2020 | 2025 | 2030 | 2035 | 2040
BM | 0 | 0 | 0 | 0 | 0 | 0
CC | 0 | 0 | 0 | 0 | 0 | 0
CSP | 0 | 0 | 0 | 0 | 0 | 0
CT | 0 | 0 | 0 | 0 | 0 | 0
Coal | 0 | 0 | 0 | 0 | 0 | 0
Geo | 0 | 0 | 1450 | 0 | 0 | 0
H | 0 | 0 | 0 | 0 | 0 | 0
LFG | 0 | 60.67 | 0 | 0 | 0 | 0
Nuc | 0 | 0 | 0 | 0 | 0 | 0
PS | 0 | 0 | 0 | 0 | 0 | 0
PV | 95.7 | 0 | 0 | 0 | 0 | 0
PeakG | 0 | 0 | 0 | 0 | 0 | 0
PeakO | 0 | 0 | 0 | 0 | 0 | 0
ST | 280 | 541.33 | 367.77 | 144.81 | 0 | 0
STOG | 0 | 0 | 0 | 0 | 0 | 0
STWD | 0 | 0 | 0 | 0 | 0 | 0
WT | 65.1 | 13210.13 | 0 | 3072.4 | 635.29 | 0
IGCC | 0 | 0 | 0 | 0 | 0 | 0
DemandResponse | 0 | 0 | 0 | 0 | 0 | 0
IGCC-CCS | 0 | 0 | 0 | 0 | 0 | 0
WT_off | 0 | 0 | 0 | 0 | 0 | 0
PseudoUnit | 0 | 0 | 0 | 0 | 0 | 0
FixedInterchange | 0 | 0 | 0 | 0 | 0 | 0
New Build Capacity by Reporting Type: ERCOT
ReportingType | 2015 | 2020 | 2025 | 2030 | 2035 | 2040
BM | 145 | 0 | 0 | 0 | 0 | 0
CC | 2329.61 | 8107.24 | 4038.22 | 7945.33 | 9247.25 | 10607.37
CSP | 0 | 0 | 0 | 0 | 0 | 0
CT | 250 | 0 | 0 | 0 | 0 | 0
Coal | 2020 | 0 | 0 | 0 | 0 | 0
Geo | 0 | 0 | 0 | 0 | 0 | 0
H | 0 | 0 | 0 | 0 | 0 | 0
LFG | 0 | 0 | 0 | 354 | 0 | 0
Nuc | 0 | 0 | 0 | 0 | 0 | 0
PS | 0 | 0 | 0 | 0 | 0 | 0
PV | 14 | 0 | 0 | 0 | 0 | 0
PeakG | 0 | 0 | 0 | 0 | 0 | 0
PeakO | 0 | 0 | 0 | 0 | 0 | 0
ST | 0 | 0 | 0 | 0 | 0 | 0
STOG | 0 | 0 | 0 | 0 | 0 | 0
STWD | 0 | 0 | 0 | 0 | 0 | 0
WT | 350.1 | 0 | 0 | 0 | 0 | 0
IGCC | 0 | 0 | 0 | 0 | 0 | 0
DemandResponse | 0 | 0 | 0 | 0 | 0 | 0
IGCC-CCS | 0 | 0 | 0 | 0 | 0 | 0
WT_off | 0 | 0 | 0 | 0 | 0 | 0
PseudoUnit | 0 | 0 | 0 | 0 | 0 | 0
FixedInterchange | 0 | 0 | 0 | 0 | 0 | 0
New Build Capacity by Reporting Type: NP15
ReportingType | 2015 | 2020 | 2025 | 2030 | 2035 | 2040
BM | 0 | 0 | 0 | 0 | 0 | 0
CC | 940 | 0 | 0 | 0 | 0 | 0
CSP | 0 | 0 | 0 | 0 | 0 | 0
CT | 2986.15 | 4270.37 | 7779.25 | 8777.28 | 684.39 | 0
Coal | 0 | 0 | 0 | 0 | 0 | 0
Geo | 0 | 600 | 0 | 0 | 0 | 0
H | 0 | 0 | 0 | 0 | 0 | 0
LFG | 0 | 565 | 0 | 0 | 0 | 0
Nuc | 0 | 0 | 0 | 0 | 9060.28 | 3316.03
PS | 0 | 0 | 0 | 0 | 0 | 0
PV | 6.5 | 0 | 0 | 0 | 0 | 0
PeakG | 0 | 0 | 0 | 0 | 0 | 0
PeakO | 0 | 0 | 0 | 0 | 0 | 0
ST | 29 | 0 | 0 | 0 | 0 | 0
STOG | 0 | 0 | 0 | 0 | 0 | 0
STWD | 0 | 0 | 0 | 0 | 0 | 0
WT | 101.2 | 3298.8 | 0 | 0 | 0 | 0
IGCC | 0 | 0 | 0 | 0 | 0 | 0
DemandResponse | 0 | 0 | 0 | 0 | 0 | 0
IGCC-CCS | 0 | 0 | 0 | 0 | 0 | 0
WT_off | 0 | 0 | 0 | 0 | 0 | 0
PseudoUnit | 0 | 0 | 0 | 0 | 0 | 0
FixedInterchange | 0 | 0 | 0 | 0 | 0 | 0
New Build Capacity by Reporting Type: NWPP_Coal
ReportingType | 2015 | 2020 | 2025 | 2030 | 2035 | 2040
BM | 0 | 0 | 0 | 0 | 0 | 0
CC | 0 | 0 | 0 | 0 | 0 | 0
CSP | 0 | 0 | 0 | 0 | 0 | 0
CT | 0 | 0 | 0 | 0 | 0 | 0
Coal | 0 | 0 | 0 | 0 | 0 | 0
Geo | 0 | 0 | 0 | 0 | 0 | 0
H | 0 | 0 | 0 | 0 | 0 | 0
LFG | 0 | 0 | 0 | 0 | 0 | 0
Nuc | 0 | 0 | 0 | 0 | 0 | 0
PS | 0 | 0 | 0 | 0 | 0 | 0
PV | 0 | 0 | 0 | 0 | 0 | 0
PeakG | 0 | 0 | 0 | 0 | 0 | 0
PeakO | 0 | 0 | 0 | 0 | 0 | 0
ST | 0 | 0 | 0 | 0 | 0 | 0
STOG | 0 | 0 | 0 | 0 | 0 | 0
STWD | 0 | 0 | 0 | 0 | 0 | 0
WT | 0 | 0 | 0 | 0 | 0 | 0
IGCC | 0 | 0 | 0 | 0 | 0 | 0
DemandResponse | 0 | 0 | 0 | 0 | 0 | 0
IGCC-CCS | 0 | 0 | 0 | 0 | 0 | 0
WT_off | 0 | 0 | 0 | 0 | 0 | 0
PseudoUnit | 0 | 0 | 0 | 0 | 0 | 0
FixedInterchange | 0 | 0 | 0 | 0 | 0 | 0
New Build Capacity by Reporting Type: NWPP_Gas
ReportingType | 2015 | 2020 | 2025 | 2030 | 2035 | 2040
BM | 0 | 0 | 0 | 0 | 0 | 0
CC | 300 | 0 | 4589.68 | 8471.58 | 384.6 | 5122.76
CSP | 0 | 0 | 0 | 0 | 0 | 0
CT | 150 | 0 | 0 | 0 | 0 | 0
Coal | 0 | 0 | 0 | 0 | 0 | 1953.21
Geo | 0 | 0 | 0 | 0 | 0 | 0
H | 0 | 0 | 0 | 0 | 0 | 0
LFG | 0 | 0 | 0 | 0 | 0 | 0
Nuc | 0 | 0 | 0 | 0 | 0 | 0
PS | 0 | 0 | 0 | 0 | 0 | 0
PV | 0 | 0 | 0 | 0 | 0 | 0
PeakG | 0 | 0 | 0 | 0 | 0 | 0
PeakO | 0 | 0 | 0 | 0 | 0 | 0
ST | 0 | 0 | 0 | 0 | 0 | 0
STOG | 0 | 0 | 0 | 0 | 0 | 0
STWD | 0 | 0 | 0 | 0 | 0 | 0
WT | 0 | 0 | 0 | 0 | 0 | 0
IGCC | 0 | 0 | 0 | 0 | 0 | 0
DemandResponse | 0 | 0 | 0 | 0 | 0 | 0
IGCC-CCS | 0 | 0 | 0 | 0 | 0 | 0
WT_off | 0 | 0 | 0 | 0 | 0 | 0
PseudoUnit | 0 | 0 | 0 | 0 | 0 | 0
FixedInterchange | 0 | 0 | 0 | 0 | 0 | 0
New Build Capacity by Reporting Type: NWPP_NucRenew
ReportingType | 2015 | 2020 | 2025 | 2030 | 2035 | 2040
BM | 32.55 | 0 | 0 | 0 | 0 | 0
CC | 0 | 0 | 0 | 0 | 0 | 0
CSP | 0 | 0 | 0 | 0 | 0 | 0
CT | 0 | 0 | 0 | 0 | 0 | 0
Coal | 0 | 0 | 0 | 0 | 0 | 0
Geo | 86 | 0 | 434 | 0 | 0 | 0
H | 0 | 0 | 0 | 0 | 0 | 0
LFG | 25.5 | 77.29 | 167.21 | 0 | 0 | 0
Nuc | 0 | 0 | 0 | 0 | 0 | 0
PS | 0 | 0 | 0 | 0 | 0 | 0
PV | 0 | 0 | 0 | 0 | 0 | 0
PeakG | 0 | 0 | 0 | 0 | 0 | 0
PeakO | 0 | 0 | 0 | 0 | 0 | 0
ST | 0 | 0 | 0 | 0 | 0 | 0
STOG | 0 | 0 | 0 | 0 | 0 | 0
STWD | 0 | 0 | 0 | 0 | 0 | 0
WT | 977.3 | 0 | 0 | 653.18 | 0 | 0
IGCC | 0 | 0 | 0 | 0 | 0 | 0
DemandResponse | 0 | 0 | 0 | 0 | 0 | 0
IGCC-CCS | 0 | 0 | 0 | 0 | 0 | 0
WT_off | 0 | 0 | 0 | 0 | 0 | 0
PseudoUnit | 0 | 0 | 0 | 0 | 0 | 0
FixedInterchange | 0 | 0 | 0 | 0 | 0 | 0
New Build Capacity by Reporting Type: RMPA
ReportingType | 2015 | 2020 | 2025 | 2030 | 2035 | 2040
BM | 0 | 0 | 0 | 0 | 0 | 0
CC | 0 | 0 | 0 | 0 | 0 | 0
CSP | 0 | 0 | 0 | 0 | 0 | 0
CT | 152 | 0 | 0 | 174.23 | 348.61 | 572.57
Coal | 390 | 971.43 | 0 | 1961.48 | 2178.1 | 2255.83
Geo | 0 | 25 | 2545 | 0 | 0 | 0
H | 0 | 0 | 0 | 0 | 0 | 0
LFG | 1.4 | 28.93 | 0 | 0 | 0 | 0
Nuc | 0 | 0 | 0 | 0 | 0 | 0
PS | 0 | 0 | 0 | 0 | 0 | 0
PV | 1 | 0 | 0 | 0 | 0 | 0
PeakG | 0 | 0 | 0 | 0 | 0 | 0
PeakO | 0 | 0 | 0 | 0 | 0 | 0
ST | 3 | 411.94 | 58.65 | 57.14 | 0 | 0
STOG | 0 | 0 | 0 | 0 | 0 | 0
STWD | 0 | 0 | 0 | 0 | 0 | 0
WT | 765.4 | 2930.46 | 0 | 0 | 0 | 0
IGCC | 0 | 0 | 0 | 0 | 0 | 0
DemandResponse | 0 | 0 | 0 | 0 | 0 | 0
IGCC-CCS | 0 | 0 | 0 | 0 | 0 | 0
WT_off | 0 | 0 | 0 | 0 | 0 | 0
PseudoUnit | 0 | 0 | 0 | 0 | 0 | 0
FixedInterchange | 0 | 0 | 0 | 0 | 0 | 0
New Build Capacity by Reporting Type: SP15
ReportingType | 2015 | 2020 | 2025 | 2030 | 2035 | 2040
BM | 6 | 0 | 0 | 0 | 0 | 0
CC | 409.5 | 0 | 0 | 0 | 0 | 0
CSP | 0 | 0 | 0 | 0 | 0 | 0
CT | 0 | 0 | 0 | 0 | 596.07 | 0
Coal | 0 | 0 | 0 | 0 | 0 | 0
Geo | 50 | 1450 | 0 | 0 | 0 | 0
H | 0 | 0 | 0 | 0 | 0 | 0
LFG | 9.2 | 555.8 | 0 | 0 | 0 | 0
Nuc | 0 | 0 | 0 | 0 | 0 | 9592.41
PS | 0 | 0 | 0 | 0 | 0 | 0
PV | 3.8 | 0 | 0 | 0 | 0 | 0
PeakG | 0 | 0 | 0 | 0 | 0 | 0
PeakO | 0 | 0 | 0 | 0 | 0 | 0
ST | 448 | 0 | 0 | 0 | 0 | 0
STOG | 0 | 0 | 0 | 0 | 0 | 0
STWD | 0 | 0 | 0 | 0 | 0 | 0
WT | 735 | 0 | 0 | 0 | 0 | 0
IGCC | 0 | 0 | 0 | 0 | 0 | 0
DemandResponse | 0 | 0 | 0 | 0 | 0 | 0
IGCC-CCS | 0 | 0 | 0 | 0 | 0 | 0
WT_off | 0 | 0 | 0 | 0 | 0 | 0
PseudoUnit | 0 | 0 | 0 | 0 | 0 | 0
FixedInterchange | 0 | 0 | 0 | 0 | 0 | 0
New Build Capacity by Reporting Type: ALB
ReportingType | 2015 | 2020 | 2025 | 2030 | 2035 | 2040
BM | 0 | 0 | 0 | 0 | 0 | 0
CC | 536.56 | 1240.3 | 1344.81 | 1812.01 | 2099.52 | 0
CSP | 0 | 0 | 0 | 0 | 0 | 0
CT | 201.5 | 0 | 0 | 0 | 0 | 0
Coal | 495 | 0 | 0 | 0 | 0 | 0
Geo | 0 | 0 | 0 | 0 | 0 | 0
H | 0 | 0 | 0 | 0 | 0 | 0
LFG | 0 | 0 | 0 | 0 | 0 | 0
Nuc | 0 | 0 | 0 | 0 | 0 | 2377.93
PS | 0 | 0 | 0 | 0 | 0 | 0
PV | 0 | 0 | 0 | 0 | 0 | 0
PeakG | 0 | 0 | 0 | 0 | 0 | 0
PeakO | 0 | 0 | 0 | 0 | 0 | 0
ST | 0 | 0 | 0 | 0 | 0 | 0
STOG | 0 | 0 | 0 | 0 | 0 | 0
STWD | 0 | 0 | 0 | 0 | 0 | 0
WT | 9 | 0 | 0 | 0 | 0 | 0
IGCC | 0 | 0 | 0 | 0 | 0 | 0
DemandResponse | 0 | 0 | 0 | 0 | 0 | 0
IGCC-CCS | 0 | 0 | 0 | 0 | 0 | 0
WT_off | 0 | 0 | 0 | 0 | 0 | 0
PseudoUnit | 0 | 0 | 0 | 0 | 0 | 0
FixedInterchange | 0 | 0 | 0 | 0 | 0 | 0
New Build Capacity by Reporting Type: BC
ReportingType | 2015 | 2020 | 2025 | 2030 | 2035 | 2040
BM | 0 | 0 | 0 | 0 | 0 | 0
CC | 1544.53 | 1291.96 | 1362.02 | 1723.31 | 661.99 | 0
CSP | 0 | 0 | 0 | 0 | 0 | 0
CT | 0 | 0 | 0 | 0 | 1303.67 | 1570.96
Coal | 0 | 0 | 0 | 0 | 0 | 0
Geo | 0 | 0 | 0 | 0 | 0 | 0
H | 0 | 0 | 0 | 0 | 0 | 0
LFG | 0 | 0 | 0 | 0 | 0 | 0
Nuc | 0 | 0 | 0 | 0 | 0 | 609.13
PS | 0 | 0 | 0 | 0 | 0 | 0
PV | 0 | 0 | 0 | 0 | 0 | 0
PeakG | 0 | 0 | 0 | 0 | 0 | 0
PeakO | 0 | 0 | 0 | 0 | 0 | 0
ST | 0 | 0 | 0 | 0 | 0 | 0
STOG | 0 | 0 | 0 | 0 | 0 | 0
STWD | 0 | 0 | 0 | 0 | 0 | 0
WT | 144 | 0 | 0 | 0 | 0 | 0
IGCC | 0 | 0 | 0 | 0 | 0 | 0
DemandResponse | 0 | 0 | 0 | 0 | 0 | 0
IGCC-CCS | 0 | 0 | 0 | 0 | 0 | 0
WT_off | 0 | 0 | 0 | 0 | 0 | 0
PseudoUnit | 0 | 0 | 0 | 0 | 0 | 0
FixedInterchange | 0 | 0 | 0 | 0 | 0 | 0
New Build Capacity by Reporting Type: HQ_IESO
ReportingType | 2015 | 2020 | 2025 | 2030 | 2035 | 2040
BM | 0 | 0 | 0 | 0 | 0 | 0
CC | 0 | 0 | 0 | 0 | 0 | 0
CSP | 0 | 0 | 0 | 0 | 0 | 0
CT | 0 | 0 | 0 | 0 | 0 | 0
Coal | 0 | 0 | 0 | 0 | 0 | 0
Geo | 0 | 0 | 0 | 0 | 0 | 0
H | 0 | 0 | 0 | 0 | 0 | 0
LFG | 0 | 0 | 0 | 0 | 0 | 0
Nuc | 0 | 0 | 0 | 0 | 0 | 0
PS | 0 | 0 | 0 | 0 | 0 | 0
PV | 0 | 0 | 0 | 0 | 0 | 0
PeakG | 0 | 0 | 0 | 0 | 0 | 0
PeakO | 0 | 0 | 0 | 0 | 0 | 0
ST | 0 | 0 | 0 | 0 | 0 | 0
STOG | 0 | 0 | 0 | 0 | 0 | 0
STWD | 0 | 0 | 0 | 0 | 0 | 0
WT | 0 | 0 | 0 | 0 | 0 | 0
IGCC | 0 | 0 | 0 | 0 | 0 | 0
DemandResponse | 0 | 0 | 0 | 0 | 0 | 0
IGCC-CCS | 0 | 0 | 0 | 0 | 0 | 0
WT_off | 0 | 0 | 0 | 0 | 0 | 0
PseudoUnit | 0 | 0 | 0 | 0 | 0 | 0
FixedInterchange | 0 | 0 | 0 | 0 | 0 | 0
New Build Capacity by Reporting Type: HQ_NEISO
ReportingType | 2015 | 2020 | 2025 | 2030 | 2035 | 2040
BM | 0 | 0 | 0 | 0 | 0 | 0
CC | 0 | 0 | 0 | 0 | 0 | 0
CSP | 0 | 0 | 0 | 0 | 0 | 0
CT | 0 | 0 | 0 | 0 | 0 | 0
Coal | 0 | 0 | 0 | 0 | 0 | 0
Geo | 0 | 0 | 0 | 0 | 0 | 0
H | 0 | 0 | 0 | 0 | 0 | 0
LFG | 0 | 0 | 0 | 0 | 0 | 0
Nuc | 0 | 0 | 0 | 0 | 0 | 0
PS | 0 | 0 | 0 | 0 | 0 | 0
PV | 0 | 0 | 0 | 0 | 0 | 0
PeakG | 0 | 0 | 0 | 0 | 0 | 0
PeakO | 0 | 0 | 0 | 0 | 0 | 0
ST | 0 | 0 | 0 | 0 | 0 | 0
STOG | 0 | 0 | 0 | 0 | 0 | 0
STWD | 0 | 0 | 0 | 0 | 0 | 0
WT | 0 | 0 | 0 | 0 | 0 | 0
IGCC | 0 | 0 | 0 | 0 | 0 | 0
DemandResponse | 0 | 0 | 0 | 0 | 0 | 0
IGCC-CCS | 0 | 0 | 0 | 0 | 0 | 0
WT_off | 0 | 0 | 0 | 0 | 0 | 0
PseudoUnit | 0 | 0 | 0 | 0 | 0 | 0
FixedInterchange | 0 | 0 | 0 | 0 | 0 | 0
New Build Capacity by Reporting Type: HQ_NY
ReportingType | 2015 | 2020 | 2025 | 2030 | 2035 | 2040
BM | 0 | 0 | 0 | 0 | 0 | 0
CC | 0 | 0 | 0 | 0 | 0 | 0
CSP | 0 | 0 | 0 | 0 | 0 | 0
CT | 0 | 0 | 0 | 0 | 0 | 0
Coal | 0 | 0 | 0 | 0 | 0 | 0
Geo | 0 | 0 | 0 | 0 | 0 | 0
H | 0 | 0 | 0 | 0 | 0 | 0
LFG | 0 | 0 | 0 | 0 | 0 | 0
Nuc | 0 | 0 | 0 | 0 | 0 | 0
PS | 0 | 0 | 0 | 0 | 0 | 0
PV | 0 | 0 | 0 | 0 | 0 | 0
PeakG | 0 | 0 | 0 | 0 | 0 | 0
PeakO | 0 | 0 | 0 | 0 | 0 | 0
ST | 0 | 0 | 0 | 0 | 0 | 0
STOG | 0 | 0 | 0 | 0 | 0 | 0
STWD | 0 | 0 | 0 | 0 | 0 | 0
WT | 0 | 0 | 0 | 0 | 0 | 0
IGCC | 0 | 0 | 0 | 0 | 0 | 0
DemandResponse | 0 | 0 | 0 | 0 | 0 | 0
IGCC-CCS | 0 | 0 | 0 | 0 | 0 | 0
WT_off | 0 | 0 | 0 | 0 | 0 | 0
PseudoUnit | 0 | 0 | 0 | 0 | 0 | 0
FixedInterchange | 0 | 0 | 0 | 0 | 0 | 0
New Build Capacity by Reporting Type: MARITIMES
ReportingType | 2015 | 2020 | 2025 | 2030 | 2035 | 2040
BM | 0 | 0 | 0 | 0 | 0 | 0
CC | 0 | 0 | 0 | 0 | 0 | 0
CSP | 0 | 0 | 0 | 0 | 0 | 0
CT | 0 | 0 | 0 | 0 | 0 | 0
Coal | 0 | 0 | 0 | 0 | 0 | 0
Geo | 0 | 0 | 0 | 0 | 0 | 0
H | 0 | 0 | 0 | 0 | 0 | 0
LFG | 0 | 0 | 0 | 0 | 0 | 0
Nuc | 0 | 0 | 0 | 0 | 0 | 0
PS | 0 | 0 | 0 | 0 | 0 | 0
PV | 0 | 0 | 0 | 0 | 0 | 0
PeakG | 0 | 0 | 0 | 0 | 0 | 0
PeakO | 0 | 0 | 0 | 0 | 0 | 0
ST | 0 | 0 | 0 | 0 | 0 | 0
STOG | 0 | 0 | 0 | 0 | 0 | 0
STWD | 0 | 0 | 0 | 0 | 0 | 0
WT | 0 | 0 | 0 | 0 | 0 | 0
IGCC | 0 | 0 | 0 | 0 | 0 | 0
DemandResponse | 0 | 0 | 0 | 0 | 0 | 0
IGCC-CCS | 0 | 0 | 0 | 0 | 0 | 0
WT_off | 0 | 0 | 0 | 0 | 0 | 0
PseudoUnit | 0 | 0 | 500 | 0 | 0 | 0
FixedInterchange | 0 | 0 | 0 | 0 | 0 | 0
New Build Capacity by Reporting Type: All
ReportingType | 2015 | 2020 | 2025 | 2030 | 2035 | 2040
BM | 1251 | 377.82 | 939.4 | 222.27 | 366.62 | 354.76
CC | 36804.99 | 46314.27 | 47600.66 | 76125.63 | 92957.82 | 68070.16
CSP | 0 | 0 | 0 | 0 | 0 | 0
CT | 9525.45 | 18436.39 | 11121.13 | 28599.89 | 24705.96 | 15570.18
Coal | 10763.64 | 971.43 | 0 | 1976.93 | 14909.07 | 35119.36
Geo | 136 | 2075 | 4429 | 0 | 0 | 0
H | 0 | 504 | 786.95 | 1056.26 | 1195.83 | 2710.11
LFG | 192 | 1953 | 2210 | 724 | 0 | 0
Nuc | 9853.86 | 17049 | 4871 | 0 | 9060.28 | 23088.73
PS | 0 | 0 | 0 | 0 | 0 | 0
PV | 1246 | 2430.75 | 1392.35 | 480.15 | 384.21 | 399.27
PeakG | 0 | 0 | 0 | 0 | 0 | 0
PeakO | 0 | 0 | 0 | 0 | 0 | 0
ST | 760 | 953.27 | 426.42 | 201.96 | 0 | 0
STOG | 0 | 0 | 0 | 0 | 0 | 0
STWD | 0 | 0 | 0 | 0 | 0 | 0
WT | 25342 | 34674.84 | 8726.05 | 16209.24 | 27805.07 | 12569.6
IGCC | 618 | 0 | 0 | 0 | 0 | 0
DemandResponse | 0 | 0 | 0 | 0 | 0 | 0
IGCC-CCS | 0 | 0 | 0 | 0 | 0 | 0
WT_off | 469 | 0 | 1100 | 0 | 0 | 0
PseudoUnit | 0 | 0 | 500 | 0 | 0 | 0
FixedInterchange | 0 | 0 | 0 | 0 | 0 | 0
New Build Capacity by Reporting Type: EI_US
ReportingType | 2015 | 2020 | 2025 | 2030 | 2035 | 2040
BM | 741.12 | 377.82 | 939.4 | 222.27 | 366.62 | 354.76
CC | 27979.21 | 32443.54 | 34176.19 | 50059.19 | 67457.2 | 48316.46
CSP | 0 | 0 | 0 | 0 | 0 | 0
CT | 4577.92 | 14142.48 | 3341.88 | 19648.37 | 21116.65 | 12719.52
Coal | 7858.64 | 0 | 0 | 15.45 | 12730.98 | 30910.33
Geo | 0 | 0 | 0 | 0 | 0 | 0
H | 0 | 504 | 0 | 3 | 0 | 958
LFG | 141.4 | 665.31 | 2042.79 | 369.5 | 0 | 0
Nuc | 8855.27 | 17049 | 4871 | 0 | 0 | 7193.22
PS | 0 | 0 | 0 | 0 | 0 | 0
PV | 57.74 | 2430.75 | 1392.35 | 480.15 | 384.21 | 399.27
PeakG | 0 | 0 | 0 | 0 | 0 | 0
PeakO | 0 | 0 | 0 | 0 | 0 | 0
ST | 0 | 0 | 0 | 0 | 0 | 0
STOG | 0 | 0 | 0 | 0 | 0 | 0
STWD | 0 | 0 | 0 | 0 | 0 | 0
WT | 19786.6 | 15235.45 | 8726.05 | 12483.65 | 27169.79 | 12569.6
IGCC | 618 | 0 | 0 | 0 | 0 | 0
DemandResponse | 0 | 0 | 0 | 0 | 0 | 0
IGCC-CCS | 0 | 0 | 0 | 0 | 0 | 0
WT_off | 469 | 0 | 1100 | 0 | 0 | 0
PseudoUnit | 0 | 0 | 500 | 0 | 0 | 0
FixedInterchange | 0 | 0 | 0 | 0 | 0 | 0
New Build Capacity by Reporting Type: EI_Canada
ReportingType | 2015 | 2020 | 2025 | 2030 | 2035 | 2040
BM | 326.33 | 0 | 0 | 0 | 0 | 0
CC | 2097.58 | 1087.06 | 0 | 0 | 3792.32 | 3758.79
CSP | 0 | 0 | 0 | 0 | 0 | 0
CT | 471.88 | 23.55 | 0 | 0 | 656.57 | 707.13
Coal | 0 | 0 | 0 | 0 | 0 | 0
Geo | 0 | 0 | 0 | 0 | 0 | 0
H | 0 | 0 | 786.95 | 1053.26 | 1195.83 | 1752.11
LFG | 14.5 | 0 | 0 | 0.5 | 0 | 0
Nuc | 998.59 | 0 | 0 | 0 | 0 | 0
PS | 0 | 0 | 0 | 0 | 0 | 0
PV | 1067.26 | 0 | 0 | 0 | 0 | 0
PeakG | 0 | 0 | 0 | 0 | 0 | 0
PeakO | 0 | 0 | 0 | 0 | 0 | 0
ST | 0 | 0 | 0 | 0 | 0 | 0
STOG | 0 | 0 | 0 | 0 | 0 | 0
STWD | 0 | 0 | 0 | 0 | 0 | 0
WT | 2408.3 | 0 | 0 | 0 | 0 | 0
IGCC | 0 | 0 | 0 | 0 | 0 | 0
DemandResponse | 0 | 0 | 0 | 0 | 0 | 0
IGCC-CCS | 0 | 0 | 0 | 0 | 0 | 0
WT_off | 0 | 0 | 0 | 0 | 0 | 0
PseudoUnit | 0 | 0 | 0 | 0 | 0 | 0
FixedInterchange | 0 | 0 | 0 | 0 | 0 | 0
New Build Capacity by Reporting Type: EI
ReportingType | 2015 | 2020 | 2025 | 2030 | 2035 | 2040
BM | 1067.45 | 377.82 | 939.4 | 222.27 | 366.62 | 354.76
CC | 30076.79 | 33530.6 | 34176.19 | 50059.19 | 71249.52 | 52075.25
CSP | 0 | 0 | 0 | 0 | 0 | 0
CT | 5049.8 | 14166.02 | 3341.88 | 19648.37 | 21773.22 | 13426.65
Coal | 7858.64 | 0 | 0 | 15.45 | 12730.98 | 30910.33
Geo | 0 | 0 | 0 | 0 | 0 | 0
H | 0 | 504 | 786.95 | 1056.26 | 1195.83 | 2710.11
LFG | 155.9 | 665.31 | 2042.79 | 370 | 0 | 0
Nuc | 9853.86 | 17049 | 4871 | 0 | 0 | 7193.22
PS | 0 | 0 | 0 | 0 | 0 | 0
PV | 1125 | 2430.75 | 1392.35 | 480.15 | 384.21 | 399.27
PeakG | 0 | 0 | 0 | 0 | 0 | 0
PeakO | 0 | 0 | 0 | 0 | 0 | 0
ST | 0 | 0 | 0 | 0 | 0 | 0
STOG | 0 | 0 | 0 | 0 | 0 | 0
STWD | 0 | 0 | 0 | 0 | 0 | 0
WT | 22194.9 | 15235.45 | 8726.05 | 12483.65 | 27169.79 | 12569.6
IGCC | 618 | 0 | 0 | 0 | 0 | 0
DemandResponse | 0 | 0 | 0 | 0 | 0 | 0
IGCC-CCS | 0 | 0 | 0 | 0 | 0 | 0
WT_off | 469 | 0 | 1100 | 0 | 0 | 0
PseudoUnit | 0 | 0 | 500 | 0 | 0 | 0
FixedInterchange | 0 | 0 | 0 | 0 | 0 | 0
New Build Capacity by Reporting Type: Outside_EI
ReportingType | 2015 | 2020 | 2025 | 2030 | 2035 | 2040
BM | 183.55 | 0 | 0 | 0 | 0 | 0
CC | 6728.2 | 12783.66 | 13424.47 | 26066.44 | 21708.3 | 15994.91
CSP | 0 | 0 | 0 | 0 | 0 | 0
CT | 4475.65 | 4270.37 | 7779.25 | 8951.51 | 2932.74 | 2143.54
Coal | 2905 | 971.43 | 0 | 1961.48 | 2178.1 | 4209.03
Geo | 136 | 2075 | 4429 | 0 | 0 | 0
H | 0 | 0 | 0 | 0 | 0 | 0
LFG | 36.1 | 1287.69 | 167.21 | 354 | 0 | 0
Nuc | 0 | 0 | 0 | 0 | 9060.28 | 15895.51
PS | 0 | 0 | 0 | 0 | 0 | 0
PV | 121 | 0 | 0 | 0 | 0 | 0
PeakG | 0 | 0 | 0 | 0 | 0 | 0
PeakO | 0 | 0 | 0 | 0 | 0 | 0
ST | 760 | 953.27 | 426.42 | 201.96 | 0 | 0
STOG | 0 | 0 | 0 | 0 | 0 | 0
STWD | 0 | 0 | 0 | 0 | 0 | 0
WT | 3147.1 | 19439.39 | 0 | 3725.59 | 635.29 | 0
IGCC | 0 | 0 | 0 | 0 | 0 | 0
DemandResponse | 0 | 0 | 0 | 0 | 0 | 0
IGCC-CCS | 0 | 0 | 0 | 0 | 0 | 0
WT_off | 0 | 0 | 0 | 0 | 0 | 0
PseudoUnit | 0 | 0 | 0 | 0 | 0 | 0
FixedInterchange | 0 | 0 | 0 | 0 | 0 | 0
#2 | Cumulative New Build Capacity (MW)
Cumulative New Build Capacity by Reporting Type: Entergy
ReportingType | 2015 | 2020 | 2025 | 2030 | 2035 | 2040
BM | 0 | 0 | 0 | 0 | 0 | 0
CC | 33.97 | 3117.21 | 5059.11 | 8095.95 | 11972.96 | 17856.41
CSP | 0 | 0 | 0 | 0 | 0 | 0
CT | 0 | 0 | 0 | 0 | 0 | 0
Coal | 720 | 720 | 720 | 720 | 720 | 720
Geo | 0 | 0 | 0 | 0 | 0 | 0
H | 0 | 0 | 0 | 0 | 0 | 0
LFG | 0 | 0 | 107.4 | 107.4 | 107.4 | 107.4
Nuc | 456.92 | 456.92 | 456.92 | 456.92 | 456.92 | 456.92
PS | 0 | 0 | 0 | 0 | 0 | 0
PV | 0.29 | 70.68 | 114.64 | 124.27 | 134.2 | 146.88
PeakG | 0 | 0 | 0 | 0 | 0 | 0
PeakO | 0 | 0 | 0 | 0 | 0 | 0
ST | 0 | 0 | 0 | 0 | 0 | 0
STOG | 0 | 0 | 0 | 0 | 0 | 0
STWD | 0 | 0 | 0 | 0 | 0 | 0
WT | 0 | 0 | 0 | 0 | 0 | 0
IGCC | 0 | 0 | 0 | 0 | 0 | 0
DemandResponse | 0 | 0 | 0 | 0 | 0 | 0
IGCC-CCS | 0 | 0 | 0 | 0 | 0 | 0
WT_off | 0 | 0 | 0 | 0 | 0 | 0
PseudoUnit | 0 | 0 | 0 | 0 | 0 | 0
FixedInterchange | 0 | 0 | 0 | 0 | 0 | 0
Cumulative New Build Capacity by Reporting Type: FRCC
ReportingType | 2015 | 2020 | 2025 | 2030 | 2035 | 2040
BM | 0 | 0 | 0 | 0 | 0 | 0
CC | 1516.9 | 5359.43 | 9873.03 | 17597.09 | 29324.07 | 29324.07
CSP | 0 | 0 | 0 | 0 | 0 | 0
CT | 2480 | 2480 | 2480 | 2480 | 2480 | 2947.07
Coal | 0 | 0 | 0 | 0 | 0 | 0
Geo | 0 | 0 | 0 | 0 | 0 | 0
H | 0 | 0 | 0 | 0 | 0 | 0
LFG | 0 | 0 | 198 | 198 | 198 | 198
Nuc | 339.47 | 3690.47 | 4807.47 | 4807.47 | 4807.47 | 12000.7
PS | 0 | 0 | 0 | 0 | 0 | 0
PV | 0 | 0 | 0 | 0 | 0 | 0
PeakG | 0 | 0 | 0 | 0 | 0 | 0
PeakO | 0 | 0 | 0 | 0 | 0 | 0
ST | 0 | 0 | 0 | 0 | 0 | 0
STOG | 0 | 0 | 0 | 0 | 0 | 0
STWD | 0 | 0 | 0 | 0 | 0 | 0
WT | 0 | 0 | 0 | 0 | 0 | 0
IGCC | 0 | 0 | 0 | 0 | 0 | 0
DemandResponse | 0 | 0 | 0 | 0 | 0 | 0
IGCC-CCS | 0 | 0 | 0 | 0 | 0 | 0
WT_off | 0 | 0 | 0 | 0 | 0 | 0
PseudoUnit | 0 | 0 | 0 | 0 | 0 | 0
FixedInterchange | 0 | 0 | 0 | 0 | 0 | 0
Cumulative New Build Capacity by Reporting Type: MAPP_US
ReportingType | 2015 | 2020 | 2025 | 2030 | 2035 | 2040
BM | 0 | 0 | 0 | 0 | 0 | 0
CC | 0 | 0 | 0 | 0 | 0 | 0
CSP | 0 | 0 | 0 | 0 | 0 | 0
CT | 308.3 | 308.3 | 339.13 | 1075.58 | 1515.16 | 1848.38
Coal | 0 | 0 | 0 | 0 | 347.58 | 799.99
Geo | 0 | 0 | 0 | 0 | 0 | 0
H | 0 | 0 | 0 | 0 | 0 | 0
LFG | 0 | 0 | 71.67 | 71.67 | 71.67 | 71.67
Nuc | 0 | 0 | 0 | 0 | 0 | 0
PS | 0 | 0 | 0 | 0 | 0 | 0
PV | 0 | 0 | 0 | 0 | 0 | 0
PeakG | 0 | 0 | 0 | 0 | 0 | 0
PeakO | 0 | 0 | 0 | 0 | 0 | 0
ST | 0 | 0 | 0 | 0 | 0 | 0
STOG | 0 | 0 | 0 | 0 | 0 | 0
STWD | 0 | 0 | 0 | 0 | 0 | 0
WT | 421.3 | 1209.12 | 1460.57 | 1736.91 | 2032.59 | 2329.08
IGCC | 0 | 0 | 0 | 0 | 0 | 0
DemandResponse | 0 | 0 | 0 | 0 | 0 | 0
IGCC-CCS | 0 | 0 | 0 | 0 | 0 | 0
WT_off | 0 | 0 | 0 | 0 | 0 | 0
PseudoUnit | 0 | 0 | 0 | 0 | 0 | 0
FixedInterchange | 0 | 0 | 0 | 0 | 0 | 0
Cumulative New Build Capacity by Reporting Type: MISO_IN
ReportingType | 2015 | 2020 | 2025 | 2030 | 2035 | 2040
BM | 0 | 0 | 0 | 0 | 0 | 0
CC | 0 | 3667.16 | 7656.39 | 12058.32 | 16126.24 | 18139.02
CSP | 0 | 0 | 0 | 0 | 0 | 0
CT | 0 | 0 | 0 | 0 | 0 | 0
Coal | 0 | 0 | 0 | 0 | 0 | 0
Geo | 0 | 0 | 0 | 0 | 0 | 0
H | 0 | 0 | 0 | 0 | 0 | 0
LFG | 0 | 0 | 80.12 | 80.12 | 80.12 | 80.12
Nuc | 0 | 0 | 0 | 0 | 0 | 0
PS | 0 | 0 | 0 | 0 | 0 | 0
PV | 0 | 272.03 | 460.5 | 492.32 | 537.82 | 582.81
PeakG | 0 | 0 | 0 | 0 | 0 | 0
PeakO | 0 | 0 | 0 | 0 | 0 | 0
ST | 0 | 0 | 0 | 0 | 0 | 0
STOG | 0 | 0 | 0 | 0 | 0 | 0
STWD | 0 | 0 | 0 | 0 | 0 | 0
WT | 0 | 0 | 0 | 0 | 0 | 0
IGCC | 618 | 618 | 618 | 618 | 618 | 618
DemandResponse | 0 | 0 | 0 | 0 | 0 | 0
IGCC-CCS | 0 | 0 | 0 | 0 | 0 | 0
WT_off | 0 | 0 | 0 | 0 | 0 | 0
PseudoUnit | 0 | 0 | 0 | 0 | 0 | 0
FixedInterchange | 0 | 0 | 0 | 0 | 0 | 0
Cumulative New Build Capacity by Reporting Type: MISO_MI
ReportingType | 2015 | 2020 | 2025 | 2030 | 2035 | 2040
BM | 0 | 0 | 0 | 0 | 0 | 0
CC | 0 | 0 | 0 | 0 | 1469.29 | 3396.28
CSP | 0 | 0 | 0 | 0 | 0 | 0
CT | 0 | 0 | 0 | 0 | 0 | 0
Coal | 0 | 0 | 0 | 0 | 0 | 0
Geo | 0 | 0 | 0 | 0 | 0 | 0
H | 0 | 0 | 0 | 0 | 0 | 0
LFG | 0 | 160.25 | 160.25 | 160.25 | 160.25 | 160.25
Nuc | 164.34 | 164.34 | 1684.34 | 1684.34 | 1684.34 | 1684.34
PS | 0 | 0 | 0 | 0 | 0 | 0
PV | 0 | 0 | 0 | 0 | 0 | 0
PeakG | 0 | 0 | 0 | 0 | 0 | 0
PeakO | 0 | 0 | 0 | 0 | 0 | 0
ST | 0 | 0 | 0 | 0 | 0 | 0
STOG | 0 | 0 | 0 | 0 | 0 | 0
STWD | 0 | 0 | 0 | 0 | 0 | 0
WT | 2000 | 2000 | 2925.08 | 3601.04 | 4080.47 | 4691.27
IGCC | 0 | 0 | 0 | 0 | 0 | 0
DemandResponse | 0 | 0 | 0 | 0 | 0 | 0
IGCC-CCS | 0 | 0 | 0 | 0 | 0 | 0
WT_off | 0 | 0 | 0 | 0 | 0 | 0
PseudoUnit | 0 | 0 | 0 | 0 | 0 | 0
FixedInterchange | 0 | 0 | 0 | 0 | 0 | 0
Cumulative New Build Capacity by Reporting Type: MISO_MO-IL
ReportingType | 2015 | 2020 | 2025 | 2030 | 2035 | 2040
BM | 0 | 0 | 0 | 0 | 0 | 0
CC | 0 | 0 | 0 | 0 | 0 | 0
CSP | 0 | 0 | 0 | 0 | 0 | 0
CT | 0 | 0 | 0 | 0 | 0 | 0
Coal | 1790 | 1790 | 1790 | 1790 | 1790 | 1790
Geo | 0 | 0 | 0 | 0 | 0 | 0
H | 0 | 0 | 0 | 0 | 0 | 280
LFG | 0 | 0 | 223.33 | 223.33 | 223.33 | 223.33
Nuc | 194.27 | 194.27 | 194.27 | 194.27 | 194.27 | 194.27
PS | 0 | 0 | 0 | 0 | 0 | 0
PV | 0 | 0 | 0 | 0 | 0 | 0
PeakG | 0 | 0 | 0 | 0 | 0 | 0
PeakO | 0 | 0 | 0 | 0 | 0 | 0
ST | 0 | 0 | 0 | 0 | 0 | 0
STOG | 0 | 0 | 0 | 0 | 0 | 0
STWD | 0 | 0 | 0 | 0 | 0 | 0
WT | 300 | 300 | 300 | 300 | 300 | 300
IGCC | 0 | 0 | 0 | 0 | 0 | 0
DemandResponse | 0 | 0 | 0 | 0 | 0 | 0
IGCC-CCS | 0 | 0 | 0 | 0 | 0 | 0
WT_off | 0 | 0 | 0 | 0 | 0 | 0
PseudoUnit | 0 | 0 | 0 | 0 | 0 | 0
FixedInterchange | 0 | 0 | 0 | 0 | 0 | 0
Cumulative New Build Capacity by Reporting Type: MISO_W
ReportingType | 2015 | 2020 | 2025 | 2030 | 2035 | 2040
BM | 0 | 0 | 0 | 0 | 0 | 0
CC | 0 | 0 | 0 | 0 | 0 | 0
CSP | 0 | 0 | 0 | 0 | 0 | 0
CT | 0 | 0 | 0 | 0 | 0 | 0
Coal | 0 | 0 | 0 | 0 | 5551.62 | 12750.08
Geo | 0 | 0 | 0 | 0 | 0 | 0
H | 0 | 0 | 0 | 0 | 0 | 0
LFG | 0 | 0 | 71.67 | 71.67 | 71.67 | 71.67
Nuc | 197.22 | 197.22 | 197.22 | 197.22 | 197.22 | 197.22
PS | 0 | 0 | 0 | 0 | 0 | 0
PV | 0 | 0 | 0 | 0 | 0 | 0
PeakG | 0 | 0 | 0 | 0 | 0 | 0
PeakO | 0 | 0 | 0 | 0 | 0 | 0
ST | 0 | 0 | 0 | 0 | 0 | 0
STOG | 0 | 0 | 0 | 0 | 0 | 0
STWD | 0 | 0 | 0 | 0 | 0 | 0
WT | 2800.5 | 5931.41 | 10260 | 12078.9 | 13892.62 | 15693.47
IGCC | 0 | 0 | 0 | 0 | 0 | 0
DemandResponse | 0 | 0 | 0 | 0 | 0 | 0
IGCC-CCS | 0 | 0 | 0 | 0 | 0 | 0
WT_off | 0 | 0 | 0 | 0 | 0 | 0
PseudoUnit | 0 | 0 | 0 | 0 | 0 | 0
FixedInterchange | 0 | 0 | 0 | 0 | 0 | 0
Cumulative New Build Capacity by Reporting Type: MISO_WUMS
ReportingType | 2015 | 2020 | 2025 | 2030 | 2035 | 2040
BM | 0 | 0 | 0 | 0 | 0 | 0
CC | 0 | 3800.3 | 4268.46 | 5363.85 | 8579.87 | 8691.23
CSP | 0 | 0 | 0 | 0 | 0 | 0
CT | 0 | 7709.46 | 9998.82 | 17303.43 | 21086.08 | 23699.04
Coal | 615 | 615 | 615 | 615 | 615 | 615
Geo | 0 | 0 | 0 | 0 | 0 | 0
H | 0 | 1 | 1 | 1 | 1 | 1
LFG | 0 | 0 | 223.33 | 223.33 | 223.33 | 223.33
Nuc | 235 | 235 | 235 | 235 | 235 | 235
PS | 0 | 0 | 0 | 0 | 0 | 0
PV | 0 | 0 | 0 | 0 | 0 | 0
PeakG | 0 | 0 | 0 | 0 | 0 | 0
PeakO | 0 | 0 | 0 | 0 | 0 | 0
ST | 0 | 0 | 0 | 0 | 0 | 0
STOG | 0 | 0 | 0 | 0 | 0 | 0
STWD | 0 | 0 | 0 | 0 | 0 | 0
WT | 968.9 | 968.9 | 968.9 | 968.9 | 968.9 | 968.9
IGCC | 0 | 0 | 0 | 0 | 0 | 0
DemandResponse | 0 | 0 | 0 | 0 | 0 | 0
IGCC-CCS | 0 | 0 | 0 | 0 | 0 | 0
WT_off | 0 | 0 | 0 | 0 | 0 | 0
PseudoUnit | 0 | 0 | 0 | 0 | 0 | 0
FixedInterchange | 0 | 0 | 0 | 0 | 0 | 0
Cumulative New Build Capacity by Reporting Type: Nebraska
ReportingType | 2015 | 2020 | 2025 | 2030 | 2035 | 2040
BM | 0 | 0 | 0 | 0 | 0 | 0
CC | 0 | 0 | 350.72 | 350.72 | 350.72 | 350.72
CSP | 0 | 0 | 0 | 0 | 0 | 0
CT | 0 | 0 | 0 | 0 | 0 | 0
Coal | 232.1 | 232.1 | 232.1 | 247.55 | 3555.54 | 4103.5
Geo | 0 | 0 | 0 | 0 | 0 | 0
H | 0 | 0 | 0 | 0 | 0 | 0
LFG | 0 | 0 | 71.67 | 71.67 | 71.67 | 71.67
Nuc | 108.91 | 108.91 | 108.91 | 108.91 | 108.91 | 108.91
PS | 0 | 0 | 0 | 0 | 0 | 0
PV | 0 | 0 | 0 | 0 | 0 | 0
PeakG | 0 | 0 | 0 | 0 | 0 | 0
PeakO | 0 | 0 | 0 | 0 | 0 | 0
ST | 0 | 0 | 0 | 0 | 0 | 0
STOG | 0 | 0 | 0 | 0 | 0 | 0
STWD | 0 | 0 | 0 | 0 | 0 | 0
WT | 202 | 202 | 202 | 202 | 202 | 202
IGCC | 0 | 0 | 0 | 0 | 0 | 0
DemandResponse | 0 | 0 | 0 | 0 | 0 | 0
IGCC-CCS | 0 | 0 | 0 | 0 | 0 | 0
WT_off | 0 | 0 | 0 | 0 | 0 | 0
PseudoUnit | 0 | 0 | 0 | 0 | 0 | 0
FixedInterchange | 0 | 0 | 0 | 0 | 0 | 0
Cumulative New Build Capacity by Reporting Type: NEISO
ReportingType | 2015 | 2020 | 2025 | 2030 | 2035 | 2040
BM | 252.2 | 252.2 | 252.2 | 252.2 | 252.2 | 252.2
CC | 2049.5 | 2049.5 | 2049.5 | 2049.5 | 2049.5 | 4712.19
CSP | 0 | 0 | 0 | 0 | 0 | 0
CT | 334 | 334 | 334 | 2287.49 | 5823.01 | 6221.67
Coal | 0 | 0 | 0 | 0 | 0 | 0
Geo | 0 | 0 | 0 | 0 | 0 | 0
H | 0 | 0 | 0 | 3 | 3 | 3
LFG | 49.26 | 49.26 | 119 | 119 | 119 | 119
Nuc | 404.07 | 404.07 | 404.07 | 404.07 | 404.07 | 404.07
PS | 0 | 0 | 0 | 0 | 0 | 0
PV | 0 | 343.52 | 361.14 | 381.15 | 400.75 | 421.36
PeakG | 0 | 0 | 0 | 0 | 0 | 0
PeakO | 0 | 0 | 0 | 0 | 0 | 0
ST | 0 | 0 | 0 | 0 | 0 | 0
STOG | 0 | 0 | 0 | 0 | 0 | 0
STWD | 0 | 0 | 0 | 0 | 0 | 0
WT | 231.2 | 3942.77 | 5280 | 5280 | 5280 | 5280
IGCC | 0 | 0 | 0 | 0 | 0 | 0
DemandResponse | 0 | 0 | 0 | 0 | 0 | 0
IGCC-CCS | 0 | 0 | 0 | 0 | 0 | 0
WT_off | 468 | 468 | 468 | 468 | 468 | 468
PseudoUnit | 0 | 0 | 0 | 0 | 0 | 0
FixedInterchange | 0 | 0 | 0 | 0 | 0 | 0
Cumulative New Build Capacity by Reporting Type: NonRTO_Midwest
ReportingType | 2015 | 2020 | 2025 | 2030 | 2035 | 2040
BM | 0 | 0 | 0 | 0 | 0 | 0
CC | 0 | 401.21 | 1177.71 | 2507.45 | 3791.31 | 4513.93
CSP | 0 | 0 | 0 | 0 | 0 | 0
CT | 0 | 528.22 | 612.08 | 977.51 | 1020.14 | 1824.64
Coal | 0 | 0 | 0 | 0 | 0 | 0
Geo | 0 | 0 | 0 | 0 | 0 | 0
H | 0 | 0 | 0 | 0 | 0 | 0
LFG | 0 | 0 | 0 | 160.25 | 160.25 | 160.25
Nuc | 0 | 0 | 0 | 0 | 0 | 0
PS | 0 | 0 | 0 | 0 | 0 | 0
PV | 0 | 0 | 0 | 0 | 0 | 0
PeakG | 0 | 0 | 0 | 0 | 0 | 0
PeakO | 0 | 0 | 0 | 0 | 0 | 0
ST | 0 | 0 | 0 | 0 | 0 | 0
STOG | 0 | 0 | 0 | 0 | 0 | 0
STWD | 0 | 0 | 0 | 0 | 0 | 0
WT | 0 | 0 | 0 | 0 | 0 | 0
IGCC | 0 | 0 | 0 | 0 | 0 | 0
DemandResponse | 0 | 0 | 0 | 0 | 0 | 0
IGCC-CCS | 0 | 0 | 0 | 0 | 0 | 0
WT_off | 0 | 0 | 0 | 0 | 0 | 0
PseudoUnit | 0 | 0 | 0 | 0 | 0 | 0
FixedInterchange | 0 | 0 | 0 | 0 | 0 | 0
Cumulative New Build Capacity by Reporting Type: NYISO_A-F
ReportingType | 2015 | 2020 | 2025 | 2030 | 2035 | 2040
BM | 0 | 0 | 0 | 0 | 0 | 0
CC | 639 | 639 | 639 | 639 | 639 | 2099.82
CSP | 0 | 0 | 0 | 0 | 0 | 0
CT | 0 | 0 | 0 | 0 | 0 | 0
Coal | 0 | 0 | 0 | 0 | 0 | 0
Geo | 0 | 0 | 0 | 0 | 0 | 0
H | 0 | 0 | 0 | 0 | 0 | 0
LFG | 6.4 | 6.4 | 74.33 | 74.33 | 74.33 | 74.33
Nuc | 278.1 | 278.1 | 278.1 | 278.1 | 278.1 | 278.1
PS | 0 | 0 | 0 | 0 | 0 | 0
PV | 0 | 0 | 0 | 0 | 0 | 0
PeakG | 0 | 0 | 0 | 0 | 0 | 0
PeakO | 0 | 0 | 0 | 0 | 0 | 0
ST | 0 | 0 | 0 | 0 | 0 | 0
STOG | 0 | 0 | 0 | 0 | 0 | 0
STWD | 0 | 0 | 0 | 0 | 0 | 0
WT | 2476.3 | 3186.1 | 3396.17 | 5535.08 | 7022.82 | 7902.83
IGCC | 0 | 0 | 0 | 0 | 0 | 0
DemandResponse | 0 | 0 | 0 | 0 | 0 | 0
IGCC-CCS | 0 | 0 | 0 | 0 | 0 | 0
WT_off | 0 | 0 | 0 | 0 | 0 | 0
PseudoUnit | 0 | 0 | 0 | 0 | 0 | 0
FixedInterchange | 0 | 0 | 0 | 0 | 0 | 0
Cumulative New Build Capacity by Reporting Type: NYISO_G-I
ReportingType | 2015 | 2020 | 2025 | 2030 | 2035 | 2040
BM | 0 | 0 | 0 | 0 | 0 | 0
CC | 0 | 219.68 | 2146.72 | 4217.11 | 7387.37 | 9229.35
CSP | 0 | 0 | 0 | 0 | 0 | 0
CT | 0 | 0 | 0 | 0 | 0 | 0
Coal | 0 | 0 | 0 | 0 | 0 | 0
Geo | 0 | 0 | 0 | 0 | 0 | 0
H | 0 | 0 | 0 | 0 | 0 | 0
LFG | 0 | 0 | 74.33 | 74.33 | 74.33 | 74.33
Nuc | 177.88 | 177.88 | 177.88 | 177.88 | 177.88 | 177.88
PS | 0 | 0 | 0 | 0 | 0 | 0
PV | 0 | 0 | 0 | 0 | 0 | 0
PeakG | 0 | 0 | 0 | 0 | 0 | 0
PeakO | 0 | 0 | 0 | 0 | 0 | 0
ST | 0 | 0 | 0 | 0 | 0 | 0
STOG | 0 | 0 | 0 | 0 | 0 | 0
STWD | 0 | 0 | 0 | 0 | 0 | 0
WT | 0 | 60 | 60 | 60 | 60 | 60
IGCC | 0 | 0 | 0 | 0 | 0 | 0
DemandResponse | 0 | 0 | 0 | 0 | 0 | 0
IGCC-CCS | 0 | 0 | 0 | 0 | 0 | 0
WT_off | 0 | 0 | 0 | 0 | 0 | 0
PseudoUnit | 0 | 0 | 0 | 0 | 0 | 0
FixedInterchange | 0 | 0 | 0 | 0 | 0 | 0
Cumulative New Build Capacity by Reporting Type: NYISO_J-K
ReportingType | 2015 | 2020 | 2025 | 2030 | 2035 | 2040
BM | 0 | 0 | 0 | 0 | 0 | 0
CC | 1175.4 | 1175.4 | 1175.4 | 1890.23 | 3180.2 | 4987.81
CSP | 0 | 0 | 0 | 0 | 0 | 0
CT | 0 | 893.98 | 1791.57 | 3135.44 | 4282.2 | 5573.94
Coal | 0 | 0 | 0 | 0 | 0 | 0
Geo | 0 | 0 | 0 | 0 | 0 | 0
H | 0 | 0 | 0 | 0 | 0 | 0
LFG | 0 | 0 | 74.33 | 74.33 | 74.33 | 74.33
Nuc | 0 | 0 | 0 | 0 | 0 | 0
PS | 0 | 0 | 0 | 0 | 0 | 0
PV | 32 | 32 | 32 | 32 | 32 | 32
PeakG | 0 | 0 | 0 | 0 | 0 | 0
PeakO | 0 | 0 | 0 | 0 | 0 | 0
ST | 0 | 0 | 0 | 0 | 0 | 0
STOG | 0 | 0 | 0 | 0 | 0 | 0
STWD | 0 | 0 | 0 | 0 | 0 | 0
WT | 0 | 0 | 0 | 0 | 0 | 0
IGCC | 0 | 0 | 0 | 0 | 0 | 0
DemandResponse | 0 | 0 | 0 | 0 | 0 | 0
IGCC-CCS | 0 | 0 | 0 | 0 | 0 | 0
WT_off | 0 | 0 | 0 | 0 | 0 | 0
PseudoUnit | 0 | 0 | 0 | 0 | 0 | 0
FixedInterchange | 0 | 0 | 0 | 0 | 0 | 0
Cumulative New Build Capacity by Reporting Type: PJM_E
ReportingType | 2015 | 2020 | 2025 | 2030 | 2035 | 2040
BM | 30 | 30 | 30 | 30 | 30 | 30
CC | 4634.3 | 4634.3 | 4634.3 | 4634.3 | 4634.3 | 6146.86
CSP | 0 | 0 | 0 | 0 | 0 | 0
CT | 26.2 | 26.2 | 26.2 | 845.05 | 6223.89 | 9202.74
Coal | 27 | 27 | 27 | 27 | 27 | 27
Geo | 0 | 0 | 0 | 0 | 0 | 0
H | 0 | 0 | 0 | 0 | 0 | 0
LFG | 9.1 | 142 | 142 | 142 | 142 | 142
Nuc | 737.02 | 737.02 | 737.02 | 737.02 | 737.02 | 737.02
PS | 0 | 0 | 0 | 0 | 0 | 0
PV | 25.45 | 25.45 | 25.45 | 25.45 | 25.45 | 25.45
PeakG | 0 | 0 | 0 | 0 | 0 | 0
PeakO | 0 | 0 | 0 | 0 | 0 | 0
ST | 0 | 0 | 0 | 0 | 0 | 0
STOG | 0 | 0 | 0 | 0 | 0 | 0
STWD | 0 | 0 | 0 | 0 | 0 | 0
WT | 1150 | 1150 | 1150 | 1150 | 1150 | 1150
IGCC | 0 | 0 | 0 | 0 | 0 | 0
DemandResponse | 0 | 0 | 0 | 0 | 0 | 0
IGCC-CCS | 0 | 0 | 0 | 0 | 0 | 0
WT_off | 0 | 0 | 1100 | 1100 | 1100 | 1100
PseudoUnit | 0 | 0 | 0 | 0 | 0 | 0
FixedInterchange | 0 | 0 | 0 | 0 | 0 | 0
Cumulative New Build Capacity by Reporting Type: PJM_ROM
ReportingType | 2015 | 2020 | 2025 | 2030 | 2035 | 2040
BM | 18 | 18 | 18 | 18 | 18 | 18
CC | 1678.5 | 1678.5 | 1678.5 | 1678.5 | 7993.31 | 26879.64
CSP | 0 | 0 | 0 | 0 | 0 | 0
CT | 16 | 16 | 16 | 16 | 16 | 16
Coal | 32.5 | 32.5 | 32.5 | 32.5 | 32.5 | 32.5
Geo | 0 | 0 | 0 | 0 | 0 | 0
H | 0 | 0 | 0 | 0 | 0 | 678
LFG | 18.9 | 284 | 284 | 284 | 284 | 284
Nuc | 438.09 | 3638.09 | 3638.09 | 3638.09 | 3638.09 | 3638.09
PS | 0 | 0 | 0 | 0 | 0 | 0
PV | 0 | 1594.8 | 2716.32 | 3120.04 | 3403.61 | 3702.25
PeakG | 0 | 0 | 0 | 0 | 0 | 0
PeakO | 0 | 0 | 0 | 0 | 0 | 0
ST | 0 | 0 | 0 | 0 | 0 | 0
STOG | 0 | 0 | 0 | 0 | 0 | 0
STWD | 0 | 0 | 0 | 0 | 0 | 0
WT | 479.8 | 479.8 | 1230 | 7040 | 7040 | 7040
IGCC | 0 | 0 | 0 | 0 | 0 | 0
DemandResponse | 0 | 0 | 0 | 0 | 0 | 0
IGCC-CCS | 0 | 0 | 0 | 0 | 0 | 0
WT_off | 0 | 0 | 0 | 0 | 0 | 0
PseudoUnit | 0 | 0 | 0 | 0 | 0 | 0
FixedInterchange | 0 | 0 | 0 | 0 | 0 | 0
Cumulative New Build Capacity by Reporting Type: PJM_ROR
ReportingType | 2015 | 2020 | 2025 | 2030 | 2035 | 2040
BM | 385 | 385 | 385 | 385 | 385 | 385
CC | 3077 | 9551.33 | 17539.43 | 29596.17 | 43453.18 | 43453.18
CSP | 0 | 0 | 0 | 0 | 0 | 0
CT | 29 | 29 | 29 | 895.22 | 2670.62 | 4273.75
Coal | 2164 | 2164 | 2164 | 2164 | 2164 | 2164
Geo | 0 | 0 | 0 | 0 | 0 | 0
H | 0 | 503 | 503 | 503 | 503 | 503
LFG | 57.4 | 57.4 | 571.11 | 571.11 | 571.11 | 571.11
Nuc | 1740.03 | 3240.03 | 3240.03 | 3240.03 | 3240.03 | 3240.03
PS | 0 | 0 | 0 | 0 | 0 | 0
PV | 0 | 0 | 0 | 0 | 0 | 0
PeakG | 0 | 0 | 0 | 0 | 0 | 0
PeakO | 0 | 0 | 0 | 0 | 0 | 0
ST | 0 | 0 | 0 | 0 | 0 | 0
STOG | 0 | 0 | 0 | 0 | 0 | 0
STWD | 0 | 0 | 0 | 0 | 0 | 0
WT | 8325.7 | 8325.7 | 8517.4 | 9306.06 | 11159.01 | 17295.39
IGCC | 0 | 0 | 0 | 0 | 0 | 0
DemandResponse | 0 | 0 | 0 | 0 | 0 | 0
IGCC-CCS | 0 | 0 | 0 | 0 | 0 | 0
WT_off | 0 | 0 | 0 | 0 | 0 | 0
PseudoUnit | 0 | 0 | 0 | 0 | 0 | 0
FixedInterchange | 0 | 0 | 0 | 0 | 0 | 0
Cumulative New Build Capacity by Reporting Type: SOCO
ReportingType | 2015 | 2020 | 2025 | 2030 | 2035 | 2040
BM | 55 | 55 | 55 | 55 | 55 | 55
CC | 5026.9 | 7972.88 | 11569.03 | 18971.9 | 25773.62 | 25773.62
CSP | 0 | 0 | 0 | 0 | 0 | 0
CT | 0 | 0 | 0 | 0 | 0 | 0
Coal | 0 | 0 | 0 | 0 | 0 | 11611.23
Geo | 0 | 0 | 0 | 0 | 0 | 0
H | 0 | 0 | 0 | 0 | 0 | 0
LFG | 0 | 0 | 5.55 | 107.4 | 107.4 | 107.4
Nuc | 502.08 | 2702.08 | 2702.08 | 2702.08 | 2702.08 | 2702.08
PS | 0 | 0 | 0 | 0 | 0 | 0
PV | 0 | 0 | 0 | 0 | 0 | 0
PeakG | 0 | 0 | 0 | 0 | 0 | 0
PeakO | 0 | 0 | 0 | 0 | 0 | 0
ST | 0 | 0 | 0 | 0 | 0 | 0
STOG | 0 | 0 | 0 | 0 | 0 | 0
STWD | 0 | 0 | 0 | 0 | 0 | 0
WT | 0 | 0 | 0 | 0 | 0 | 0
IGCC | 0 | 0 | 0 | 0 | 0 | 0
DemandResponse | 0 | 0 | 0 | 0 | 0 | 0
IGCC-CCS | 0 | 0 | 0 | 0 | 0 | 0
WT_off | 0 | 0 | 0 | 0 | 0 | 0
PseudoUnit | 0 | 0 | 0 | 0 | 0 | 0
FixedInterchange | 0 | 0 | 0 | 0 | 0 | 0
Cumulative New Build Capacity by Reporting Type: SPP_N
ReportingType | 2015 | 2020 | 2025 | 2030 | 2035 | 2040
BM | 0 | 0 | 0 | 0 | 0 | 0
CC | 0 | 2451.64 | 3011.67 | 5263.4 | 5263.4 | 5263.4
CSP | 0 | 0 | 0 | 0 | 0 | 0
CT | 0 | 0 | 0 | 2405.89 | 3769.96 | 5999.35
Coal | 465.04 | 465.04 | 465.04 | 465.04 | 465.04 | 5603.39
Geo | 0 | 0 | 0 | 0 | 0 | 0
H | 0 | 0 | 0 | 0 | 0 | 0
LFG | 0 | 0 | 95 | 95 | 95 | 95
Nuc | 100.92 | 100.92 | 100.92 | 100.92 | 100.92 | 100.92
PS | 0 | 0 | 0 | 0 | 0 | 0
PV | 0 | 0 | 0 | 0 | 0 | 0
PeakG | 0 | 0 | 0 | 0 | 0 | 0
PeakO | 0 | 0 | 0 | 0 | 0 | 0
ST | 0 | 0 | 0 | 0 | 0 | 0
STOG | 0 | 0 | 0 | 0 | 0 | 0
STWD | 0 | 0 | 0 | 0 | 0 | 0
WT | 0 | 0 | 0 | 0 | 0 | 0
IGCC | 0 | 0 | 0 | 0 | 0 | 0
DemandResponse | 0 | 0 | 0 | 0 | 0 | 0
IGCC-CCS | 0 | 0 | 0 | 0 | 0 | 0
WT_off | 0 | 0 | 0 | 0 | 0 | 0
PseudoUnit | 0 | 0 | 0 | 0 | 0 | 0
FixedInterchange | 0 | 0 | 0 | 0 | 0 | 0
Cumulative New Build Capacity by Reporting Type: SPP_S
ReportingType | 2015 | 2020 | 2025 | 2030 | 2035 | 2040
BM | 0 | 0 | 0 | 0 | 0 | 0
CC | 0 | 2431.06 | 5052.63 | 7180.12 | 7180.12 | 7180.12
CSP | 0 | 0 | 0 | 0 | 0 | 0
CT | 412.99 | 712.99 | 712.99 | 712.99 | 712.99 | 712.99
Coal | 988 | 988 | 988 | 988 | 988 | 988
Geo | 0 | 0 | 0 | 0 | 0 | 0
H | 0 | 0 | 0 | 0 | 0 | 0
LFG | 0 | 0 | 95 | 95 | 95 | 95
Nuc | 0 | 0 | 0 | 0 | 0 | 0
PS | 0 | 0 | 0 | 0 | 0 | 0
PV | 0 | 0 | 0 | 0 | 0 | 0
PeakG | 0 | 0 | 0 | 0 | 0 | 0
PeakO | 0 | 0 | 0 | 0 | 0 | 0
ST | 0 | 0 | 0 | 0 | 0 | 0
STOG | 0 | 0 | 0 | 0 | 0 | 0
STWD | 0 | 0 | 0 | 0 | 0 | 0
WT | 430 | 3766.25 | 4497.98 | 5472.86 | 26713.13 | 29558.19
IGCC | 0 | 0 | 0 | 0 | 0 | 0
DemandResponse | 0 | 0 | 0 | 0 | 0 | 0
IGCC-CCS | 0 | 0 | 0 | 0 | 0 | 0
WT_off | 0 | 0 | 0 | 0 | 0 | 0
PseudoUnit | 0 | 0 | 0 | 0 | 0 | 0
FixedInterchange | 0 | 0 | 0 | 0 | 0 | 0
Cumulative New Build Capacity by Reporting Type: TVA
ReportingType | 2015 | 2020 | 2025 | 2030 | 2035 | 2040
BM | 0 | 0 | 0 | 0 | 0 | 0
CC | 1418 | 2805.64 | 5264.37 | 8463.45 | 8463.45 | 8463.45
CSP | 0 | 0 | 0 | 0 | 0 | 0
CT | 254.23 | 3615.26 | 3615.26 | 5295.2 | 7010.15 | 7010.15
Coal | 0 | 0 | 0 | 0 | 3523.79 | 9485.7
Geo | 0 | 0 | 0 | 0 | 0 | 0
H | 0 | 0 | 0 | 0 | 0 | 0
LFG | 0 | 0 | 0 | 107.4 | 107.4 | 107.4
Nuc | 1786.53 | 4020.53 | 4020.53 | 4020.53 | 4020.53 | 4020.53
PS | 0 | 0 | 0 | 0 | 0 | 0
PV | 0 | 0 | 0 | 0 | 0 | 0
PeakG | 0 | 0 | 0 | 0 | 0 | 0
PeakO | 0 | 0 | 0 | 0 | 0 | 0
ST | 0 | 0 | 0 | 0 | 0 | 0
STOG | 0 | 0 | 0 | 0 | 0 | 0
STWD | 0 | 0 | 0 | 0 | 0 | 0
WT | 0 | 0 | 0 | 0 | 0 | 0
IGCC | 0 | 0 | 0 | 0 | 0 | 0
DemandResponse | 0 | 0 | 0 | 0 | 0 | 0
IGCC-CCS | 0 | 0 | 0 | 0 | 0 | 0
WT_off | 0 | 0 | 0 | 0 | 0 | 0
PseudoUnit | 0 | 0 | 0 | 0 | 0 | 0
FixedInterchange | 0 | 0 | 0 | 0 | 0 | 0
Cumulative New Build Capacity by Reporting Type: TVA_Transmission
ReportingType | 2015 | 2020 | 2025 | 2030 | 2035 | 2040
BM | 0 | 0 | 0 | 0 | 0 | 0
CC | 0 | 0 | 0 | 0 | 0 | 0
CSP | 0 | 0 | 0 | 0 | 0 | 0
CT | 0 | 0 | 0 | 0 | 0 | 0
Coal | 0 | 0 | 0 | 0 | 0 | 0
Geo | 0 | 0 | 0 | 0 | 0 | 0
H | 0 | 0 | 0 | 0 | 0 | 0
LFG | 0 | 0 | 0 | 0 | 0 | 0
Nuc | 0 | 0 | 0 | 0 | 0 | 0
PS | 0 | 0 | 0 | 0 | 0 | 0
PV | 0 | 0 | 0 | 0 | 0 | 0
PeakG | 0 | 0 | 0 | 0 | 0 | 0
PeakO | 0 | 0 | 0 | 0 | 0 | 0
ST | 0 | 0 | 0 | 0 | 0 | 0
STOG | 0 | 0 | 0 | 0 | 0 | 0
STWD | 0 | 0 | 0 | 0 | 0 | 0
WT | 0 | 0 | 0 | 0 | 0 | 0
IGCC | 0 | 0 | 0 | 0 | 0 | 0
DemandResponse | 0 | 0 | 0 | 0 | 0 | 0
IGCC-CCS | 0 | 0 | 0 | 0 | 0 | 0
WT_off | 0 | 0 | 0 | 0 | 0 | 0
PseudoUnit | 0 | 0 | 0 | 0 | 0 | 0
FixedInterchange | 0 | 0 | 0 | 0 | 0 | 0
Cumulative New Build Capacity by Reporting Type: VACAR
ReportingType | 2015 | 2020 | 2025 | 2030 | 2035 | 2040
BM | 0.92 | 378.74 | 1318.13 | 1540.41 | 1907.03 | 2261.79
CC | 6729.73 | 8468.51 | 11452.96 | 14101.06 | 24483.42 | 33970.71
CSP | 0 | 0 | 0 | 0 | 0 | 0
CT | 717.2 | 2066.99 | 2107.23 | 4280.85 | 6217.09 | 6217.09
Coal | 825 | 825 | 825 | 825 | 825 | 825
Geo | 0 | 0 | 0 | 0 | 0 | 0
H | 0 | 0 | 0 | 0 | 0 | 0
LFG | 0.34 | 107.4 | 107.4 | 107.4 | 107.4 | 107.4
Nuc | 994.41 | 5558.41 | 7792.41 | 7792.41 | 7792.41 | 7792.41
PS | 0 | 0 | 0 | 0 | 0 | 0
PV | 0 | 150.02 | 170.79 | 185.77 | 211.37 | 233.72
PeakG | 0 | 0 | 0 | 0 | 0 | 0
PeakO | 0 | 0 | 0 | 0 | 0 | 0
ST | 0 | 0 | 0 | 0 | 0 | 0
STOG | 0 | 0 | 0 | 0 | 0 | 0
STWD | 0 | 0 | 0 | 0 | 0 | 0
WT | 0.9 | 3500 | 3500 | 3500 | 3500 | 3500
IGCC | 0 | 0 | 0 | 0 | 0 | 0
DemandResponse | 0 | 0 | 0 | 0 | 0 | 0
IGCC-CCS | 0 | 0 | 0 | 0 | 0 | 0
WT_off | 1 | 1 | 1 | 1 | 1 | 1
PseudoUnit | 0 | 0 | 0 | 0 | 0 | 0
FixedInterchange | 0 | 0 | 0 | 0 | 0 | 0
Cumulative New Build Capacity by Reporting Type: IESO
ReportingType | 2015 | 2020 | 2025 | 2030 | 2035 | 2040
BM | 326.33 | 326.33 | 326.33 | 326.33 | 326.33 | 326.33
CC | 1263 | 1263 | 1263 | 1263 | 5055.32 | 8814.11
CSP | 0 | 0 | 0 | 0 | 0 | 0
CT | 368 | 368 | 368 | 368 | 1024.57 | 1731.7
Coal | 0 | 0 | 0 | 0 | 0 | 0
Geo | 0 | 0 | 0 | 0 | 0 | 0
H | 0 | 0 | 0 | 0 | 0 | 250
LFG | 14.5 | 14.5 | 14.5 | 15 | 15 | 15
Nuc | 998.59 | 998.59 | 998.59 | 998.59 | 998.59 | 998.59
PS | 0 | 0 | 0 | 0 | 0 | 0
PV | 1067.26 | 1067.26 | 1067.26 | 1067.26 | 1067.26 | 1067.26
PeakG | 0 | 0 | 0 | 0 | 0 | 0
PeakO | 0 | 0 | 0 | 0 | 0 | 0
ST | 0 | 0 | 0 | 0 | 0 | 0
STOG | 0 | 0 | 0 | 0 | 0 | 0
STWD | 0 | 0 | 0 | 0 | 0 | 0
WT | 2105.9 | 2105.9 | 2105.9 | 2105.9 | 2105.9 | 2105.9
IGCC | 0 | 0 | 0 | 0 | 0 | 0
DemandResponse | 0 | 0 | 0 | 0 | 0 | 0
IGCC-CCS | 0 | 0 | 0 | 0 | 0 | 0
WT_off | 0 | 0 | 0 | 0 | 0 | 0
PseudoUnit | 0 | 0 | 0 | 0 | 0 | 0
FixedInterchange | 0 | 0 | 0 | 0 | 0 | 0
Cumulative New Build Capacity by Reporting Type: MAPP_CA
ReportingType | 2015 | 2020 | 2025 | 2030 | 2035 | 2040
BM | 0 | 0 | 0 | 0 | 0 | 0
CC | 834.58 | 1921.65 | 1921.65 | 1921.65 | 1921.65 | 1921.65
CSP | 0 | 0 | 0 | 0 | 0 | 0
CT | 103.88 | 127.42 | 127.42 | 127.42 | 127.42 | 127.42
Coal | 0 | 0 | 0 | 0 | 0 | 0
Geo | 0 | 0 | 0 | 0 | 0 | 0
H | 0 | 0 | 786.95 | 1840.21 | 3036.05 | 4538.16
LFG | 0 | 0 | 0 | 0 | 0 | 0
Nuc | 0 | 0 | 0 | 0 | 0 | 0
PS | 0 | 0 | 0 | 0 | 0 | 0
PV | 0 | 0 | 0 | 0 | 0 | 0
PeakG | 0 | 0 | 0 | 0 | 0 | 0
PeakO | 0 | 0 | 0 | 0 | 0 | 0
ST | 0 | 0 | 0 | 0 | 0 | 0
STOG | 0 | 0 | 0 | 0 | 0 | 0
STWD | 0 | 0 | 0 | 0 | 0 | 0
WT | 302.4 | 302.4 | 302.4 | 302.4 | 302.4 | 302.4
IGCC | 0 | 0 | 0 | 0 | 0 | 0
DemandResponse | 0 | 0 | 0 | 0 | 0 | 0
IGCC-CCS | 0 | 0 | 0 | 0 | 0 | 0
WT_off | 0 | 0 | 0 | 0 | 0 | 0
PseudoUnit | 0 | 0 | 0 | 0 | 0 | 0
FixedInterchange | 0 | 0 | 0 | 0 | 0 | 0
Cumulative New Build Capacity by Reporting Type: AZ_NM_SNV_Coal
ReportingType | 2015 | 2020 | 2025 | 2030 | 2035 | 2040
BM | 0 | 0 | 0 | 0 | 0 | 0
CC | 0 | 0 | 0 | 0 | 0 | 0
CSP | 0 | 0 | 0 | 0 | 0 | 0
CT | 0 | 0 | 0 | 0 | 0 | 0
Coal | 0 | 0 | 0 | 0 | 0 | 0
Geo | 0 | 0 | 0 | 0 | 0 | 0
H | 0 | 0 | 0 | 0 | 0 | 0
LFG | 0 | 0 | 0 | 0 | 0 | 0
Nuc | 0 | 0 | 0 | 0 | 0 | 0
PS | 0 | 0 | 0 | 0 | 0 | 0
PV | 0 | 0 | 0 | 0 | 0 | 0
PeakG | 0 | 0 | 0 | 0 | 0 | 0
PeakO | 0 | 0 | 0 | 0 | 0 | 0
ST | 0 | 0 | 0 | 0 | 0 | 0
STOG | 0 | 0 | 0 | 0 | 0 | 0
STWD | 0 | 0 | 0 | 0 | 0 | 0
WT | 0 | 0 | 0 | 0 | 0 | 0
IGCC | 0 | 0 | 0 | 0 | 0 | 0
DemandResponse | 0 | 0 | 0 | 0 | 0 | 0
IGCC-CCS | 0 | 0 | 0 | 0 | 0 | 0
WT_off | 0 | 0 | 0 | 0 | 0 | 0
PseudoUnit | 0 | 0 | 0 | 0 | 0 | 0
FixedInterchange | 0 | 0 | 0 | 0 | 0 | 0
Cumulative New Build Capacity by Reporting Type: AZ_NM_SNV_Gas
ReportingType | 2015 | 2020 | 2025 | 2030 | 2035 | 2040
BM | 0 | 0 | 0 | 0 | 0 | 0
CC | 668 | 2812.17 | 4901.91 | 11016.12 | 20331.06 | 20595.83
CSP | 0 | 0 | 0 | 0 | 0 | 0
CT | 736 | 736 | 736 | 736 | 736 | 736
Coal | 0 | 0 | 0 | 0 | 0 | 0
Geo | 0 | 0 | 0 | 0 | 0 | 0
H | 0 | 0 | 0 | 0 | 0 | 0
LFG | 0 | 0 | 0 | 0 | 0 | 0
Nuc | 0 | 0 | 0 | 0 | 0 | 0
PS | 0 | 0 | 0 | 0 | 0 | 0
PV | 0 | 0 | 0 | 0 | 0 | 0
PeakG | 0 | 0 | 0 | 0 | 0 | 0
PeakO | 0 | 0 | 0 | 0 | 0 | 0
ST | 0 | 0 | 0 | 0 | 0 | 0
STOG | 0 | 0 | 0 | 0 | 0 | 0
STWD | 0 | 0 | 0 | 0 | 0 | 0
WT | 0 | 0 | 0 | 0 | 0 | 0
IGCC | 0 | 0 | 0 | 0 | 0 | 0
DemandResponse | 0 | 0 | 0 | 0 | 0 | 0
IGCC-CCS | 0 | 0 | 0 | 0 | 0 | 0
WT_off | 0 | 0 | 0 | 0 | 0 | 0
PseudoUnit | 0 | 0 | 0 | 0 | 0 | 0
FixedInterchange | 0 | 0 | 0 | 0 | 0 | 0
Cumulative New Build Capacity by Reporting Type: AZ_NM_SNV_NucRenew
ReportingType | 2015 | 2020 | 2025 | 2030 | 2035 | 2040
BM | 0 | 0 | 0 | 0 | 0 | 0
CC | 0 | 0 | 0 | 0 | 0 | 0
CSP | 0 | 0 | 0 | 0 | 0 | 0
CT | 0 | 0 | 0 | 0 | 0 | 0
Coal | 0 | 0 | 0 | 0 | 0 | 0
Geo | 0 | 0 | 1450 | 1450 | 1450 | 1450
H | 0 | 0 | 0 | 0 | 0 | 0
LFG | 0 | 60.67 | 60.67 | 60.67 | 60.67 | 60.67
Nuc | 0 | 0 | 0 | 0 | 0 | 0
PS | 0 | 0 | 0 | 0 | 0 | 0
PV | 95.7 | 95.7 | 95.7 | 95.7 | 95.7 | 95.7
PeakG | 0 | 0 | 0 | 0 | 0 | 0
PeakO | 0 | 0 | 0 | 0 | 0 | 0
ST | 280 | 821.33 | 1189.1 | 1333.92 | 1333.92 | 1333.92
STOG | 0 | 0 | 0 | 0 | 0 | 0
STWD | 0 | 0 | 0 | 0 | 0 | 0
WT | 65.1 | 13275.23 | 13275.23 | 16347.64 | 16982.92 | 16982.92
IGCC | 0 | 0 | 0 | 0 | 0 | 0
DemandResponse | 0 | 0 | 0 | 0 | 0 | 0
IGCC-CCS | 0 | 0 | 0 | 0 | 0 | 0
WT_off | 0 | 0 | 0 | 0 | 0 | 0
PseudoUnit | 0 | 0 | 0 | 0 | 0 | 0
FixedInterchange | 0 | 0 | 0 | 0 | 0 | 0
Cumulative New Build Capacity by Reporting Type: ERCOT
ReportingType | 2015 | 2020 | 2025 | 2030 | 2035 | 2040
BM | 145 | 145 | 145 | 145 | 145 | 145
CC | 2329.61 | 10436.85 | 14475.07 | 22420.4 | 31667.65 | 42275.02
CSP | 0 | 0 | 0 | 0 | 0 | 0
CT | 250 | 250 | 250 | 250 | 250 | 250
Coal | 2020 | 2020 | 2020 | 2020 | 2020 | 2020
Geo | 0 | 0 | 0 | 0 | 0 | 0
H | 0 | 0 | 0 | 0 | 0 | 0
LFG | 0 | 0 | 0 | 354 | 354 | 354
Nuc | 0 | 0 | 0 | 0 | 0 | 0
PS | 0 | 0 | 0 | 0 | 0 | 0
PV | 14 | 14 | 14 | 14 | 14 | 14
PeakG | 0 | 0 | 0 | 0 | 0 | 0
PeakO | 0 | 0 | 0 | 0 | 0 | 0
ST | 0 | 0 | 0 | 0 | 0 | 0
STOG | 0 | 0 | 0 | 0 | 0 | 0
STWD | 0 | 0 | 0 | 0 | 0 | 0
WT | 350.1 | 350.1 | 350.1 | 350.1 | 350.1 | 350.1
IGCC | 0 | 0 | 0 | 0 | 0 | 0
DemandResponse | 0 | 0 | 0 | 0 | 0 | 0
IGCC-CCS | 0 | 0 | 0 | 0 | 0 | 0
WT_off | 0 | 0 | 0 | 0 | 0 | 0
PseudoUnit | 0 | 0 | 0 | 0 | 0 | 0
FixedInterchange | 0 | 0 | 0 | 0 | 0 | 0
Cumulative New Build Capacity by Reporting Type: NP15
ReportingType | 2015 | 2020 | 2025 | 2030 | 2035 | 2040
BM | 0 | 0 | 0 | 0 | 0 | 0
CC | 940 | 940 | 940 | 940 | 940 | 940
CSP | 0 | 0 | 0 | 0 | 0 | 0
CT | 2986.15 | 7256.52 | 15035.77 | 23813.05 | 24497.45 | 24497.45
Coal | 0 | 0 | 0 | 0 | 0 | 0
Geo | 0 | 600 | 600 | 600 | 600 | 600
H | 0 | 0 | 0 | 0 | 0 | 0
LFG | 0 | 565 | 565 | 565 | 565 | 565
Nuc | 0 | 0 | 0 | 0 | 9060.28 | 12376.31
PS | 0 | 0 | 0 | 0 | 0 | 0
PV | 6.5 | 6.5 | 6.5 | 6.5 | 6.5 | 6.5
PeakG | 0 | 0 | 0 | 0 | 0 | 0
PeakO | 0 | 0 | 0 | 0 | 0 | 0
ST | 29 | 29 | 29 | 29 | 29 | 29
STOG | 0 | 0 | 0 | 0 | 0 | 0
STWD | 0 | 0 | 0 | 0 | 0 | 0
WT | 101.2 | 3400 | 3400 | 3400 | 3400 | 3400
IGCC | 0 | 0 | 0 | 0 | 0 | 0
DemandResponse | 0 | 0 | 0 | 0 | 0 | 0
IGCC-CCS | 0 | 0 | 0 | 0 | 0 | 0
WT_off | 0 | 0 | 0 | 0 | 0 | 0
PseudoUnit | 0 | 0 | 0 | 0 | 0 | 0
FixedInterchange | 0 | 0 | 0 | 0 | 0 | 0
Cumulative New Build Capacity by Reporting Type: NWPP_Coal
ReportingType | 2015 | 2020 | 2025 | 2030 | 2035 | 2040
BM | 0 | 0 | 0 | 0 | 0 | 0
CC | 0 | 0 | 0 | 0 | 0 | 0
CSP | 0 | 0 | 0 | 0 | 0 | 0
CT | 0 | 0 | 0 | 0 | 0 | 0
Coal | 0 | 0 | 0 | 0 | 0 | 0
Geo | 0 | 0 | 0 | 0 | 0 | 0
H | 0 | 0 | 0 | 0 | 0 | 0
LFG | 0 | 0 | 0 | 0 | 0 | 0
Nuc | 0 | 0 | 0 | 0 | 0 | 0
PS | 0 | 0 | 0 | 0 | 0 | 0
PV | 0 | 0 | 0 | 0 | 0 | 0
PeakG | 0 | 0 | 0 | 0 | 0 | 0
PeakO | 0 | 0 | 0 | 0 | 0 | 0
ST | 0 | 0 | 0 | 0 | 0 | 0
STOG | 0 | 0 | 0 | 0 | 0 | 0
STWD | 0 | 0 | 0 | 0 | 0 | 0
WT | 0 | 0 | 0 | 0 | 0 | 0
IGCC | 0 | 0 | 0 | 0 | 0 | 0
DemandResponse | 0 | 0 | 0 | 0 | 0 | 0
IGCC-CCS | 0 | 0 | 0 | 0 | 0 | 0
WT_off | 0 | 0 | 0 | 0 | 0 | 0
PseudoUnit | 0 | 0 | 0 | 0 | 0 | 0
FixedInterchange | 0 | 0 | 0 | 0 | 0 | 0
Cumulative New Build Capacity by Reporting Type: NWPP_Gas
ReportingType | 2015 | 2020 | 2025 | 2030 | 2035 | 2040
BM | 0 | 0 | 0 | 0 | 0 | 0
CC | 300 | 300 | 4889.68 | 13361.26 | 13745.86 | 18868.63
CSP | 0 | 0 | 0 | 0 | 0 | 0
CT | 150 | 150 | 150 | 150 | 150 | 150
Coal | 0 | 0 | 0 | 0 | 0 | 1953.21
Geo | 0 | 0 | 0 | 0 | 0 | 0
H | 0 | 0 | 0 | 0 | 0 | 0
LFG | 0 | 0 | 0 | 0 | 0 | 0
Nuc | 0 | 0 | 0 | 0 | 0 | 0
PS | 0 | 0 | 0 | 0 | 0 | 0
PV | 0 | 0 | 0 | 0 | 0 | 0
PeakG | 0 | 0 | 0 | 0 | 0 | 0
PeakO | 0 | 0 | 0 | 0 | 0 | 0
ST | 0 | 0 | 0 | 0 | 0 | 0
STOG | 0 | 0 | 0 | 0 | 0 | 0
STWD | 0 | 0 | 0 | 0 | 0 | 0
WT | 0 | 0 | 0 | 0 | 0 | 0
IGCC | 0 | 0 | 0 | 0 | 0 | 0
DemandResponse | 0 | 0 | 0 | 0 | 0 | 0
IGCC-CCS | 0 | 0 | 0 | 0 | 0 | 0
WT_off | 0 | 0 | 0 | 0 | 0 | 0
PseudoUnit | 0 | 0 | 0 | 0 | 0 | 0
FixedInterchange | 0 | 0 | 0 | 0 | 0 | 0
Cumulative New Build Capacity by Reporting Type: NWPP_NucRenew
ReportingType | 2015 | 2020 | 2025 | 2030 | 2035 | 2040
BM | 32.55 | 32.55 | 32.55 | 32.55 | 32.55 | 32.55
CC | 0 | 0 | 0 | 0 | 0 | 0
CSP | 0 | 0 | 0 | 0 | 0 | 0
CT | 0 | 0 | 0 | 0 | 0 | 0
Coal | 0 | 0 | 0 | 0 | 0 | 0
Geo | 86 | 86 | 520 | 520 | 520 | 520
H | 0 | 0 | 0 | 0 | 0 | 0
LFG | 25.5 | 102.79 | 270 | 270 | 270 | 270
Nuc | 0 | 0 | 0 | 0 | 0 | 0
PS | 0 | 0 | 0 | 0 | 0 | 0
PV | 0 | 0 | 0 | 0 | 0 | 0
PeakG | 0 | 0 | 0 | 0 | 0 | 0
PeakO | 0 | 0 | 0 | 0 | 0 | 0
ST | 0 | 0 | 0 | 0 | 0 | 0
STOG | 0 | 0 | 0 | 0 | 0 | 0
STWD | 0 | 0 | 0 | 0 | 0 | 0
WT | 977.3 | 977.3 | 977.3 | 1630.48 | 1630.48 | 1630.48
IGCC | 0 | 0 | 0 | 0 | 0 | 0
DemandResponse | 0 | 0 | 0 | 0 | 0 | 0
IGCC-CCS | 0 | 0 | 0 | 0 | 0 | 0
WT_off | 0 | 0 | 0 | 0 | 0 | 0
PseudoUnit | 0 | 0 | 0 | 0 | 0 | 0
FixedInterchange | 0 | 0 | 0 | 0 | 0 | 0
Cumulative New Build Capacity by Reporting Type: RMPA
ReportingType | 2015 | 2020 | 2025 | 2030 | 2035 | 2040
BM | 0 | 0 | 0 | 0 | 0 | 0
CC | 0 | 0 | 0 | 0 | 0 | 0
CSP | 0 | 0 | 0 | 0 | 0 | 0
CT | 152 | 152 | 152 | 326.23 | 674.84 | 1247.42
Coal | 390 | 1361.43 | 1361.43 | 3322.91 | 5501.01 | 7756.84
Geo | 0 | 25 | 2570 | 2570 | 2570 | 2570
H | 0 | 0 | 0 | 0 | 0 | 0
LFG | 1.4 | 30.33 | 30.33 | 30.33 | 30.33 | 30.33
Nuc | 0 | 0 | 0 | 0 | 0 | 0
PS | 0 | 0 | 0 | 0 | 0 | 0
PV | 1 | 1 | 1 | 1 | 1 | 1
PeakG | 0 | 0 | 0 | 0 | 0 | 0
PeakO | 0 | 0 | 0 | 0 | 0 | 0
ST | 3 | 414.94 | 473.58 | 530.73 | 530.73 | 530.73
STOG | 0 | 0 | 0 | 0 | 0 | 0
STWD | 0 | 0 | 0 | 0 | 0 | 0
WT | 765.4 | 3695.86 | 3695.86 | 3695.86 | 3695.86 | 3695.86
IGCC | 0 | 0 | 0 | 0 | 0 | 0
DemandResponse | 0 | 0 | 0 | 0 | 0 | 0
IGCC-CCS | 0 | 0 | 0 | 0 | 0 | 0
WT_off | 0 | 0 | 0 | 0 | 0 | 0
PseudoUnit | 0 | 0 | 0 | 0 | 0 | 0
FixedInterchange | 0 | 0 | 0 | 0 | 0 | 0
Cumulative New Build Capacity by Reporting Type: SP15
ReportingType | 2015 | 2020 | 2025 | 2030 | 2035 | 2040
BM | 6 | 6 | 6 | 6 | 6 | 6
CC | 409.5 | 409.5 | 409.5 | 409.5 | 409.5 | 409.5
CSP | 0 | 0 | 0 | 0 | 0 | 0
CT | 0 | 0 | 0 | 0 | 596.07 | 596.07
Coal | 0 | 0 | 0 | 0 | 0 | 0
Geo | 50 | 1500 | 1500 | 1500 | 1500 | 1500
H | 0 | 0 | 0 | 0 | 0 | 0
LFG | 9.2 | 565 | 565 | 565 | 565 | 565
Nuc | 0 | 0 | 0 | 0 | 0 | 9592.41
PS | 0 | 0 | 0 | 0 | 0 | 0
PV | 3.8 | 3.8 | 3.8 | 3.8 | 3.8 | 3.8
PeakG | 0 | 0 | 0 | 0 | 0 | 0
PeakO | 0 | 0 | 0 | 0 | 0 | 0
ST | 448 | 448 | 448 | 448 | 448 | 448
STOG | 0 | 0 | 0 | 0 | 0 | 0
STWD | 0 | 0 | 0 | 0 | 0 | 0
WT | 735 | 735 | 735 | 735 | 735 | 735
IGCC | 0 | 0 | 0 | 0 | 0 | 0
DemandResponse | 0 | 0 | 0 | 0 | 0 | 0
IGCC-CCS | 0 | 0 | 0 | 0 | 0 | 0
WT_off | 0 | 0 | 0 | 0 | 0 | 0
PseudoUnit | 0 | 0 | 0 | 0 | 0 | 0
FixedInterchange | 0 | 0 | 0 | 0 | 0 | 0
Cumulative New Build Capacity by Reporting Type: ALB
ReportingType | 2015 | 2020 | 2025 | 2030 | 2035 | 2040
BM | 0 | 0 | 0 | 0 | 0 | 0
CC | 536.56 | 1776.86 | 3121.67 | 4933.68 | 7033.2 | 7033.2
CSP | 0 | 0 | 0 | 0 | 0 | 0
CT | 201.5 | 201.5 | 201.5 | 201.5 | 201.5 | 201.5
Coal | 495 | 495 | 495 | 495 | 495 | 495
Geo | 0 | 0 | 0 | 0 | 0 | 0
H | 0 | 0 | 0 | 0 | 0 | 0
LFG | 0 | 0 | 0 | 0 | 0 | 0
Nuc | 0 | 0 | 0 | 0 | 0 | 2377.93
PS | 0 | 0 | 0 | 0 | 0 | 0
PV | 0 | 0 | 0 | 0 | 0 | 0
PeakG | 0 | 0 | 0 | 0 | 0 | 0
PeakO | 0 | 0 | 0 | 0 | 0 | 0
ST | 0 | 0 | 0 | 0 | 0 | 0
STOG | 0 | 0 | 0 | 0 | 0 | 0
STWD | 0 | 0 | 0 | 0 | 0 | 0
WT | 9 | 9 | 9 | 9 | 9 | 9
IGCC | 0 | 0 | 0 | 0 | 0 | 0
DemandResponse | 0 | 0 | 0 | 0 | 0 | 0
IGCC-CCS | 0 | 0 | 0 | 0 | 0 | 0
WT_off | 0 | 0 | 0 | 0 | 0 | 0
PseudoUnit | 0 | 0 | 0 | 0 | 0 | 0
FixedInterchange | 0 | 0 | 0 | 0 | 0 | 0
Cumulative New Build Capacity by Reporting Type: BC
ReportingType | 2015 | 2020 | 2025 | 2030 | 2035 | 2040
BM | 0 | 0 | 0 | 0 | 0 | 0
CC | 1544.53 | 2836.49 | 4198.51 | 5921.82 | 6583.81 | 6583.81
CSP | 0 | 0 | 0 | 0 | 0 | 0
CT | 0 | 0 | 0 | 0 | 1303.67 | 2874.64
Coal | 0 | 0 | 0 | 0 | 0 | 0
Geo | 0 | 0 | 0 | 0 | 0 | 0
H | 0 | 0 | 0 | 0 | 0 | 0
LFG | 0 | 0 | 0 | 0 | 0 | 0
Nuc | 0 | 0 | 0 | 0 | 0 | 609.13
PS | 0 | 0 | 0 | 0 | 0 | 0
PV | 0 | 0 | 0 | 0 | 0 | 0
PeakG | 0 | 0 | 0 | 0 | 0 | 0
PeakO | 0 | 0 | 0 | 0 | 0 | 0
ST | 0 | 0 | 0 | 0 | 0 | 0
STOG | 0 | 0 | 0 | 0 | 0 | 0
STWD | 0 | 0 | 0 | 0 | 0 | 0
WT | 144 | 144 | 144 | 144 | 144 | 144
IGCC | 0 | 0 | 0 | 0 | 0 | 0
DemandResponse | 0 | 0 | 0 | 0 | 0 | 0
IGCC-CCS | 0 | 0 | 0 | 0 | 0 | 0
WT_off | 0 | 0 | 0 | 0 | 0 | 0
PseudoUnit | 0 | 0 | 0 | 0 | 0 | 0
FixedInterchange | 0 | 0 | 0 | 0 | 0 | 0
Cumulative New Build Capacity by Reporting Type: HQ_IESO
ReportingType | 2015 | 2020 | 2025 | 2030 | 2035 | 2040
BM | 0 | 0 | 0 | 0 | 0 | 0
CC | 0 | 0 | 0 | 0 | 0 | 0
CSP | 0 | 0 | 0 | 0 | 0 | 0
CT | 0 | 0 | 0 | 0 | 0 | 0
Coal | 0 | 0 | 0 | 0 | 0 | 0
Geo | 0 | 0 | 0 | 0 | 0 | 0
H | 0 | 0 | 0 | 0 | 0 | 0
LFG | 0 | 0 | 0 | 0 | 0 | 0
Nuc | 0 | 0 | 0 | 0 | 0 | 0
PS | 0 | 0 | 0 | 0 | 0 | 0
PV | 0 | 0 | 0 | 0 | 0 | 0
PeakG | 0 | 0 | 0 | 0 | 0 | 0
PeakO | 0 | 0 | 0 | 0 | 0 | 0
ST | 0 | 0 | 0 | 0 | 0 | 0
STOG | 0 | 0 | 0 | 0 | 0 | 0
STWD | 0 | 0 | 0 | 0 | 0 | 0
WT | 0 | 0 | 0 | 0 | 0 | 0
IGCC | 0 | 0 | 0 | 0 | 0 | 0
DemandResponse | 0 | 0 | 0 | 0 | 0 | 0
IGCC-CCS | 0 | 0 | 0 | 0 | 0 | 0
WT_off | 0 | 0 | 0 | 0 | 0 | 0
PseudoUnit | 0 | 0 | 0 | 0 | 0 | 0
FixedInterchange | 0 | 0 | 0 | 0 | 0 | 0
Cumulative New Build Capacity by Reporting Type: HQ_NEISO
ReportingType | 2015 | 2020 | 2025 | 2030 | 2035 | 2040
BM | 0 | 0 | 0 | 0 | 0 | 0
CC | 0 | 0 | 0 | 0 | 0 | 0
CSP | 0 | 0 | 0 | 0 | 0 | 0
CT | 0 | 0 | 0 | 0 | 0 | 0
Coal | 0 | 0 | 0 | 0 | 0 | 0
Geo | 0 | 0 | 0 | 0 | 0 | 0
H | 0 | 0 | 0 | 0 | 0 | 0
LFG | 0 | 0 | 0 | 0 | 0 | 0
Nuc | 0 | 0 | 0 | 0 | 0 | 0
PS | 0 | 0 | 0 | 0 | 0 | 0
PV | 0 | 0 | 0 | 0 | 0 | 0
PeakG | 0 | 0 | 0 | 0 | 0 | 0
PeakO | 0 | 0 | 0 | 0 | 0 | 0
ST | 0 | 0 | 0 | 0 | 0 | 0
STOG | 0 | 0 | 0 | 0 | 0 | 0
STWD | 0 | 0 | 0 | 0 | 0 | 0
WT | 0 | 0 | 0 | 0 | 0 | 0
IGCC | 0 | 0 | 0 | 0 | 0 | 0
DemandResponse | 0 | 0 | 0 | 0 | 0 | 0
IGCC-CCS | 0 | 0 | 0 | 0 | 0 | 0
WT_off | 0 | 0 | 0 | 0 | 0 | 0
PseudoUnit | 0 | 0 | 0 | 0 | 0 | 0
FixedInterchange | 0 | 0 | 0 | 0 | 0 | 0
Cumulative New Build Capacity by Reporting Type: HQ_NY
ReportingType | 2015 | 2020 | 2025 | 2030 | 2035 | 2040
BM | 0 | 0 | 0 | 0 | 0 | 0
CC | 0 | 0 | 0 | 0 | 0 | 0
CSP | 0 | 0 | 0 | 0 | 0 | 0
CT | 0 | 0 | 0 | 0 | 0 | 0
Coal | 0 | 0 | 0 | 0 | 0 | 0
Geo | 0 | 0 | 0 | 0 | 0 | 0
H | 0 | 0 | 0 | 0 | 0 | 0
LFG | 0 | 0 | 0 | 0 | 0 | 0
Nuc | 0 | 0 | 0 | 0 | 0 | 0
PS | 0 | 0 | 0 | 0 | 0 | 0
PV | 0 | 0 | 0 | 0 | 0 | 0
PeakG | 0 | 0 | 0 | 0 | 0 | 0
PeakO | 0 | 0 | 0 | 0 | 0 | 0
ST | 0 | 0 | 0 | 0 | 0 | 0
STOG | 0 | 0 | 0 | 0 | 0 | 0
STWD | 0 | 0 | 0 | 0 | 0 | 0
WT | 0 | 0 | 0 | 0 | 0 | 0
IGCC | 0 | 0 | 0 | 0 | 0 | 0
DemandResponse | 0 | 0 | 0 | 0 | 0 | 0
IGCC-CCS | 0 | 0 | 0 | 0 | 0 | 0
WT_off | 0 | 0 | 0 | 0 | 0 | 0
PseudoUnit | 0 | 0 | 0 | 0 | 0 | 0
FixedInterchange | 0 | 0 | 0 | 0 | 0 | 0
Cumulative New Build Capacity by Reporting Type: MARITIMES
ReportingType | 2015 | 2020 | 2025 | 2030 | 2035 | 2040
BM | 0 | 0 | 0 | 0 | 0 | 0
CC | 0 | 0 | 0 | 0 | 0 | 0
CSP | 0 | 0 | 0 | 0 | 0 | 0
CT | 0 | 0 | 0 | 0 | 0 | 0
Coal | 0 | 0 | 0 | 0 | 0 | 0
Geo | 0 | 0 | 0 | 0 | 0 | 0
H | 0 | 0 | 0 | 0 | 0 | 0
LFG | 0 | 0 | 0 | 0 | 0 | 0
Nuc | 0 | 0 | 0 | 0 | 0 | 0
PS | 0 | 0 | 0 | 0 | 0 | 0
PV | 0 | 0 | 0 | 0 | 0 | 0
PeakG | 0 | 0 | 0 | 0 | 0 | 0
PeakO | 0 | 0 | 0 | 0 | 0 | 0
ST | 0 | 0 | 0 | 0 | 0 | 0
STOG | 0 | 0 | 0 | 0 | 0 | 0
STWD | 0 | 0 | 0 | 0 | 0 | 0
WT | 0 | 0 | 0 | 0 | 0 | 0
IGCC | 0 | 0 | 0 | 0 | 0 | 0
DemandResponse | 0 | 0 | 0 | 0 | 0 | 0
IGCC-CCS | 0 | 0 | 0 | 0 | 0 | 0
WT_off | 0 | 0 | 0 | 0 | 0 | 0
PseudoUnit | 0 | 0 | 500 | 500 | 500 | 500
FixedInterchange | 0 | 0 | 0 | 0 | 0 | 0
Cumulative New Build Capacity by Reporting Type: All
ReportingType | 2015 | 2020 | 2025 | 2030 | 2035 | 2040
BM | 1251 | 1628.82 | 2568.22 | 2790.49 | 3157.11 | 3511.87
CC | 36804.99 | 83119.26 | 130719.92 | 206845.55 | 299803.37 | 367873.53
CSP | 0 | 0 | 0 | 0 | 0 | 0
CT | 9525.45 | 27961.85 | 39082.97 | 67682.86 | 92388.82 | 107959.01
Coal | 10763.64 | 11735.06 | 11735.06 | 13712 | 28621.07 | 63740.43
Geo | 136 | 2211 | 6640 | 6640 | 6640 | 6640
H | 0 | 504 | 1290.95 | 2347.21 | 3543.05 | 6253.16
LFG | 192 | 2145 | 4355 | 5079 | 5079 | 5079
Nuc | 9853.86 | 26902.86 | 31773.86 | 31773.86 | 40834.14 | 63922.87
PS | 0 | 0 | 0 | 0 | 0 | 0
PV | 1246 | 3676.75 | 5069.1 | 5549.26 | 5933.46 | 6332.73
PeakG | 0 | 0 | 0 | 0 | 0 | 0
PeakO | 0 | 0 | 0 | 0 | 0 | 0
ST | 760 | 1713.27 | 2139.69 | 2341.64 | 2341.64 | 2341.64
STOG | 0 | 0 | 0 | 0 | 0 | 0
STWD | 0 | 0 | 0 | 0 | 0 | 0
WT | 25342 | 60016.84 | 68742.89 | 84952.13 | 112757.2 | 125326.8
IGCC | 618 | 618 | 618 | 618 | 618 | 618
DemandResponse | 0 | 0 | 0 | 0 | 0 | 0
IGCC-CCS | 0 | 0 | 0 | 0 | 0 | 0
WT_off | 469 | 469 | 1569 | 1569 | 1569 | 1569
PseudoUnit | 0 | 0 | 500 | 500 | 500 | 500
FixedInterchange | 0 | 0 | 0 | 0 | 0 | 0
Cumulative New Build Capacity by Reporting Type: EI_US
ReportingType | 2015 | 2020 | 2025 | 2030 | 2035 | 2040
BM | 741.12 | 1118.94 | 2058.33 | 2280.61 | 2647.23 | 3001.99
CC | 27979.21 | 60422.75 | 94598.94 | 144658.13 | 212115.33 | 260431.79
CSP | 0 | 0 | 0 | 0 | 0 | 0
CT | 4577.92 | 18720.4 | 22062.28 | 41710.65 | 62827.3 | 75546.82
Coal | 7858.64 | 7858.64 | 7858.64 | 7874.09 | 20605.07 | 51515.39
Geo | 0 | 0 | 0 | 0 | 0 | 0
H | 0 | 504 | 504 | 507 | 507 | 1465
LFG | 141.4 | 806.71 | 2849.5 | 3219 | 3219 | 3219
Nuc | 8855.27 | 25904.27 | 30775.27 | 30775.27 | 30775.27 | 37968.5
PS | 0 | 0 | 0 | 0 | 0 | 0
PV | 57.74 | 2488.5 | 3880.85 | 4361 | 4745.21 | 5144.48
PeakG | 0 | 0 | 0 | 0 | 0 | 0
PeakO | 0 | 0 | 0 | 0 | 0 | 0
ST | 0 | 0 | 0 | 0 | 0 | 0
STOG | 0 | 0 | 0 | 0 | 0 | 0
STWD | 0 | 0 | 0 | 0 | 0 | 0
WT | 19786.6 | 35022.05 | 43748.1 | 56231.75 | 83401.54 | 95971.14
IGCC | 618 | 618 | 618 | 618 | 618 | 618
DemandResponse | 0 | 0 | 0 | 0 | 0 | 0
IGCC-CCS | 0 | 0 | 0 | 0 | 0 | 0
WT_off | 469 | 469 | 1569 | 1569 | 1569 | 1569
PseudoUnit | 0 | 0 | 500 | 500 | 500 | 500
FixedInterchange | 0 | 0 | 0 | 0 | 0 | 0
Cumulative New Build Capacity by Reporting Type: EI_Canada
ReportingType | 2015 | 2020 | 2025 | 2030 | 2035 | 2040
BM | 326.33 | 326.33 | 326.33 | 326.33 | 326.33 | 326.33
CC | 2097.58 | 3184.65 | 3184.65 | 3184.65 | 6976.97 | 10735.76
CSP | 0 | 0 | 0 | 0 | 0 | 0
CT | 471.88 | 495.42 | 495.42 | 495.42 | 1152 | 1859.12
Coal | 0 | 0 | 0 | 0 | 0 | 0
Geo | 0 | 0 | 0 | 0 | 0 | 0
H | 0 | 0 | 786.95 | 1840.21 | 3036.05 | 4788.16
LFG | 14.5 | 14.5 | 14.5 | 15 | 15 | 15
Nuc | 998.59 | 998.59 | 998.59 | 998.59 | 998.59 | 998.59
PS | 0 | 0 | 0 | 0 | 0 | 0
PV | 1067.26 | 1067.26 | 1067.26 | 1067.26 | 1067.26 | 1067.26
PeakG | 0 | 0 | 0 | 0 | 0 | 0
PeakO | 0 | 0 | 0 | 0 | 0 | 0
ST | 0 | 0 | 0 | 0 | 0 | 0
STOG | 0 | 0 | 0 | 0 | 0 | 0
STWD | 0 | 0 | 0 | 0 | 0 | 0
WT | 2408.3 | 2408.3 | 2408.3 | 2408.3 | 2408.3 | 2408.3
IGCC | 0 | 0 | 0 | 0 | 0 | 0
DemandResponse | 0 | 0 | 0 | 0 | 0 | 0
IGCC-CCS | 0 | 0 | 0 | 0 | 0 | 0
WT_off | 0 | 0 | 0 | 0 | 0 | 0
PseudoUnit | 0 | 0 | 0 | 0 | 0 | 0
FixedInterchange | 0 | 0 | 0 | 0 | 0 | 0
Cumulative New Build Capacity by Reporting Type: EI
ReportingType | 2015 | 2020 | 2025 | 2030 | 2035 | 2040
BM | 1067.45 | 1445.27 | 2384.67 | 2606.94 | 2973.56 | 3328.32
CC | 30076.79 | 63607.4 | 97783.58 | 147842.77 | 219092.3 | 271167.55
CSP | 0 | 0 | 0 | 0 | 0 | 0
CT | 5049.8 | 19215.82 | 22557.7 | 42206.08 | 63979.3 | 77405.94
Coal | 7858.64 | 7858.64 | 7858.64 | 7874.09 | 20605.07 | 51515.39
Geo | 0 | 0 | 0 | 0 | 0 | 0
H | 0 | 504 | 1290.95 | 2347.21 | 3543.05 | 6253.16
LFG | 155.9 | 821.21 | 2864 | 3234 | 3234 | 3234
Nuc | 9853.86 | 26902.86 | 31773.86 | 31773.86 | 31773.86 | 38967.08
PS | 0 | 0 | 0 | 0 | 0 | 0
PV | 1125 | 3555.75 | 4948.1 | 5428.26 | 5812.46 | 6211.73
PeakG | 0 | 0 | 0 | 0 | 0 | 0
PeakO | 0 | 0 | 0 | 0 | 0 | 0
ST | 0 | 0 | 0 | 0 | 0 | 0
STOG | 0 | 0 | 0 | 0 | 0 | 0
STWD | 0 | 0 | 0 | 0 | 0 | 0
WT | 22194.9 | 37430.35 | 46156.4 | 58640.05 | 85809.84 | 98379.44
IGCC | 618 | 618 | 618 | 618 | 618 | 618
DemandResponse | 0 | 0 | 0 | 0 | 0 | 0
IGCC-CCS | 0 | 0 | 0 | 0 | 0 | 0
WT_off | 469 | 469 | 1569 | 1569 | 1569 | 1569
PseudoUnit | 0 | 0 | 500 | 500 | 500 | 500
FixedInterchange | 0 | 0 | 0 | 0 | 0 | 0
Cumulative New Build Capacity by Reporting Type: Outside_EI
ReportingType | 2015 | 2020 | 2025 | 2030 | 2035 | 2040
BM | 183.55 | 183.55 | 183.55 | 183.55 | 183.55 | 183.55
CC | 6728.2 | 19511.86 | 32936.34 | 59002.78 | 80711.08 | 96705.98
CSP | 0 | 0 | 0 | 0 | 0 | 0
CT | 4475.65 | 8746.02 | 16525.27 | 25476.79 | 28409.53 | 30553.06
Coal | 2905 | 3876.43 | 3876.43 | 5837.91 | 8016.01 | 12225.04
Geo | 136 | 2211 | 6640 | 6640 | 6640 | 6640
H | 0 | 0 | 0 | 0 | 0 | 0
LFG | 36.1 | 1323.79 | 1491 | 1845 | 1845 | 1845
Nuc | 0 | 0 | 0 | 0 | 9060.28 | 24955.79
PS | 0 | 0 | 0 | 0 | 0 | 0
PV | 121 | 121 | 121 | 121 | 121 | 121
PeakG | 0 | 0 | 0 | 0 | 0 | 0
PeakO | 0 | 0 | 0 | 0 | 0 | 0
ST | 760 | 1713.27 | 2139.69 | 2341.64 | 2341.64 | 2341.64
STOG | 0 | 0 | 0 | 0 | 0 | 0
STWD | 0 | 0 | 0 | 0 | 0 | 0
WT | 3147.1 | 22586.49 | 22586.49 | 26312.08 | 26947.36 | 26947.36
IGCC | 0 | 0 | 0 | 0 | 0 | 0
DemandResponse | 0 | 0 | 0 | 0 | 0 | 0
IGCC-CCS | 0 | 0 | 0 | 0 | 0 | 0
WT_off | 0 | 0 | 0 | 0 | 0 | 0
PseudoUnit | 0 | 0 | 0 | 0 | 0 | 0
FixedInterchange | 0 | 0 | 0 | 0 | 0 | 0
#3 | Retirements of Capacity (MW)
Retirements of Capacity by Reporting Type: Entergy
ReportingType | 2015 | 2020 | 2025 | 2030 | 2035 | 2040
BM | 0 | 0 | 0 | 0 | 0 | 0
CC | 0 | 0 | 0 | 0 | 0 | 0
CSP | 0 | 0 | 0 | 0 | 0 | 0
CT | 0 | 0 | 0 | 0 | 0 | 0
Coal | 892.9 | 0 | 0 | 0 | 0 | 0
Geo | 0 | 0 | 0 | 0 | 0 | 0
H | 0 | 0 | 0 | 0 | 0 | 0
LFG | 0 | 0 | 0 | 0 | 0 | 0
Nuc | 0 | 0 | 0 | 0 | 915.25 | 1083.74
PS | 0 | 0 | 0 | 0 | 0 | 0
PV | 0 | 0 | 0 | 0 | 0 | 0
PeakG | 0 | 0 | 0 | 0 | 0 | 0
PeakO | 0 | 0 | 0 | 0 | 0 | 0
ST | 0 | 0 | 0 | 0 | 0 | 0
STOG | 10147.9 | 0 | 0 | 0 | 0 | 0
STWD | 0 | 0 | 0 | 0 | 0 | 0
WT | 0 | 0 | 0 | 0 | 0 | 0
IGCC | 0 | 0 | 0 | 0 | 0 | 0
DemandResponse | 0 | 0 | 0 | 0 | 0 | 0
IGCC-CCS | 0 | 0 | 0 | 0 | 0 | 0
WT_off | 0 | 0 | 0 | 0 | 0 | 0
PseudoUnit | 0 | 0 | 0 | 0 | 0 | 0
FixedInterchange | 0 | 0 | 0 | 0 | 0 | 0
Retirements of Capacity by Reporting Type: FRCC
ReportingType | 2015 | 2020 | 2025 | 2030 | 2035 | 2040
BM | 0 | 0 | 0 | 0 | 0 | 0
CC | 0 | 0 | 0 | 0 | 0 | 0
CSP | 0 | 0 | 0 | 0 | 0 | 0
CT | 0 | 0 | 0 | 0 | 0 | 0
Coal | 694.4 | 869 | 0 | 0 | 0 | 0
Geo | 0 | 0 | 0 | 0 | 0 | 0
H | 0 | 0 | 0 | 0 | 0 | 0
LFG | 0 | 0 | 0 | 0 | 0 | 0
Nuc | 0 | 0 | 0 | 0 | 1755.87 | 1822.9
PS | 0 | 0 | 0 | 0 | 0 | 0
PV | 0 | 0 | 0 | 0 | 0 | 0
PeakG | 0 | 0 | 0 | 0 | 0 | 0
PeakO | 0 | 0 | 0 | 0 | 0 | 0
ST | 0 | 0 | 0 | 0 | 0 | 0
STOG | 2624.45 | 0 | 0 | 0 | 0 | 0
STWD | 0 | 0 | 0 | 0 | 0 | 0
WT | 0 | 0 | 0 | 0 | 0 | 0
IGCC | 0 | 0 | 0 | 0 | 0 | 0
DemandResponse | 0 | 0 | 0 | 0 | 0 | 0
IGCC-CCS | 0 | 0 | 0 | 0 | 0 | 0
WT_off | 0 | 0 | 0 | 0 | 0 | 0
PseudoUnit | 0 | 0 | 0 | 0 | 0 | 0
FixedInterchange | 0 | 0 | 0 | 0 | 0 | 0
Retirements of Capacity by Reporting Type: MAPP_US
ReportingType | 2015 | 2020 | 2025 | 2030 | 2035 | 2040
BM | 0 | 0 | 0 | 0 | 0 | 0
CC | 0 | 0 | 0 | 0 | 0 | 0
CSP | 0 | 0 | 0 | 0 | 0 | 0
CT | 0 | 0 | 0 | 0 | 0 | 0
Coal | 288.5 | 0 | 0 | 0 | 0 | 0
Geo | 0 | 0 | 0 | 0 | 0 | 0
H | 0 | 0 | 0 | 0 | 0 | 0
LFG | 0 | 0 | 0 | 0 | 0 | 0
Nuc | 0 | 0 | 0 | 0 | 0 | 0
PS | 0 | 0 | 0 | 0 | 0 | 0
PV | 0 | 0 | 0 | 0 | 0 | 0
PeakG | 0 | 0 | 0 | 0 | 0 | 0
PeakO | 0 | 0 | 0 | 0 | 0 | 0
ST | 0 | 0 | 0 | 0 | 0 | 0
STOG | 36 | 0 | 0 | 0 | 0 | 0
STWD | 0 | 0 | 0 | 0 | 0 | 0
WT | 0 | 0 | 0 | 0 | 0 | 0
IGCC | 0 | 0 | 0 | 0 | 0 | 0
DemandResponse | 0 | 0 | 0 | 0 | 0 | 0
IGCC-CCS | 0 | 0 | 0 | 0 | 0 | 0
WT_off | 0 | 0 | 0 | 0 | 0 | 0
PseudoUnit | 0 | 0 | 0 | 0 | 0 | 0
FixedInterchange | 0 | 0 | 0 | 0 | 0 | 0
Retirements of Capacity by Reporting Type: MISO_IN
ReportingType | 2015 | 2020 | 2025 | 2030 | 2035 | 2040
BM | 0 | 0 | 0 | 0 | 0 | 0
CC | 0 | 0 | 0 | 0 | 0 | 0
CSP | 0 | 0 | 0 | 0 | 0 | 0
CT | 0 | 0 | 0 | 0 | 0 | 0
Coal | 929.9 | 431 | 0 | 0 | 0 | 0
Geo | 0 | 0 | 0 | 0 | 0 | 0
H | 0 | 0 | 0 | 0 | 0 | 0
LFG | 0 | 0 | 0 | 0 | 0 | 0
Nuc | 0 | 0 | 0 | 0 | 0 | 0
PS | 0 | 0 | 0 | 0 | 0 | 0
PV | 0 | 0 | 0 | 0 | 0 | 0
PeakG | 0 | 0 | 0 | 0 | 0 | 0
PeakO | 0 | 0 | 0 | 0 | 0 | 0
ST | 0 | 0 | 0 | 0 | 0 | 0
STOG | 0 | 0 | 0 | 0 | 0 | 0
STWD | 0 | 0 | 0 | 0 | 0 | 0
WT | 0 | 0 | 0 | 0 | 0 | 0
IGCC | 0 | 0 | 0 | 0 | 0 | 0
DemandResponse | 0 | 0 | 0 | 0 | 0 | 0
IGCC-CCS | 0 | 0 | 0 | 0 | 0 | 0
WT_off | 0 | 0 | 0 | 0 | 0 | 0
PseudoUnit | 0 | 0 | 0 | 0 | 0 | 0
FixedInterchange | 0 | 0 | 0 | 0 | 0 | 0
Retirements of Capacity by Reporting Type: MISO_MI
ReportingType | 2015 | 2020 | 2025 | 2030 | 2035 | 2040
BM | 0 | 0 | 0 | 0 | 0 | 0
CC | 0 | 0 | 0 | 0 | 0 | 0
CSP | 0 | 0 | 0 | 0 | 0 | 0
CT | 0 | 0 | 0 | 0 | 0 | 0
Coal | 1028 | 2925 | 0 | 0 | 0 | 0
Geo | 0 | 0 | 0 | 0 | 0 | 0
H | 0 | 0 | 0 | 0 | 0 | 0
LFG | 0 | 0 | 0 | 0 | 0 | 0
Nuc | 0 | 0 | 0 | 0 | 845.69 | 0
PS | 0 | 0 | 0 | 0 | 0 | 0
PV | 0 | 0 | 0 | 0 | 0 | 0
PeakG | 0 | 0 | 0 | 0 | 0 | 0
PeakO | 0 | 0 | 0 | 0 | 0 | 0
ST | 0 | 0 | 0 | 0 | 0 | 0
STOG | 0 | 0 | 0 | 0 | 0 | 0
STWD | 0 | 0 | 0 | 0 | 0 | 0
WT | 0 | 0 | 0 | 0 | 0 | 0
IGCC | 0 | 0 | 0 | 0 | 0 | 0
DemandResponse | 0 | 0 | 0 | 0 | 0 | 0
IGCC-CCS | 0 | 0 | 0 | 0 | 0 | 0
WT_off | 0 | 0 | 0 | 0 | 0 | 0
PseudoUnit | 0 | 0 | 0 | 0 | 0 | 0
FixedInterchange | 0 | 0 | 0 | 0 | 0 | 0
Retirements of Capacity by Reporting Type: MISO_MO-IL
ReportingType | 2015 | 2020 | 2025 | 2030 | 2035 | 2040
BM | 0 | 0 | 0 | 0 | 0 | 0
CC | 0 | 0 | 0 | 0 | 0 | 0
CSP | 0 | 0 | 0 | 0 | 0 | 0
CT | 0 | 0 | 0 | 0 | 0 | 0
Coal | 821.7 | 900 | 0 | 0 | 0 | 0
Geo | 0 | 0 | 0 | 0 | 0 | 0
H | 0 | 0 | 0 | 0 | 0 | 0
LFG | 0 | 0 | 0 | 0 | 0 | 0
Nuc | 0 | 0 | 0 | 0 | 0 | 0
PS | 0 | 0 | 0 | 0 | 0 | 0
PV | 0 | 0 | 0 | 0 | 0 | 0
PeakG | 0 | 0 | 0 | 0 | 0 | 0
PeakO | 0 | 0 | 0 | 0 | 0 | 0
ST | 0 | 0 | 0 | 0 | 0 | 0
STOG | 0 | 0 | 0 | 0 | 0 | 0
STWD | 0 | 0 | 0 | 0 | 0 | 0
WT | 0 | 0 | 0 | 0 | 0 | 0
IGCC | 0 | 0 | 0 | 0 | 0 | 0
DemandResponse | 0 | 0 | 0 | 0 | 0 | 0
IGCC-CCS | 0 | 0 | 0 | 0 | 0 | 0
WT_off | 0 | 0 | 0 | 0 | 0 | 0
PseudoUnit | 0 | 0 | 0 | 0 | 0 | 0
FixedInterchange | 0 | 0 | 0 | 0 | 0 | 0
Retirements of Capacity by Reporting Type: MISO_W
ReportingType | 2015 | 2020 | 2025 | 2030 | 2035 | 2040
BM | 0 | 0 | 0 | 0 | 0 | 0
CC | 0 | 0 | 0 | 0 | 0 | 0
CSP | 0 | 0 | 0 | 0 | 0 | 0
CT | 0 | 0 | 0 | 0 | 0 | 0
Coal | 780.05 | 1685.2 | 0 | 0 | 0 | 0
Geo | 0 | 0 | 0 | 0 | 0 | 0
H | 0 | 0 | 0 | 0 | 0 | 0
LFG | 0 | 0 | 0 | 0 | 0 | 0
Nuc | 0 | 0 | 0 | 0 | 2464.12 | 0
PS | 0 | 0 | 0 | 0 | 0 | 0
PV | 0 | 0 | 0 | 0 | 0 | 0
PeakG | 0 | 0 | 0 | 0 | 0 | 0
PeakO | 0 | 0 | 0 | 0 | 0 | 0
ST | 0 | 0 | 0 | 0 | 0 | 0
STOG | 0 | 0 | 0 | 0 | 0 | 0
STWD | 0 | 0 | 0 | 0 | 0 | 0
WT | 0 | 0 | 0 | 0 | 0 | 0
IGCC | 0 | 0 | 0 | 0 | 0 | 0
DemandResponse | 0 | 0 | 0 | 0 | 0 | 0
IGCC-CCS | 0 | 0 | 0 | 0 | 0 | 0
WT_off | 0 | 0 | 0 | 0 | 0 | 0
PseudoUnit | 0 | 0 | 0 | 0 | 0 | 0
FixedInterchange | 0 | 0 | 0 | 0 | 0 | 0
Retirements of Capacity by Reporting Type: MISO_WUMS
ReportingType | 2015 | 2020 | 2025 | 2030 | 2035 | 2040
BM | 0 | 0 | 0 | 0 | 0 | 0
CC | 0 | 0 | 0 | 0 | 0 | 0
CSP | 0 | 0 | 0 | 0 | 0 | 0
CT | 0 | 0 | 0 | 0 | 0 | 0
Coal | 1561.08 | 1971.3 | 0 | 0 | 0 | 0
Geo | 0 | 0 | 0 | 0 | 0 | 0
H | 0 | 0 | 0 | 0 | 0 | 0
LFG | 0 | 0 | 0 | 0 | 0 | 0
Nuc | 0 | 0 | 0 | 0 | 1816.9 | 0
PS | 0 | 0 | 0 | 0 | 0 | 0
PV | 0 | 0 | 0 | 0 | 0 | 0
PeakG | 0 | 0 | 0 | 0 | 0 | 0
PeakO | 0 | 0 | 0 | 0 | 0 | 0
ST | 0 | 0 | 0 | 0 | 0 | 0
STOG | 59.5 | 0 | 0 | 0 | 0 | 0
STWD | 0 | 0 | 0 | 0 | 0 | 0
WT | 0 | 0 | 0 | 0 | 0 | 0
IGCC | 0 | 0 | 0 | 0 | 0 | 0
DemandResponse | 0 | 0 | 0 | 0 | 0 | 0
IGCC-CCS | 0 | 0 | 0 | 0 | 0 | 0
WT_off | 0 | 0 | 0 | 0 | 0 | 0
PseudoUnit | 0 | 0 | 0 | 0 | 0 | 0
FixedInterchange | 0 | 0 | 0 | 0 | 0 | 0
Retirements of Capacity by Reporting Type: Nebraska
ReportingType | 2015 | 2020 | 2025 | 2030 | 2035 | 2040
BM | 0 | 0 | 0 | 0 | 0 | 0
CC | 0 | 0 | 0 | 0 | 0 | 0
CSP | 0 | 0 | 0 | 0 | 0 | 0
CT | 0 | 0 | 0 | 0 | 0 | 0
Coal | 0 | 0 | 0 | 0 | 0 | 0
Geo | 0 | 0 | 0 | 0 | 0 | 0
H | 0 | 0 | 0 | 0 | 0 | 0
LFG | 0 | 0 | 0 | 0 | 0 | 0
Nuc | 0 | 0 | 0 | 0 | 1360.71 | 0
PS | 0 | 0 | 0 | 0 | 0 | 0
PV | 0 | 0 | 0 | 0 | 0 | 0
PeakG | 0 | 0 | 0 | 0 | 0 | 0
PeakO | 0 | 0 | 0 | 0 | 0 | 0
ST | 0 | 0 | 0 | 0 | 0 | 0
STOG | 0 | 0 | 0 | 0 | 0 | 0
STWD | 0 | 0 | 0 | 0 | 0 | 0
WT | 0 | 0 | 0 | 0 | 0 | 0
IGCC | 0 | 0 | 0 | 0 | 0 | 0
DemandResponse | 0 | 0 | 0 | 0 | 0 | 0
IGCC-CCS | 0 | 0 | 0 | 0 | 0 | 0
WT_off | 0 | 0 | 0 | 0 | 0 | 0
PseudoUnit | 0 | 0 | 0 | 0 | 0 | 0
FixedInterchange | 0 | 0 | 0 | 0 | 0 | 0
Retirements of Capacity by Reporting Type: NEISO
ReportingType | 2015 | 2020 | 2025 | 2030 | 2035 | 2040
BM | 0 | 0 | 0 | 0 | 0 | 0
CC | 451.05 | 0 | 0 | 0 | 0 | 0
CSP | 0 | 0 | 0 | 0 | 0 | 0
CT | 0 | 0 | 0 | 0 | 0 | 0
Coal | 2250.13 | 320 | 0 | 0 | 0 | 0
Geo | 0 | 0 | 0 | 0 | 0 | 0
H | 0 | 0 | 0 | 0 | 0 | 0
LFG | 0 | 0 | 0 | 0 | 0 | 0
Nuc | 0 | 0 | 0 | 0 | 1401.14 | 953.22
PS | 0 | 0 | 0 | 0 | 0 | 0
PV | 0 | 0 | 0 | 0 | 0 | 0
PeakG | 0 | 0 | 0 | 0 | 0 | 0
PeakO | 0 | 0 | 0 | 0 | 0 | 0
ST | 0 | 0 | 0 | 0 | 0 | 0
STOG | 6237 | 0 | 0 | 0 | 0 | 0
STWD | 0 | 0 | 0 | 0 | 0 | 0
WT | 0 | 0 | 0 | 0 | 0 | 0
IGCC | 0 | 0 | 0 | 0 | 0 | 0
DemandResponse | 0 | 0 | 0 | 0 | 0 | 0
IGCC-CCS | 0 | 0 | 0 | 0 | 0 | 0
WT_off | 0 | 0 | 0 | 0 | 468 | 0
PseudoUnit | 0 | 0 | 0 | 0 | 0 | 0
FixedInterchange | 0 | 0 | 0 | 0 | 0 | 0
Retirements of Capacity by Reporting Type: NonRTO_Midwest
ReportingType | 2015 | 2020 | 2025 | 2030 | 2035 | 2040
BM | 0 | 0 | 0 | 0 | 0 | 0
CC | 0 | 0 | 0 | 0 | 0 | 0
CSP | 0 | 0 | 0 | 0 | 0 | 0
CT | 0 | 0 | 0 | 0 | 0 | 0
Coal | 580.84 | 0 | 0 | 0 | 0 | 0
Geo | 0 | 0 | 0 | 0 | 0 | 0
H | 0 | 0 | 0 | 0 | 0 | 0
LFG | 0 | 0 | 0 | 0 | 0 | 0
Nuc | 0 | 0 | 0 | 0 | 0 | 0
PS | 0 | 0 | 0 | 0 | 0 | 0
PV | 0 | 0 | 0 | 0 | 0 | 0
PeakG | 0 | 0 | 0 | 0 | 0 | 0
PeakO | 0 | 0 | 0 | 0 | 0 | 0
ST | 0 | 0 | 0 | 0 | 0 | 0
STOG | 0 | 0 | 0 | 0 | 0 | 0
STWD | 0 | 0 | 0 | 0 | 0 | 0
WT | 0 | 0 | 0 | 0 | 0 | 0
IGCC | 0 | 0 | 0 | 0 | 0 | 0
DemandResponse | 0 | 0 | 0 | 0 | 0 | 0
IGCC-CCS | 0 | 0 | 0 | 0 | 0 | 0
WT_off | 0 | 0 | 0 | 0 | 0 | 0
PseudoUnit | 0 | 0 | 0 | 0 | 0 | 0
FixedInterchange | 0 | 0 | 0 | 0 | 0 | 0
Retirements of Capacity by Reporting Type: NYISO_A-F
ReportingType | 2015 | 2020 | 2025 | 2030 | 2035 | 2040
BM | 0 | 0 | 0 | 0 | 0 | 0
CC | 0 | 0 | 0 | 0 | 0 | 0
CSP | 0 | 0 | 0 | 0 | 0 | 0
CT | 0 | 0 | 0 | 0 | 0 | 0
Coal | 2251.9 | 0 | 0 | 0 | 0 | 0
Geo | 0 | 0 | 0 | 0 | 0 | 0
H | 0 | 0 | 0 | 0 | 0 | 0
LFG | 0 | 0 | 0 | 0 | 0 | 0
Nuc | 0 | 0 | 0 | 675.24 | 631 | 926.34
PS | 0 | 0 | 0 | 0 | 0 | 0
PV | 0 | 0 | 0 | 0 | 0 | 0
PeakG | 0 | 0 | 0 | 0 | 0 | 0
PeakO | 0 | 0 | 0 | 0 | 0 | 0
ST | 0 | 0 | 0 | 0 | 0 | 0
STOG | 1701 | 0 | 0 | 0 | 0 | 0
STWD | 0 | 0 | 0 | 0 | 0 | 0
WT | 0 | 0 | 0 | 0 | 0 | 0
IGCC | 0 | 0 | 0 | 0 | 0 | 0
DemandResponse | 0 | 0 | 0 | 0 | 0 | 0
IGCC-CCS | 0 | 0 | 0 | 0 | 0 | 0
WT_off | 0 | 0 | 0 | 0 | 0 | 0
PseudoUnit | 0 | 0 | 0 | 0 | 0 | 0
FixedInterchange | 0 | 0 | 0 | 0 | 0 | 0
Retirements of Capacity by Reporting Type: NYISO_G-I
ReportingType | 2015 | 2020 | 2025 | 2030 | 2035 | 2040
BM | 0 | 0 | 0 | 0 | 0 | 0
CC | 0 | 0 | 0 | 0 | 0 | 0
CSP | 0 | 0 | 0 | 0 | 0 | 0
CT | 0 | 0 | 0 | 0 | 0 | 0
Coal | 368.2 | 0 | 0 | 0 | 0 | 0
Geo | 0 | 0 | 0 | 0 | 0 | 0
H | 0 | 0 | 0 | 0 | 0 | 0
LFG | 0 | 0 | 0 | 0 | 0 | 0
Nuc | 0 | 0 | 0 | 0 | 1108.31 | 1114.18
PS | 0 | 0 | 0 | 0 | 0 | 0
PV | 0 | 0 | 0 | 0 | 0 | 0
PeakG | 0 | 0 | 0 | 0 | 0 | 0
PeakO | 0 | 0 | 0 | 0 | 0 | 0
ST | 0 | 0 | 0 | 0 | 0 | 0
STOG | 1474.61 | 0 | 0 | 0 | 0 | 0
STWD | 0 | 0 | 0 | 0 | 0 | 0
WT | 0 | 0 | 0 | 0 | 0 | 0
IGCC | 0 | 0 | 0 | 0 | 0 | 0
DemandResponse | 0 | 0 | 0 | 0 | 0 | 0
IGCC-CCS | 0 | 0 | 0 | 0 | 0 | 0
WT_off | 0 | 0 | 0 | 0 | 0 | 0
PseudoUnit | 0 | 0 | 0 | 0 | 0 | 0
FixedInterchange | 0 | 0 | 0 | 0 | 0 | 0
Retirements of Capacity by Reporting Type: NYISO_J-K
ReportingType | 2015 | 2020 | 2025 | 2030 | 2035 | 2040
BM | 0 | 0 | 0 | 0 | 0 | 0
CC | 0 | 0 | 0 | 0 | 0 | 0
CSP | 0 | 0 | 0 | 0 | 0 | 0
CT | 0 | 0 | 0 | 0 | 0 | 0
Coal | 0 | 0 | 0 | 0 | 0 | 0
Geo | 0 | 0 | 0 | 0 | 0 | 0
H | 0 | 0 | 0 | 0 | 0 | 0
LFG | 0 | 0 | 0 | 0 | 0 | 0
Nuc | 0 | 0 | 0 | 0 | 0 | 0
PS | 0 | 0 | 0 | 0 | 0 | 0
PV | 0 | 0 | 0 | 0 | 32 | 0
PeakG | 0 | 0 | 0 | 0 | 0 | 0
PeakO | 0 | 0 | 0 | 0 | 0 | 0
ST | 0 | 0 | 0 | 0 | 0 | 0
STOG | 0 | 0 | 0 | 0 | 0 | 0
STWD | 0 | 0 | 0 | 0 | 0 | 0
WT | 0 | 0 | 0 | 0 | 0 | 0
IGCC | 0 | 0 | 0 | 0 | 0 | 0
DemandResponse | 0 | 0 | 0 | 0 | 0 | 0
IGCC-CCS | 0 | 0 | 0 | 0 | 0 | 0
WT_off | 0 | 0 | 0 | 0 | 0 | 0
PseudoUnit | 0 | 0 | 0 | 0 | 0 | 0
FixedInterchange | 0 | 0 | 0 | 0 | 0 | 0
Retirements of Capacity by Reporting Type: PJM_E
ReportingType | 2015 | 2020 | 2025 | 2030 | 2035 | 2040
BM | 0 | 0 | 0 | 0 | 0 | 0
CC | 0 | 0 | 0 | 0 | 0 | 0
CSP | 0 | 0 | 0 | 0 | 0 | 0
CT | 0 | 0 | 0 | 0 | 0 | 0
Coal | 2804 | 568 | 0 | 0 | 0 | 0
Geo | 0 | 0 | 0 | 0 | 0 | 0
H | 0 | 0 | 0 | 0 | 0 | 0
LFG | 0 | 0 | 0 | 0 | 0 | 0
Nuc | 0 | 667.96 | 0 | 0 | 2417.49 | 1276.14
PS | 0 | 0 | 0 | 0 | 0 | 0
PV | 0 | 0 | 0 | 0 | 0 | 0
PeakG | 268.5 | 0 | 0 | 0 | 0 | 0
PeakO | 2.7 | 0 | 0 | 0 | 0 | 0
ST | 0 | 0 | 0 | 0 | 0 | 0
STOG | 629.5 | 0 | 0 | 0 | 0 | 0
STWD | 0 | 0 | 0 | 0 | 0 | 0
WT | 0 | 0 | 0 | 0 | 0 | 0
IGCC | 0 | 0 | 0 | 0 | 0 | 0
DemandResponse | 0 | 0 | 0 | 0 | 0 | 0
IGCC-CCS | 0 | 0 | 0 | 0 | 0 | 0
WT_off | 0 | 0 | 0 | 0 | 0 | 0
PseudoUnit | 0 | 0 | 0 | 0 | 0 | 0
FixedInterchange | 0 | 0 | 0 | 0 | 0 | 0
Retirements of Capacity by Reporting Type: PJM_ROM
ReportingType | 2015 | 2020 | 2025 | 2030 | 2035 | 2040
BM | 0 | 0 | 0 | 0 | 0 | 0
CC | 0 | 0 | 0 | 0 | 0 | 0
CSP | 0 | 0 | 0 | 0 | 0 | 0
CT | 0 | 0 | 0 | 0 | 0 | 0
Coal | 8045.5 | 0 | 0 | 0 | 0 | 0
Geo | 0 | 0 | 0 | 0 | 0 | 0
H | 0 | 0 | 0 | 0 | 0 | 0
LFG | 0 | 0 | 0 | 0 | 0 | 0
Nuc | 0 | 0 | 0 | 0 | 1882.68 | 977.21
PS | 0 | 0 | 0 | 0 | 0 | 0
PV | 0 | 0 | 0 | 0 | 0 | 0
PeakG | 0 | 0 | 0 | 0 | 0 | 0
PeakO | 270 | 0 | 0 | 0 | 0 | 0
ST | 0 | 0 | 0 | 0 | 0 | 0
STOG | 580 | 0 | 0 | 0 | 0 | 0
STWD | 0 | 0 | 0 | 0 | 0 | 0
WT | 0 | 0 | 0 | 0 | 0 | 0
IGCC | 0 | 0 | 0 | 0 | 0 | 0
DemandResponse | 0 | 0 | 0 | 0 | 0 | 0
IGCC-CCS | 0 | 0 | 0 | 0 | 0 | 0
WT_off | 0 | 0 | 0 | 0 | 0 | 0
PseudoUnit | 0 | 0 | 0 | 0 | 0 | 0
FixedInterchange | 0 | 0 | 0 | 0 | 0 | 0
Retirements of Capacity by Reporting Type: PJM_ROR
ReportingType | 2015 | 2020 | 2025 | 2030 | 2035 | 2040
BM | 0 | 0 | 0 | 0 | 0 | 192
CC | 0 | 0 | 0 | 0 | 0 | 0
CSP | 0 | 0 | 0 | 0 | 0 | 0
CT | 0 | 0 | 0 | 0 | 0 | 0
Coal | 10844.22 | 4805.88 | 0 | 0 | 0 | 0
Geo | 0 | 0 | 0 | 0 | 0 | 0
H | 0 | 0 | 0 | 0 | 0 | 0
LFG | 0 | 0 | 0 | 0 | 0 | 0
Nuc | 0 | 0 | 0 | 942.43 | 4646.92 | 5307.99
PS | 0 | 0 | 0 | 0 | 0 | 0
PV | 0 | 0 | 0 | 0 | 0 | 0
PeakG | 0 | 0 | 0 | 0 | 0 | 0
PeakO | 19 | 0 | 0 | 0 | 0 | 0
ST | 0 | 0 | 0 | 0 | 0 | 0
STOG | 0 | 0 | 0 | 0 | 0 | 0
STWD | 0 | 0 | 0 | 0 | 0 | 0
WT | 0 | 0 | 0 | 0 | 0 | 0
IGCC | 0 | 0 | 0 | 0 | 0 | 0
DemandResponse | 0 | 0 | 0 | 0 | 0 | 0
IGCC-CCS | 0 | 0 | 0 | 0 | 0 | 0
WT_off | 0 | 0 | 0 | 0 | 0 | 0
PseudoUnit | 0 | 0 | 0 | 0 | 0 | 0
FixedInterchange | 0 | 0 | 0 | 0 | 0 | 0
Retirements of Capacity by Reporting Type: SOCO
ReportingType | 2015 | 2020 | 2025 | 2030 | 2035 | 2040
BM | 0 | 0 | 0 | 0 | 0 | 0
CC | 0 | 0 | 0 | 0 | 0 | 0
CSP | 0 | 0 | 0 | 0 | 0 | 0
CT | 0 | 0 | 0 | 0 | 0 | 0
Coal | 7724 | 0 | 0 | 0 | 0 | 0
Geo | 0 | 0 | 0 | 0 | 0 | 0
H | 0 | 0 | 0 | 0 | 0 | 0
LFG | 0 | 0 | 0 | 0 | 0 | 0
Nuc | 0 | 0 | 0 | 0 | 0 | 2875.17
PS | 0 | 0 | 0 | 0 | 0 | 0
PV | 0 | 0 | 0 | 0 | 0 | 0
PeakG | 0 | 0 | 0 | 0 | 0 | 0
PeakO | 0 | 0 | 0 | 0 | 0 | 0
ST | 0 | 0 | 0 | 0 | 0 | 0
STOG | 854 | 0 | 0 | 0 | 0 | 0
STWD | 0 | 0 | 0 | 0 | 0 | 0
WT | 0 | 0 | 0 | 0 | 0 | 0
IGCC | 0 | 0 | 0 | 0 | 0 | 0
DemandResponse | 0 | 0 | 0 | 0 | 0 | 0
IGCC-CCS | 0 | 0 | 0 | 0 | 0 | 0
WT_off | 0 | 0 | 0 | 0 | 0 | 0
PseudoUnit | 0 | 0 | 0 | 0 | 0 | 0
FixedInterchange | 0 | 0 | 0 | 0 | 0 | 0
Retirements of Capacity by Reporting Type: SPP_N
ReportingType | 2015 | 2020 | 2025 | 2030 | 2035 | 2040
BM | 0 | 0 | 0 | 0 | 0 | 0
CC | 0 | 0 | 0 | 0 | 0 | 0
CSP | 0 | 0 | 0 | 0 | 0 | 0
CT | 0 | 0 | 0 | 0 | 0 | 0
Coal | 0 | 0 | 0 | 0 | 0 | 0
Geo | 0 | 0 | 0 | 0 | 0 | 0
H | 0 | 0 | 0 | 0 | 0 | 0
LFG | 0 | 0 | 0 | 0 | 0 | 0
Nuc | 0 | 0 | 0 | 0 | 0 | 0
PS | 0 | 0 | 0 | 0 | 0 | 0
PV | 0 | 0 | 0 | 0 | 0 | 0
PeakG | 0 | 0 | 0 | 0 | 0 | 0
PeakO | 0 | 0 | 0 | 0 | 0 | 0
ST | 0 | 0 | 0 | 0 | 0 | 0
STOG | 87 | 0 | 0 | 0 | 0 | 0
STWD | 0 | 0 | 0 | 0 | 0 | 0
WT | 0 | 0 | 0 | 0 | 0 | 0
IGCC | 0 | 0 | 0 | 0 | 0 | 0
DemandResponse | 0 | 0 | 0 | 0 | 0 | 0
IGCC-CCS | 0 | 0 | 0 | 0 | 0 | 0
WT_off | 0 | 0 | 0 | 0 | 0 | 0
PseudoUnit | 0 | 0 | 0 | 0 | 0 | 0
FixedInterchange | 0 | 0 | 0 | 0 | 0 | 0
Retirements of Capacity by Reporting Type: SPP_S
ReportingType | 2015 | 2020 | 2025 | 2030 | 2035 | 2040
BM | 0 | 0 | 0 | 0 | 0 | 0
CC | 0 | 0 | 0 | 0 | 0 | 0
CSP | 0 | 0 | 0 | 0 | 0 | 0
CT | 0 | 0 | 0 | 0 | 0 | 0
Coal | 1434.83 | 0 | 0 | 0 | 0 | 0
Geo | 0 | 0 | 0 | 0 | 0 | 0
H | 0 | 0 | 0 | 0 | 0 | 0
LFG | 0 | 0 | 0 | 0 | 0 | 0
Nuc | 0 | 0 | 0 | 0 | 0 | 0
PS | 0 | 0 | 0 | 0 | 0 | 0
PV | 0 | 0 | 0 | 0 | 0 | 0
PeakG | 0 | 0 | 0 | 0 | 0 | 0
PeakO | 0 | 0 | 0 | 0 | 0 | 0
ST | 0 | 0 | 0 | 0 | 0 | 0
STOG | 1406.36 | 0 | 0 | 0 | 0 | 0
STWD | 0 | 0 | 0 | 0 | 0 | 0
WT | 0 | 0 | 0 | 0 | 0 | 0
IGCC | 0 | 0 | 0 | 0 | 0 | 0
DemandResponse | 0 | 0 | 0 | 0 | 0 | 0
IGCC-CCS | 0 | 0 | 0 | 0 | 0 | 0
WT_off | 0 | 0 | 0 | 0 | 0 | 0
PseudoUnit | 0 | 0 | 0 | 0 | 0 | 0
FixedInterchange | 0 | 0 | 0 | 0 | 0 | 0
Retirements of Capacity by Reporting Type: TVA
ReportingType | 2015 | 2020 | 2025 | 2030 | 2035 | 2040
BM | 0 | 0 | 0 | 0 | 0 | 0
CC | 0 | 0 | 0 | 0 | 0 | 0
CSP | 0 | 0 | 0 | 0 | 0 | 0
CT | 0 | 0 | 0 | 0 | 0 | 0
Coal | 2494.02 | 1523.98 | 0 | 0 | 0 | 0
Geo | 0 | 0 | 0 | 0 | 0 | 0
H | 0 | 0 | 0 | 0 | 0 | 0
LFG | 0 | 0 | 0 | 0 | 0 | 0
Nuc | 0 | 0 | 0 | 0 | 2730.91 | 1389.91
PS | 0 | 0 | 0 | 0 | 0 | 0
PV | 0 | 0 | 0 | 0 | 0 | 0
PeakG | 0 | 0 | 0 | 0 | 0 | 0
PeakO | 0 | 0 | 0 | 0 | 0 | 0
ST | 0 | 0 | 0 | 0 | 0 | 0
STOG | 0 | 0 | 0 | 0 | 0 | 0
STWD | 0 | 0 | 0 | 0 | 0 | 0
WT | 0 | 0 | 0 | 0 | 0 | 0
IGCC | 0 | 0 | 0 | 0 | 0 | 0
DemandResponse | 0 | 0 | 0 | 0 | 0 | 0
IGCC-CCS | 0 | 0 | 0 | 0 | 0 | 0
WT_off | 0 | 0 | 0 | 0 | 0 | 0
PseudoUnit | 0 | 0 | 0 | 0 | 0 | 0
FixedInterchange | 0 | 0 | 0 | 0 | 0 | 0
Retirements of Capacity by Reporting Type: TVA_Transmission
ReportingType | 2015 | 2020 | 2025 | 2030 | 2035 | 2040
BM | 0 | 0 | 0 | 0 | 0 | 0
CC | 0 | 0 | 0 | 0 | 0 | 0
CSP | 0 | 0 | 0 | 0 | 0 | 0
CT | 0 | 0 | 0 | 0 | 0 | 0
Coal | 0 | 0 | 0 | 0 | 0 | 0
Geo | 0 | 0 | 0 | 0 | 0 | 0
H | 0 | 0 | 0 | 0 | 0 | 0
LFG | 0 | 0 | 0 | 0 | 0 | 0
Nuc | 0 | 0 | 0 | 0 | 0 | 0
PS | 0 | 0 | 0 | 0 | 0 | 0
PV | 0 | 0 | 0 | 0 | 0 | 0
PeakG | 0 | 0 | 0 | 0 | 0 | 0
PeakO | 0 | 0 | 0 | 0 | 0 | 0
ST | 0 | 0 | 0 | 0 | 0 | 0
STOG | 0 | 0 | 0 | 0 | 0 | 0
STWD | 0 | 0 | 0 | 0 | 0 | 0
WT | 0 | 0 | 0 | 0 | 0 | 0
IGCC | 0 | 0 | 0 | 0 | 0 | 0
DemandResponse | 0 | 0 | 0 | 0 | 0 | 0
IGCC-CCS | 0 | 0 | 0 | 0 | 0 | 0
WT_off | 0 | 0 | 0 | 0 | 0 | 0
PseudoUnit | 0 | 0 | 0 | 0 | 0 | 0
FixedInterchange | 0 | 0 | 0 | 0 | 0 | 0
Retirements of Capacity by Reporting Type: VACAR
ReportingType | 2015 | 2020 | 2025 | 2030 | 2035 | 2040
BM | 0 | 0 | 0 | 0 | 0 | 0
CC | 0 | 0 | 0 | 0 | 0 | 0
CSP | 0 | 0 | 0 | 0 | 0 | 0
CT | 0 | 0 | 0 | 0 | 0 | 0
Coal | 3825 | 2178 | 0 | 0 | 0 | 0
Geo | 0 | 0 | 0 | 0 | 0 | 0
H | 0 | 0 | 0 | 0 | 0 | 0
LFG | 0 | 0 | 0 | 0 | 0 | 0
Nuc | 0 | 0 | 0 | 0 | 3530.58 | 2019.65
PS | 0 | 0 | 0 | 0 | 0 | 0
PV | 0 | 0 | 0 | 0 | 0 | 0
PeakG | 0 | 0 | 0 | 0 | 0 | 0
PeakO | 0 | 0 | 0 | 0 | 0 | 0
ST | 0 | 0 | 0 | 0 | 0 | 0
STOG | 0 | 0 | 0 | 0 | 0 | 0
STWD | 0 | 0 | 0 | 0 | 0 | 0
WT | 0 | 0 | 0 | 0 | 0 | 0
IGCC | 0 | 0 | 0 | 0 | 0 | 0
DemandResponse | 0 | 0 | 0 | 0 | 0 | 0
IGCC-CCS | 0 | 0 | 0 | 0 | 0 | 0
WT_off | 0 | 0 | 0 | 0 | 0 | 0
PseudoUnit | 0 | 0 | 0 | 0 | 0 | 0
FixedInterchange | 0 | 0 | 0 | 0 | 0 | 0
Retirements of Capacity by Reporting Type: IESO
ReportingType | 2015 | 2020 | 2025 | 2030 | 2035 | 2040
BM | 0 | 0 | 0 | 0 | 0 | 0
CC | 472.52 | 0 | 0 | 0 | 0 | 0
CSP | 0 | 0 | 0 | 0 | 0 | 0
CT | 0 | 0 | 0 | 0 | 0 | 0
Coal | 6416 | 0 | 0 | 0 | 0 | 0
Geo | 0 | 0 | 0 | 0 | 0 | 0
H | 0 | 0 | 0 | 0 | 0 | 0
LFG | 0 | 0 | 0 | 0 | 0 | 0
Nuc | 0 | 0 | 0 | 0 | 1119.61 | 1673.98
PS | 0 | 0 | 0 | 0 | 0 | 0
PV | 0 | 0 | 0 | 0 | 1067.26 | 0
PeakG | 0 | 0 | 0 | 0 | 0 | 0
PeakO | 0.65 | 0 | 0 | 0 | 0 | 0
ST | 0 | 0 | 0 | 0 | 0 | 0
STOG | 2126 | 0 | 0 | 0 | 0 | 0
STWD | 0 | 0 | 0 | 0 | 0 | 0
WT | 0 | 0 | 0 | 0 | 2105.9 | 0
IGCC | 0 | 0 | 0 | 0 | 0 | 0
DemandResponse | 0 | 0 | 0 | 0 | 0 | 0
IGCC-CCS | 0 | 0 | 0 | 0 | 0 | 0
WT_off | 0 | 0 | 0 | 0 | 0 | 0
PseudoUnit | 0 | 0 | 0 | 0 | 0 | 0
FixedInterchange | 0 | 0 | 0 | 0 | 0 | 0
Retirements of Capacity by Reporting Type: MAPP_CA
ReportingType | 2015 | 2020 | 2025 | 2030 | 2035 | 2040
BM | 0 | 0 | 0 | 0 | 0 | 0
CC | 0 | 0 | 0 | 0 | 0 | 0
CSP | 0 | 0 | 0 | 0 | 0 | 0
CT | 0 | 0 | 0 | 0 | 0 | 0
Coal | 635.1 | 0 | 0 | 0 | 0 | 0
Geo | 0 | 0 | 0 | 0 | 0 | 0
H | 0 | 0 | 0 | 0 | 0 | 0
LFG | 0 | 0 | 0 | 0 | 0 | 0
Nuc | 0 | 0 | 0 | 0 | 0 | 0
PS | 0 | 0 | 0 | 0 | 0 | 0
PV | 0 | 0 | 0 | 0 | 0 | 0
PeakG | 0 | 0 | 0 | 0 | 0 | 0
PeakO | 0 | 0 | 0 | 0 | 0 | 0
ST | 0 | 0 | 0 | 0 | 0 | 0
STOG | 0 | 0 | 0 | 0 | 0 | 0
STWD | 0 | 0 | 0 | 0 | 0 | 0
WT | 0 | 0 | 0 | 0 | 0 | 0
IGCC | 0 | 0 | 0 | 0 | 0 | 0
DemandResponse | 0 | 0 | 0 | 0 | 0 | 0
IGCC-CCS | 0 | 0 | 0 | 0 | 0 | 0
WT_off | 0 | 0 | 0 | 0 | 0 | 0
PseudoUnit | 0 | 0 | 0 | 0 | 0 | 0
FixedInterchange | 0 | 0 | 0 | 0 | 0 | 0
Retirements of Capacity by Reporting Type: AZ_NM_SNV_Coal
ReportingType | 2015 | 2020 | 2025 | 2030 | 2035 | 2040
BM | 0 | 0 | 0 | 0 | 0 | 0
CC | 0 | 0 | 0 | 0 | 0 | 0
CSP | 0 | 0 | 0 | 0 | 0 | 0
CT | 0 | 0 | 0 | 0 | 0 | 0
Coal | 0 | 0 | 0 | 0 | 0 | 0
Geo | 0 | 0 | 0 | 0 | 0 | 0
H | 0 | 0 | 0 | 0 | 0 | 0
LFG | 0 | 0 | 0 | 0 | 0 | 0
Nuc | 0 | 0 | 0 | 0 | 0 | 0
PS | 0 | 0 | 0 | 0 | 0 | 0
PV | 0 | 0 | 0 | 0 | 0 | 0
PeakG | 0 | 0 | 0 | 0 | 0 | 0
PeakO | 200 | 0 | 0 | 0 | 0 | 0
ST | 0 | 0 | 0 | 0 | 0 | 0
STOG | 0 | 0 | 0 | 0 | 0 | 0
STWD | 0 | 0 | 0 | 0 | 0 | 0
WT | 0 | 0 | 0 | 0 | 0 | 0
IGCC | 0 | 0 | 0 | 0 | 0 | 0
DemandResponse | 0 | 0 | 0 | 0 | 0 | 0
IGCC-CCS | 0 | 0 | 0 | 0 | 0 | 0
WT_off | 0 | 0 | 0 | 0 | 0 | 0
PseudoUnit | 0 | 0 | 0 | 0 | 0 | 0
FixedInterchange | 0 | 0 | 0 | 0 | 0 | 0
Retirements of Capacity by Reporting Type: AZ_NM_SNV_Gas
ReportingType | 2015 | 2020 | 2025 | 2030 | 2035 | 2040
BM | 0 | 0 | 0 | 0 | 0 | 0
CC | 1095 | 0 | 0 | 0 | 0 | 0
CSP | 0 | 0 | 0 | 0 | 0 | 0
CT | 0 | 0 | 0 | 0 | 0 | 0
Coal | 0 | 0 | 0 | 0 | 0 | 0
Geo | 0 | 0 | 0 | 0 | 0 | 0
H | 0 | 0 | 0 | 0 | 0 | 0
LFG | 0 | 0 | 0 | 0 | 0 | 0
Nuc | 0 | 0 | 0 | 0 | 0 | 0
PS | 0 | 0 | 0 | 0 | 0 | 0
PV | 0 | 0 | 0 | 0 | 0 | 0
PeakG | 464 | 0 | 0 | 0 | 0 | 0
PeakO | 0 | 0 | 0 | 0 | 0 | 0
ST | 0 | 0 | 0 | 0 | 0 | 0
STOG | 2064 | 0 | 0 | 0 | 0 | 0
STWD | 0 | 0 | 0 | 0 | 0 | 0
WT | 0 | 0 | 0 | 0 | 0 | 0
IGCC | 0 | 0 | 0 | 0 | 0 | 0
DemandResponse | 0 | 0 | 0 | 0 | 0 | 0
IGCC-CCS | 0 | 0 | 0 | 0 | 0 | 0
WT_off | 0 | 0 | 0 | 0 | 0 | 0
PseudoUnit | 0 | 0 | 0 | 0 | 0 | 0
FixedInterchange | 0 | 0 | 0 | 0 | 0 | 0
Retirements of Capacity by Reporting Type: AZ_NM_SNV_NucRenew
ReportingType | 2015 | 2020 | 2025 | 2030 | 2035 | 2040
BM | 0 | 0 | 0 | 0 | 0 | 0
CC | 0 | 0 | 0 | 0 | 0 | 0
CSP | 65 | 0 | 0 | 0 | 0 | 0
CT | 0 | 0 | 0 | 0 | 0 | 0
Coal | 0 | 0 | 0 | 0 | 0 | 0
Geo | 0 | 0 | 0 | 0 | 0 | 0
H | 0 | 0 | 0 | 0 | 0 | 0
LFG | 0 | 0 | 0 | 0 | 0 | 0
Nuc | 0 | 0 | 0 | 0 | 0 | 0
PS | 0 | 0 | 0 | 0 | 0 | 0
PV | 0 | 0 | 0 | 0 | 0 | 0
PeakG | 0 | 0 | 0 | 0 | 0 | 0
PeakO | 0 | 0 | 0 | 0 | 0 | 0
ST | 0 | 0 | 0 | 0 | 0 | 0
STOG | 0 | 0 | 0 | 0 | 0 | 0
STWD | 0 | 0 | 0 | 0 | 0 | 0
WT | 0 | 0 | 0 | 0 | 0 | 0
IGCC | 0 | 0 | 0 | 0 | 0 | 0
DemandResponse | 0 | 0 | 0 | 0 | 0 | 0
IGCC-CCS | 0 | 0 | 0 | 0 | 0 | 0
WT_off | 0 | 0 | 0 | 0 | 0 | 0
PseudoUnit | 0 | 0 | 0 | 0 | 0 | 0
FixedInterchange | 0 | 0 | 0 | 0 | 0 | 0
Retirements of Capacity by Reporting Type: ERCOT
ReportingType | 2015 | 2020 | 2025 | 2030 | 2035 | 2040
BM | 0 | 0 | 0 | 0 | 0 | 0
CC | 0 | 0 | 0 | 0 | 0 | 0
CSP | 0 | 0 | 0 | 0 | 0 | 0
CT | 0 | 0 | 0 | 0 | 0 | 0
Coal | 1144 | 0 | 0 | 0 | 0 | 0
Geo | 0 | 0 | 0 | 0 | 0 | 0
H | 0 | 0 | 0 | 0 | 0 | 0
LFG | 0 | 0 | 0 | 0 | 0 | 0
Nuc | 0 | 0 | 0 | 0 | 0 | 0
PS | 0 | 0 | 0 | 0 | 0 | 0
PV | 0 | 0 | 0 | 0 | 14 | 0
PeakG | 0 | 0 | 0 | 0 | 0 | 0
PeakO | 0 | 0 | 0 | 0 | 0 | 0
ST | 0 | 0 | 0 | 0 | 0 | 0
STOG | 0 | 0 | 0 | 0 | 0 | 0
STWD | 0 | 0 | 0 | 0 | 0 | 0
WT | 0 | 0 | 0 | 0 | 0 | 0
IGCC | 0 | 0 | 0 | 0 | 0 | 0
DemandResponse | 0 | 0 | 0 | 0 | 0 | 0
IGCC-CCS | 0 | 0 | 0 | 0 | 0 | 0
WT_off | 0 | 0 | 0 | 0 | 0 | 0
PseudoUnit | 0 | 0 | 0 | 0 | 0 | 0
FixedInterchange | 0 | 0 | 0 | 0 | 0 | 0
Retirements of Capacity by Reporting Type: NP15
ReportingType | 2015 | 2020 | 2025 | 2030 | 2035 | 2040
BM | 0 | 0 | 0 | 0 | 0 | 0
CC | 0 | 0 | 0 | 0 | 0 | 0
CSP | 0 | 0 | 0 | 0 | 0 | 0
CT | 0 | 0 | 0 | 0 | 0 | 0
Coal | 163.7 | 0 | 0 | 0 | 0 | 28.2
Geo | 0 | 0 | 0 | 0 | 0 | 0
H | 0 | 0 | 0 | 0 | 0 | 0
LFG | 0 | 0 | 0 | 0 | 0 | 0
Nuc | 0 | 0 | 0 | 0 | 0 | 0
PS | 0 | 0 | 0 | 0 | 0 | 0
PV | 0 | 0 | 0 | 0 | 6.5 | 0
PeakG | 0 | 0 | 0 | 0 | 0 | 0
PeakO | 156 | 0 | 0 | 0 | 0 | 0
ST | 0 | 0 | 0 | 0 | 0 | 0
STOG | 1046.4 | 0 | 0 | 0 | 0 | 0
STWD | 0 | 0 | 0 | 0 | 0 | 0
WT | 0 | 0 | 0 | 0 | 0 | 0
IGCC | 0 | 0 | 0 | 0 | 0 | 0
DemandResponse | 0 | 0 | 0 | 0 | 0 | 0
IGCC-CCS | 0 | 0 | 0 | 0 | 0 | 0
WT_off | 0 | 0 | 0 | 0 | 0 | 0
PseudoUnit | 0 | 0 | 0 | 0 | 0 | 0
FixedInterchange | 0 | 0 | 0 | 0 | 0 | 0
Retirements of Capacity by Reporting Type: NWPP_Coal
ReportingType | 2015 | 2020 | 2025 | 2030 | 2035 | 2040
BM | 0 | 0 | 0 | 0 | 0 | 0
CC | 0 | 0 | 0 | 0 | 0 | 0
CSP | 0 | 0 | 0 | 0 | 0 | 0
CT | 0 | 0 | 0 | 0 | 0 | 0
Coal | 685.65 | 0 | 0 | 0 | 0 | 0
Geo | 0 | 0 | 0 | 0 | 0 | 0
H | 0 | 0 | 0 | 0 | 0 | 0
LFG | 0 | 0 | 0 | 0 | 0 | 0
Nuc | 0 | 0 | 0 | 0 | 0 | 0
PS | 0 | 0 | 0 | 0 | 0 | 0
PV | 0 | 0 | 0 | 0 | 0 | 0
PeakG | 0 | 0 | 0 | 0 | 0 | 0
PeakO | 183 | 0 | 0 | 0 | 0 | 0
ST | 0 | 0 | 0 | 0 | 0 | 0
STOG | 0 | 0 | 0 | 0 | 0 | 0
STWD | 0 | 0 | 0 | 0 | 0 | 0
WT | 0 | 0 | 0 | 0 | 0 | 0
IGCC | 0 | 0 | 0 | 0 | 0 | 0
DemandResponse | 0 | 0 | 0 | 0 | 0 | 0
IGCC-CCS | 0 | 0 | 0 | 0 | 0 | 0
WT_off | 0 | 0 | 0 | 0 | 0 | 0
PseudoUnit | 0 | 0 | 0 | 0 | 0 | 0
FixedInterchange | 0 | 0 | 0 | 0 | 0 | 0
Retirements of Capacity by Reporting Type: NWPP_Gas
ReportingType | 2015 | 2020 | 2025 | 2030 | 2035 | 2040
BM | 0 | 0 | 0 | 0 | 0 | 0
CC | 1094.15 | 0 | 0 | 0 | 0 | 0
CSP | 0 | 0 | 0 | 0 | 0 | 0
CT | 0 | 0 | 0 | 0 | 0 | 0
Coal | 0 | 0 | 0 | 0 | 0 | 0
Geo | 0 | 0 | 0 | 0 | 0 | 0
H | 0 | 0 | 0 | 0 | 0 | 0
LFG | 0 | 0 | 0 | 0 | 0 | 0
Nuc | 0 | 0 | 0 | 0 | 0 | 0
PS | 0 | 0 | 0 | 0 | 0 | 0
PV | 0 | 0 | 0 | 0 | 0 | 0
PeakG | 2623 | 0 | 0 | 0 | 0 | 0
PeakO | 0 | 0 | 0 | 0 | 0 | 0
ST | 0 | 0 | 0 | 0 | 0 | 0
STOG | 786 | 0 | 0 | 0 | 0 | 0
STWD | 0 | 0 | 0 | 0 | 0 | 0
WT | 0 | 0 | 0 | 0 | 0 | 0
IGCC | 0 | 0 | 0 | 0 | 0 | 0
DemandResponse | 0 | 0 | 0 | 0 | 0 | 0
IGCC-CCS | 0 | 0 | 0 | 0 | 0 | 0
WT_off | 0 | 0 | 0 | 0 | 0 | 0
PseudoUnit | 0 | 0 | 0 | 0 | 0 | 0
FixedInterchange | 0 | 0 | 0 | 0 | 0 | 0
Retirements of Capacity by Reporting Type: NWPP_NucRenew
ReportingType | 2015 | 2020 | 2025 | 2030 | 2035 | 2040
BM | 0 | 0 | 0 | 0 | 0 | 0
CC | 0 | 0 | 0 | 0 | 0 | 0
CSP | 0 | 0 | 0 | 0 | 0 | 0
CT | 0 | 0 | 0 | 0 | 0 | 0
Coal | 0 | 0 | 0 | 0 | 0 | 0
Geo | 4.8 | 0 | 0 | 0 | 0 | 0
H | 0 | 0 | 0 | 0 | 0 | 0
LFG | 0 | 0 | 0 | 0 | 0 | 0
Nuc | 0 | 0 | 0 | 0 | 0 | 0
PS | 0 | 0 | 0 | 0 | 0 | 0
PV | 0 | 0 | 0 | 0 | 0 | 0
PeakG | 0 | 0 | 0 | 0 | 0 | 0
PeakO | 0 | 0 | 0 | 0 | 0 | 0
ST | 0 | 0 | 0 | 0 | 0 | 0
STOG | 0 | 0 | 0 | 0 | 0 | 0
STWD | 0 | 0 | 0 | 0 | 0 | 0
WT | 0 | 0 | 0 | 0 | 0 | 0
IGCC | 0 | 0 | 0 | 0 | 0 | 0
DemandResponse | 0 | 0 | 0 | 0 | 0 | 0
IGCC-CCS | 0 | 0 | 0 | 0 | 0 | 0
WT_off | 0 | 0 | 0 | 0 | 0 | 0
PseudoUnit | 0 | 0 | 0 | 0 | 0 | 0
FixedInterchange | 0 | 0 | 0 | 0 | 0 | 0
Retirements of Capacity by Reporting Type: RMPA
ReportingType | 2015 | 2020 | 2025 | 2030 | 2035 | 2040
BM | 0 | 0 | 0 | 0 | 0 | 0
CC | 0 | 0 | 0 | 0 | 0 | 0
CSP | 1 | 0 | 0 | 0 | 0 | 0
CT | 0 | 0 | 0 | 0 | 0 | 0
Coal | 480 | 170.5 | 352 | 0 | 0 | 0
Geo | 0 | 0 | 0 | 0 | 0 | 0
H | 0 | 0 | 0 | 0 | 0 | 0
LFG | 0 | 0 | 0 | 0 | 0 | 0
Nuc | 0 | 0 | 0 | 0 | 0 | 0
PS | 0 | 0 | 0 | 0 | 0 | 0
PV | 0 | 0 | 0 | 0 | 0 | 0
PeakG | 0 | 0 | 0 | 0 | 0 | 0
PeakO | 0 | 0 | 0 | 0 | 0 | 0
ST | 0 | 0 | 0 | 0 | 0 | 0
STOG | 0 | 0 | 0 | 0 | 0 | 0
STWD | 0 | 0 | 0 | 0 | 0 | 0
WT | 0 | 0 | 0 | 0 | 0 | 0
IGCC | 0 | 0 | 0 | 0 | 0 | 0
DemandResponse | 0 | 0 | 0 | 0 | 0 | 0
IGCC-CCS | 0 | 0 | 0 | 0 | 0 | 0
WT_off | 0 | 0 | 0 | 0 | 0 | 0
PseudoUnit | 0 | 0 | 0 | 0 | 0 | 0
FixedInterchange | 0 | 0 | 0 | 0 | 0 | 0
Retirements of Capacity by Reporting Type: SP15
ReportingType | 2015 | 2020 | 2025 | 2030 | 2035 | 2040
BM | 0 | 0 | 0 | 0 | 0 | 0
CC | 0 | 0 | 0 | 0 | 0 | 0
CSP | 409 | 0 | 0 | 0 | 0 | 0
CT | 0 | 0 | 0 | 0 | 0 | 0
Coal | 141.5 | 0 | 0 | 0 | 0 | 101.2
Geo | 0 | 0 | 0 | 0 | 0 | 0
H | 0 | 0 | 0 | 0 | 0 | 0
LFG | 0 | 0 | 0 | 0 | 0 | 0
Nuc | 0 | 0 | 0 | 0 | 0 | 0
PS | 0 | 0 | 0 | 0 | 0 | 0
PV | 0 | 0 | 0 | 0 | 3.8 | 0
PeakG | 44 | 0 | 0 | 0 | 0 | 0
PeakO | 15 | 0 | 0 | 0 | 0 | 0
ST | 0 | 0 | 0 | 0 | 0 | 0
STOG | 958 | 0 | 0 | 0 | 0 | 0
STWD | 0 | 0 | 0 | 0 | 0 | 0
WT | 126.2 | 0 | 0 | 0 | 0 | 0
IGCC | 0 | 0 | 0 | 0 | 0 | 0
DemandResponse | 0 | 0 | 0 | 0 | 0 | 0
IGCC-CCS | 0 | 0 | 0 | 0 | 0 | 0
WT_off | 0 | 0 | 0 | 0 | 0 | 0
PseudoUnit | 0 | 0 | 0 | 0 | 0 | 0
FixedInterchange | 0 | 0 | 0 | 0 | 0 | 0
Retirements of Capacity by Reporting Type: ALB
ReportingType | 2015 | 2020 | 2025 | 2030 | 2035 | 2040
BM | 0 | 0 | 0 | 0 | 0 | 0
CC | 0 | 0 | 0 | 0 | 0 | 0
CSP | 0 | 0 | 0 | 0 | 0 | 0
CT | 0 | 0 | 0 | 0 | 0 | 0
Coal | 0 | 0 | 0 | 0 | 0 | 0
Geo | 0 | 0 | 0 | 0 | 0 | 0
H | 0 | 0 | 0 | 0 | 0 | 0
LFG | 0 | 0 | 0 | 0 | 0 | 0
Nuc | 0 | 0 | 0 | 0 | 0 | 0
PS | 0 | 0 | 0 | 0 | 0 | 0
PV | 0 | 0 | 0 | 0 | 0 | 0
PeakG | 427.77 | 0 | 0 | 0 | 0 | 0
PeakO | 6 | 0 | 0 | 0 | 0 | 0
ST | 0 | 0 | 0 | 0 | 0 | 0
STOG | 186 | 0 | 0 | 0 | 0 | 0
STWD | 174 | 0 | 0 | 0 | 0 | 0
WT | 0 | 0 | 0 | 0 | 0 | 0
IGCC | 0 | 0 | 0 | 0 | 0 | 0
DemandResponse | 0 | 0 | 0 | 0 | 0 | 0
IGCC-CCS | 0 | 0 | 0 | 0 | 0 | 0
WT_off | 0 | 0 | 0 | 0 | 0 | 0
PseudoUnit | 0 | 0 | 0 | 0 | 0 | 0
FixedInterchange | 0 | 0 | 0 | 0 | 0 | 0
Retirements of Capacity by Reporting Type: BC
ReportingType | 2015 | 2020 | 2025 | 2030 | 2035 | 2040
BM | 0 | 0 | 0 | 0 | 0 | 0
CC | 0 | 0 | 0 | 0 | 0 | 0
CSP | 0 | 0 | 0 | 0 | 0 | 0
CT | 0 | 0 | 0 | 0 | 0 | 0
Coal | 0 | 0 | 0 | 0 | 0 | 0
Geo | 0 | 0 | 0 | 0 | 0 | 0
H | 0 | 0 | 0 | 0 | 0 | 0
LFG | 0 | 0 | 0 | 0 | 0 | 0
Nuc | 0 | 0 | 0 | 0 | 0 | 0
PS | 0 | 0 | 0 | 0 | 0 | 0
PV | 0 | 0 | 0 | 0 | 0 | 0
PeakG | 0 | 0 | 0 | 0 | 0 | 0
PeakO | 0 | 0 | 0 | 0 | 0 | 0
ST | 0 | 0 | 0 | 0 | 0 | 0
STOG | 748.53 | 0 | 0 | 0 | 0 | 0
STWD | 0 | 0 | 0 | 0 | 0 | 0
WT | 0 | 0 | 0 | 0 | 0 | 0
IGCC | 0 | 0 | 0 | 0 | 0 | 0
DemandResponse | 0 | 0 | 0 | 0 | 0 | 0
IGCC-CCS | 0 | 0 | 0 | 0 | 0 | 0
WT_off | 0 | 0 | 0 | 0 | 0 | 0
PseudoUnit | 0 | 0 | 0 | 0 | 0 | 0
FixedInterchange | 0 | 0 | 0 | 0 | 0 | 0
Retirements of Capacity by Reporting Type: HQ_IESO
ReportingType | 2015 | 2020 | 2025 | 2030 | 2035 | 2040
BM | 0 | 0 | 0 | 0 | 0 | 0
CC | 0 | 0 | 0 | 0 | 0 | 0
CSP | 0 | 0 | 0 | 0 | 0 | 0
CT | 0 | 0 | 0 | 0 | 0 | 0
Coal | 0 | 0 | 0 | 0 | 0 | 0
Geo | 0 | 0 | 0 | 0 | 0 | 0
H | 0 | 0 | 0 | 0 | 0 | 0
LFG | 0 | 0 | 0 | 0 | 0 | 0
Nuc | 0 | 0 | 0 | 0 | 0 | 0
PS | 0 | 0 | 0 | 0 | 0 | 0
PV | 0 | 0 | 0 | 0 | 0 | 0
PeakG | 0 | 0 | 0 | 0 | 0 | 0
PeakO | 0 | 0 | 0 | 0 | 0 | 0
ST | 0 | 0 | 0 | 0 | 0 | 0
STOG | 0 | 0 | 0 | 0 | 0 | 0
STWD | 0 | 0 | 0 | 0 | 0 | 0
WT | 0 | 0 | 0 | 0 | 0 | 0
IGCC | 0 | 0 | 0 | 0 | 0 | 0
DemandResponse | 0 | 0 | 0 | 0 | 0 | 0
IGCC-CCS | 0 | 0 | 0 | 0 | 0 | 0
WT_off | 0 | 0 | 0 | 0 | 0 | 0
PseudoUnit | 0 | 0 | 0 | 0 | 0 | 0
FixedInterchange | 0 | 0 | 0 | 0 | 0 | 0
Retirements of Capacity by Reporting Type: HQ_NEISO
ReportingType | 2015 | 2020 | 2025 | 2030 | 2035 | 2040
BM | 0 | 0 | 0 | 0 | 0 | 0
CC | 0 | 0 | 0 | 0 | 0 | 0
CSP | 0 | 0 | 0 | 0 | 0 | 0
CT | 0 | 0 | 0 | 0 | 0 | 0
Coal | 0 | 0 | 0 | 0 | 0 | 0
Geo | 0 | 0 | 0 | 0 | 0 | 0
H | 0 | 0 | 0 | 0 | 0 | 0
LFG | 0 | 0 | 0 | 0 | 0 | 0
Nuc | 0 | 0 | 0 | 0 | 0 | 0
PS | 0 | 0 | 0 | 0 | 0 | 0
PV | 0 | 0 | 0 | 0 | 0 | 0
PeakG | 0 | 0 | 0 | 0 | 0 | 0
PeakO | 0 | 0 | 0 | 0 | 0 | 0
ST | 0 | 0 | 0 | 0 | 0 | 0
STOG | 0 | 0 | 0 | 0 | 0 | 0
STWD | 0 | 0 | 0 | 0 | 0 | 0
WT | 0 | 0 | 0 | 0 | 0 | 0
IGCC | 0 | 0 | 0 | 0 | 0 | 0
DemandResponse | 0 | 0 | 0 | 0 | 0 | 0
IGCC-CCS | 0 | 0 | 0 | 0 | 0 | 0
WT_off | 0 | 0 | 0 | 0 | 0 | 0
PseudoUnit | 0 | 0 | 0 | 0 | 0 | 0
FixedInterchange | 0 | 0 | 0 | 0 | 0 | 0
Retirements of Capacity by Reporting Type: HQ_NY
ReportingType | 2015 | 2020 | 2025 | 2030 | 2035 | 2040
BM | 0 | 0 | 0 | 0 | 0 | 0
CC | 0 | 0 | 0 | 0 | 0 | 0
CSP | 0 | 0 | 0 | 0 | 0 | 0
CT | 0 | 0 | 0 | 0 | 0 | 0
Coal | 0 | 0 | 0 | 0 | 0 | 0
Geo | 0 | 0 | 0 | 0 | 0 | 0
H | 0 | 0 | 0 | 0 | 0 | 0
LFG | 0 | 0 | 0 | 0 | 0 | 0
Nuc | 0 | 0 | 0 | 0 | 0 | 0
PS | 0 | 0 | 0 | 0 | 0 | 0
PV | 0 | 0 | 0 | 0 | 0 | 0
PeakG | 0 | 0 | 0 | 0 | 0 | 0
PeakO | 0 | 0 | 0 | 0 | 0 | 0
ST | 0 | 0 | 0 | 0 | 0 | 0
STOG | 0 | 0 | 0 | 0 | 0 | 0
STWD | 0 | 0 | 0 | 0 | 0 | 0
WT | 0 | 0 | 0 | 0 | 0 | 0
IGCC | 0 | 0 | 0 | 0 | 0 | 0
DemandResponse | 0 | 0 | 0 | 0 | 0 | 0
IGCC-CCS | 0 | 0 | 0 | 0 | 0 | 0
WT_off | 0 | 0 | 0 | 0 | 0 | 0
PseudoUnit | 0 | 0 | 0 | 0 | 0 | 0
FixedInterchange | 0 | 0 | 0 | 0 | 0 | 0
Retirements of Capacity by Reporting Type: MARITIMES
ReportingType | 2015 | 2020 | 2025 | 2030 | 2035 | 2040
BM | 0 | 0 | 0 | 0 | 0 | 0
CC | 0 | 0 | 0 | 0 | 0 | 0
CSP | 0 | 0 | 0 | 0 | 0 | 0
CT | 0 | 0 | 0 | 0 | 0 | 0
Coal | 0 | 0 | 0 | 0 | 0 | 0
Geo | 0 | 0 | 0 | 0 | 0 | 0
H | 0 | 0 | 0 | 0 | 0 | 0
LFG | 0 | 0 | 0 | 0 | 0 | 0
Nuc | 0 | 0 | 0 | 0 | 0 | 0
PS | 0 | 0 | 0 | 0 | 0 | 0
PV | 0 | 0 | 0 | 0 | 0 | 0
PeakG | 0 | 0 | 0 | 0 | 0 | 0
PeakO | 0 | 0 | 0 | 0 | 0 | 0
ST | 0 | 0 | 0 | 0 | 0 | 0
STOG | 0 | 0 | 0 | 0 | 0 | 0
STWD | 0 | 0 | 0 | 0 | 0 | 0
WT | 0 | 0 | 0 | 0 | 0 | 0
IGCC | 0 | 0 | 0 | 0 | 0 | 0
DemandResponse | 0 | 0 | 0 | 0 | 0 | 0
IGCC-CCS | 0 | 0 | 0 | 0 | 0 | 0
WT_off | 0 | 0 | 0 | 0 | 0 | 0
PseudoUnit | 0 | 0 | 0 | 0 | 0 | 0
FixedInterchange | 0 | 0 | 0 | 0 | 0 | 0
Retirements of Capacity by Reporting Type: All
ReportingType | 2015 | 2020 | 2025 | 2030 | 2035 | 2040
BM | 0 | 0 | 0 | 0 | 0 | 192
CC | 3112.72 | 0 | 0 | 0 | 0 | 0
CSP | 475 | 0 | 0 | 0 | 0 | 0
CT | 0 | 0 | 0 | 0 | 0 | 0
Coal | 59285.12 | 18347.86 | 352 | 0 | 0 | 129.4
Geo | 4.8 | 0 | 0 | 0 | 0 | 0
H | 0 | 0 | 0 | 0 | 0 | 0
LFG | 0 | 0 | 0 | 0 | 0 | 0
Nuc | 0 | 667.96 | 0 | 1617.67 | 28627.17 | 21420.42
PS | 0 | 0 | 0 | 0 | 0 | 0
PV | 0 | 0 | 0 | 0 | 1123.56 | 0
PeakG | 3827.27 | 0 | 0 | 0 | 0 | 0
PeakO | 852.35 | 0 | 0 | 0 | 0 | 0
ST | 0 | 0 | 0 | 0 | 0 | 0
STOG | 33752.25 | 0 | 0 | 0 | 0 | 0
STWD | 174 | 0 | 0 | 0 | 0 | 0
WT | 126.2 | 0 | 0 | 0 | 2105.9 | 0
IGCC | 0 | 0 | 0 | 0 | 0 | 0
DemandResponse | 0 | 0 | 0 | 0 | 0 | 0
IGCC-CCS | 0 | 0 | 0 | 0 | 0 | 0
WT_off | 0 | 0 | 0 | 0 | 468 | 0
PseudoUnit | 0 | 0 | 0 | 0 | 0 | 0
FixedInterchange | 0 | 0 | 0 | 0 | 0 | 0
Retirements of Capacity by Reporting Type: EI_US
ReportingType | 2015 | 2020 | 2025 | 2030 | 2035 | 2040
BM | 0 | 0 | 0 | 0 | 0 | 192
CC | 451.05 | 0 | 0 | 0 | 0 | 0
CSP | 0 | 0 | 0 | 0 | 0 | 0
CT | 0 | 0 | 0 | 0 | 0 | 0
Coal | 49619.17 | 18177.36 | 0 | 0 | 0 | 0
Geo | 0 | 0 | 0 | 0 | 0 | 0
H | 0 | 0 | 0 | 0 | 0 | 0
LFG | 0 | 0 | 0 | 0 | 0 | 0
Nuc | 0 | 667.96 | 0 | 1617.67 | 27507.56 | 19746.44
PS | 0 | 0 | 0 | 0 | 0 | 0
PV | 0 | 0 | 0 | 0 | 32 | 0
PeakG | 268.5 | 0 | 0 | 0 | 0 | 0
PeakO | 291.7 | 0 | 0 | 0 | 0 | 0
ST | 0 | 0 | 0 | 0 | 0 | 0
STOG | 25837.33 | 0 | 0 | 0 | 0 | 0
STWD | 0 | 0 | 0 | 0 | 0 | 0
WT | 0 | 0 | 0 | 0 | 0 | 0
IGCC | 0 | 0 | 0 | 0 | 0 | 0
DemandResponse | 0 | 0 | 0 | 0 | 0 | 0
IGCC-CCS | 0 | 0 | 0 | 0 | 0 | 0
WT_off | 0 | 0 | 0 | 0 | 468 | 0
PseudoUnit | 0 | 0 | 0 | 0 | 0 | 0
FixedInterchange | 0 | 0 | 0 | 0 | 0 | 0
Retirements of Capacity by Reporting Type: EI_Canada
ReportingType | 2015 | 2020 | 2025 | 2030 | 2035 | 2040
BM | 0 | 0 | 0 | 0 | 0 | 0
CC | 472.52 | 0 | 0 | 0 | 0 | 0
CSP | 0 | 0 | 0 | 0 | 0 | 0
CT | 0 | 0 | 0 | 0 | 0 | 0
Coal | 7051.1 | 0 | 0 | 0 | 0 | 0
Geo | 0 | 0 | 0 | 0 | 0 | 0
H | 0 | 0 | 0 | 0 | 0 | 0
LFG | 0 | 0 | 0 | 0 | 0 | 0
Nuc | 0 | 0 | 0 | 0 | 1119.61 | 1673.98
PS | 0 | 0 | 0 | 0 | 0 | 0
PV | 0 | 0 | 0 | 0 | 1067.26 | 0
PeakG | 0 | 0 | 0 | 0 | 0 | 0
PeakO | 0.65 | 0 | 0 | 0 | 0 | 0
ST | 0 | 0 | 0 | 0 | 0 | 0
STOG | 2126 | 0 | 0 | 0 | 0 | 0
STWD | 0 | 0 | 0 | 0 | 0 | 0
WT | 0 | 0 | 0 | 0 | 2105.9 | 0
IGCC | 0 | 0 | 0 | 0 | 0 | 0
DemandResponse | 0 | 0 | 0 | 0 | 0 | 0
IGCC-CCS | 0 | 0 | 0 | 0 | 0 | 0
WT_off | 0 | 0 | 0 | 0 | 0 | 0
PseudoUnit | 0 | 0 | 0 | 0 | 0 | 0
FixedInterchange | 0 | 0 | 0 | 0 | 0 | 0
Retirements of Capacity by Reporting Type: EI
ReportingType | 2015 | 2020 | 2025 | 2030 | 2035 | 2040
BM | 0 | 0 | 0 | 0 | 0 | 192
CC | 923.57 | 0 | 0 | 0 | 0 | 0
CSP | 0 | 0 | 0 | 0 | 0 | 0
CT | 0 | 0 | 0 | 0 | 0 | 0
Coal | 56670.27 | 18177.36 | 0 | 0 | 0 | 0
Geo | 0 | 0 | 0 | 0 | 0 | 0
H | 0 | 0 | 0 | 0 | 0 | 0
LFG | 0 | 0 | 0 | 0 | 0 | 0
Nuc | 0 | 667.96 | 0 | 1617.67 | 28627.17 | 21420.42
PS | 0 | 0 | 0 | 0 | 0 | 0
PV | 0 | 0 | 0 | 0 | 1099.26 | 0
PeakG | 268.5 | 0 | 0 | 0 | 0 | 0
PeakO | 292.35 | 0 | 0 | 0 | 0 | 0
ST | 0 | 0 | 0 | 0 | 0 | 0
STOG | 27963.33 | 0 | 0 | 0 | 0 | 0
STWD | 0 | 0 | 0 | 0 | 0 | 0
WT | 0 | 0 | 0 | 0 | 2105.9 | 0
IGCC | 0 | 0 | 0 | 0 | 0 | 0
DemandResponse | 0 | 0 | 0 | 0 | 0 | 0
IGCC-CCS | 0 | 0 | 0 | 0 | 0 | 0
WT_off | 0 | 0 | 0 | 0 | 468 | 0
PseudoUnit | 0 | 0 | 0 | 0 | 0 | 0
FixedInterchange | 0 | 0 | 0 | 0 | 0 | 0
Retirements of Capacity by Reporting Type: Outside_EI
ReportingType | 2015 | 2020 | 2025 | 2030 | 2035 | 2040
BM | 0 | 0 | 0 | 0 | 0 | 0
CC | 2189.15 | 0 | 0 | 0 | 0 | 0
CSP | 475 | 0 | 0 | 0 | 0 | 0
CT | 0 | 0 | 0 | 0 | 0 | 0
Coal | 2614.85 | 170.5 | 352 | 0 | 0 | 129.4
Geo | 4.8 | 0 | 0 | 0 | 0 | 0
H | 0 | 0 | 0 | 0 | 0 | 0
LFG | 0 | 0 | 0 | 0 | 0 | 0
Nuc | 0 | 0 | 0 | 0 | 0 | 0
PS | 0 | 0 | 0 | 0 | 0 | 0
PV | 0 | 0 | 0 | 0 | 24.3 | 0
PeakG | 3558.77 | 0 | 0 | 0 | 0 | 0
PeakO | 560 | 0 | 0 | 0 | 0 | 0
ST | 0 | 0 | 0 | 0 | 0 | 0
STOG | 5788.93 | 0 | 0 | 0 | 0 | 0
STWD | 174 | 0 | 0 | 0 | 0 | 0
WT | 126.2 | 0 | 0 | 0 | 0 | 0
IGCC | 0 | 0 | 0 | 0 | 0 | 0
DemandResponse | 0 | 0 | 0 | 0 | 0 | 0
IGCC-CCS | 0 | 0 | 0 | 0 | 0 | 0
WT_off | 0 | 0 | 0 | 0 | 0 | 0
PseudoUnit | 0 | 0 | 0 | 0 | 0 | 0
FixedInterchange | 0 | 0 | 0 | 0 | 0 | 0
#4 | Cumulative Retirements of Capacity (MW)
Cumulative Retirements of Capacity by Reporting Type: Entergy
ReportingType | 2015 | 2020 | 2025 | 2030 | 2035 | 2040
BM | 0 | 0 | 0 | 0 | 0 | 0
CC | 0 | 0 | 0 | 0 | 0 | 0
CSP | 0 | 0 | 0 | 0 | 0 | 0
CT | 0 | 0 | 0 | 0 | 0 | 0
Coal | 892.9 | 892.9 | 892.9 | 892.9 | 892.9 | 892.9
Geo | 0 | 0 | 0 | 0 | 0 | 0
H | 0 | 0 | 0 | 0 | 0 | 0
LFG | 0 | 0 | 0 | 0 | 0 | 0
Nuc | 0 | 0 | 0 | 0 | 915.25 | 1998.99
PS | 0 | 0 | 0 | 0 | 0 | 0
PV | 0 | 0 | 0 | 0 | 0 | 0
PeakG | 0 | 0 | 0 | 0 | 0 | 0
PeakO | 0 | 0 | 0 | 0 | 0 | 0
ST | 0 | 0 | 0 | 0 | 0 | 0
STOG | 10147.9 | 10147.9 | 10147.9 | 10147.9 | 10147.9 | 10147.9
STWD | 0 | 0 | 0 | 0 | 0 | 0
WT | 0 | 0 | 0 | 0 | 0 | 0
IGCC | 0 | 0 | 0 | 0 | 0 | 0
DemandResponse | 0 | 0 | 0 | 0 | 0 | 0
IGCC-CCS | 0 | 0 | 0 | 0 | 0 | 0
WT_off | 0 | 0 | 0 | 0 | 0 | 0
PseudoUnit | 0 | 0 | 0 | 0 | 0 | 0
FixedInterchange | 0 | 0 | 0 | 0 | 0 | 0
Cumulative Retirements of Capacity by Reporting Type: FRCC
ReportingType | 2015 | 2020 | 2025 | 2030 | 2035 | 2040
BM | 0 | 0 | 0 | 0 | 0 | 0
CC | 0 | 0 | 0 | 0 | 0 | 0
CSP | 0 | 0 | 0 | 0 | 0 | 0
CT | 0 | 0 | 0 | 0 | 0 | 0
Coal | 694.4 | 1563.4 | 1563.4 | 1563.4 | 1563.4 | 1563.4
Geo | 0 | 0 | 0 | 0 | 0 | 0
H | 0 | 0 | 0 | 0 | 0 | 0
LFG | 0 | 0 | 0 | 0 | 0 | 0
Nuc | 0 | 0 | 0 | 0 | 1755.87 | 3578.77
PS | 0 | 0 | 0 | 0 | 0 | 0
PV | 0 | 0 | 0 | 0 | 0 | 0
PeakG | 0 | 0 | 0 | 0 | 0 | 0
PeakO | 0 | 0 | 0 | 0 | 0 | 0
ST | 0 | 0 | 0 | 0 | 0 | 0
STOG | 2624.45 | 2624.45 | 2624.45 | 2624.45 | 2624.45 | 2624.45
STWD | 0 | 0 | 0 | 0 | 0 | 0
WT | 0 | 0 | 0 | 0 | 0 | 0
IGCC | 0 | 0 | 0 | 0 | 0 | 0
DemandResponse | 0 | 0 | 0 | 0 | 0 | 0
IGCC-CCS | 0 | 0 | 0 | 0 | 0 | 0
WT_off | 0 | 0 | 0 | 0 | 0 | 0
PseudoUnit | 0 | 0 | 0 | 0 | 0 | 0
FixedInterchange | 0 | 0 | 0 | 0 | 0 | 0
Cumulative Retirements of Capacity by Reporting Type: MAPP_US
ReportingType | 2015 | 2020 | 2025 | 2030 | 2035 | 2040
BM | 0 | 0 | 0 | 0 | 0 | 0
CC | 0 | 0 | 0 | 0 | 0 | 0
CSP | 0 | 0 | 0 | 0 | 0 | 0
CT | 0 | 0 | 0 | 0 | 0 | 0
Coal | 288.5 | 288.5 | 288.5 | 288.5 | 288.5 | 288.5
Geo | 0 | 0 | 0 | 0 | 0 | 0
H | 0 | 0 | 0 | 0 | 0 | 0
LFG | 0 | 0 | 0 | 0 | 0 | 0
Nuc | 0 | 0 | 0 | 0 | 0 | 0
PS | 0 | 0 | 0 | 0 | 0 | 0
PV | 0 | 0 | 0 | 0 | 0 | 0
PeakG | 0 | 0 | 0 | 0 | 0 | 0
PeakO | 0 | 0 | 0 | 0 | 0 | 0
ST | 0 | 0 | 0 | 0 | 0 | 0
STOG | 36 | 36 | 36 | 36 | 36 | 36
STWD | 0 | 0 | 0 | 0 | 0 | 0
WT | 0 | 0 | 0 | 0 | 0 | 0
IGCC | 0 | 0 | 0 | 0 | 0 | 0
DemandResponse | 0 | 0 | 0 | 0 | 0 | 0
IGCC-CCS | 0 | 0 | 0 | 0 | 0 | 0
WT_off | 0 | 0 | 0 | 0 | 0 | 0
PseudoUnit | 0 | 0 | 0 | 0 | 0 | 0
FixedInterchange | 0 | 0 | 0 | 0 | 0 | 0
Cumulative Retirements of Capacity by Reporting Type: MISO_IN
ReportingType | 2015 | 2020 | 2025 | 2030 | 2035 | 2040
BM | 0 | 0 | 0 | 0 | 0 | 0
CC | 0 | 0 | 0 | 0 | 0 | 0
CSP | 0 | 0 | 0 | 0 | 0 | 0
CT | 0 | 0 | 0 | 0 | 0 | 0
Coal | 929.9 | 1360.9 | 1360.9 | 1360.9 | 1360.9 | 1360.9
Geo | 0 | 0 | 0 | 0 | 0 | 0
H | 0 | 0 | 0 | 0 | 0 | 0
LFG | 0 | 0 | 0 | 0 | 0 | 0
Nuc | 0 | 0 | 0 | 0 | 0 | 0
PS | 0 | 0 | 0 | 0 | 0 | 0
PV | 0 | 0 | 0 | 0 | 0 | 0
PeakG | 0 | 0 | 0 | 0 | 0 | 0
PeakO | 0 | 0 | 0 | 0 | 0 | 0
ST | 0 | 0 | 0 | 0 | 0 | 0
STOG | 0 | 0 | 0 | 0 | 0 | 0
STWD | 0 | 0 | 0 | 0 | 0 | 0
WT | 0 | 0 | 0 | 0 | 0 | 0
IGCC | 0 | 0 | 0 | 0 | 0 | 0
DemandResponse | 0 | 0 | 0 | 0 | 0 | 0
IGCC-CCS | 0 | 0 | 0 | 0 | 0 | 0
WT_off | 0 | 0 | 0 | 0 | 0 | 0
PseudoUnit | 0 | 0 | 0 | 0 | 0 | 0
FixedInterchange | 0 | 0 | 0 | 0 | 0 | 0
Cumulative Retirements of Capacity by Reporting Type: MISO_MI
ReportingType | 2015 | 2020 | 2025 | 2030 | 2035 | 2040
BM | 0 | 0 | 0 | 0 | 0 | 0
CC | 0 | 0 | 0 | 0 | 0 | 0
CSP | 0 | 0 | 0 | 0 | 0 | 0
CT | 0 | 0 | 0 | 0 | 0 | 0
Coal | 1028 | 3953 | 3953 | 3953 | 3953 | 3953
Geo | 0 | 0 | 0 | 0 | 0 | 0
H | 0 | 0 | 0 | 0 | 0 | 0
LFG | 0 | 0 | 0 | 0 | 0 | 0
Nuc | 0 | 0 | 0 | 0 | 845.69 | 845.69
PS | 0 | 0 | 0 | 0 | 0 | 0
PV | 0 | 0 | 0 | 0 | 0 | 0
PeakG | 0 | 0 | 0 | 0 | 0 | 0
PeakO | 0 | 0 | 0 | 0 | 0 | 0
ST | 0 | 0 | 0 | 0 | 0 | 0
STOG | 0 | 0 | 0 | 0 | 0 | 0
STWD | 0 | 0 | 0 | 0 | 0 | 0
WT | 0 | 0 | 0 | 0 | 0 | 0
IGCC | 0 | 0 | 0 | 0 | 0 | 0
DemandResponse | 0 | 0 | 0 | 0 | 0 | 0
IGCC-CCS | 0 | 0 | 0 | 0 | 0 | 0
WT_off | 0 | 0 | 0 | 0 | 0 | 0
PseudoUnit | 0 | 0 | 0 | 0 | 0 | 0
FixedInterchange | 0 | 0 | 0 | 0 | 0 | 0
Cumulative Retirements of Capacity by Reporting Type: MISO_MO-IL
ReportingType | 2015 | 2020 | 2025 | 2030 | 2035 | 2040
BM | 0 | 0 | 0 | 0 | 0 | 0
CC | 0 | 0 | 0 | 0 | 0 | 0
CSP | 0 | 0 | 0 | 0 | 0 | 0
CT | 0 | 0 | 0 | 0 | 0 | 0
Coal | 821.7 | 1721.7 | 1721.7 | 1721.7 | 1721.7 | 1721.7
Geo | 0 | 0 | 0 | 0 | 0 | 0
H | 0 | 0 | 0 | 0 | 0 | 0
LFG | 0 | 0 | 0 | 0 | 0 | 0
Nuc | 0 | 0 | 0 | 0 | 0 | 0
PS | 0 | 0 | 0 | 0 | 0 | 0
PV | 0 | 0 | 0 | 0 | 0 | 0
PeakG | 0 | 0 | 0 | 0 | 0 | 0
PeakO | 0 | 0 | 0 | 0 | 0 | 0
ST | 0 | 0 | 0 | 0 | 0 | 0
STOG | 0 | 0 | 0 | 0 | 0 | 0
STWD | 0 | 0 | 0 | 0 | 0 | 0
WT | 0 | 0 | 0 | 0 | 0 | 0
IGCC | 0 | 0 | 0 | 0 | 0 | 0
DemandResponse | 0 | 0 | 0 | 0 | 0 | 0
IGCC-CCS | 0 | 0 | 0 | 0 | 0 | 0
WT_off | 0 | 0 | 0 | 0 | 0 | 0
PseudoUnit | 0 | 0 | 0 | 0 | 0 | 0
FixedInterchange | 0 | 0 | 0 | 0 | 0 | 0
Cumulative Retirements of Capacity by Reporting Type: MISO_W
ReportingType | 2015 | 2020 | 2025 | 2030 | 2035 | 2040
BM | 0 | 0 | 0 | 0 | 0 | 0
CC | 0 | 0 | 0 | 0 | 0 | 0
CSP | 0 | 0 | 0 | 0 | 0 | 0
CT | 0 | 0 | 0 | 0 | 0 | 0
Coal | 780.05 | 2465.25 | 2465.25 | 2465.25 | 2465.25 | 2465.25
Geo | 0 | 0 | 0 | 0 | 0 | 0
H | 0 | 0 | 0 | 0 | 0 | 0
LFG | 0 | 0 | 0 | 0 | 0 | 0
Nuc | 0 | 0 | 0 | 0 | 2464.12 | 2464.12
PS | 0 | 0 | 0 | 0 | 0 | 0
PV | 0 | 0 | 0 | 0 | 0 | 0
PeakG | 0 | 0 | 0 | 0 | 0 | 0
PeakO | 0 | 0 | 0 | 0 | 0 | 0
ST | 0 | 0 | 0 | 0 | 0 | 0
STOG | 0 | 0 | 0 | 0 | 0 | 0
STWD | 0 | 0 | 0 | 0 | 0 | 0
WT | 0 | 0 | 0 | 0 | 0 | 0
IGCC | 0 | 0 | 0 | 0 | 0 | 0
DemandResponse | 0 | 0 | 0 | 0 | 0 | 0
IGCC-CCS | 0 | 0 | 0 | 0 | 0 | 0
WT_off | 0 | 0 | 0 | 0 | 0 | 0
PseudoUnit | 0 | 0 | 0 | 0 | 0 | 0
FixedInterchange | 0 | 0 | 0 | 0 | 0 | 0
Cumulative Retirements of Capacity by Reporting Type: MISO_WUMS
ReportingType | 2015 | 2020 | 2025 | 2030 | 2035 | 2040
BM | 0 | 0 | 0 | 0 | 0 | 0
CC | 0 | 0 | 0 | 0 | 0 | 0
CSP | 0 | 0 | 0 | 0 | 0 | 0
CT | 0 | 0 | 0 | 0 | 0 | 0
Coal | 1561.08 | 3532.38 | 3532.38 | 3532.38 | 3532.38 | 3532.38
Geo | 0 | 0 | 0 | 0 | 0 | 0
H | 0 | 0 | 0 | 0 | 0 | 0
LFG | 0 | 0 | 0 | 0 | 0 | 0
Nuc | 0 | 0 | 0 | 0 | 1816.9 | 1816.9
PS | 0 | 0 | 0 | 0 | 0 | 0
PV | 0 | 0 | 0 | 0 | 0 | 0
PeakG | 0 | 0 | 0 | 0 | 0 | 0
PeakO | 0 | 0 | 0 | 0 | 0 | 0
ST | 0 | 0 | 0 | 0 | 0 | 0
STOG | 59.5 | 59.5 | 59.5 | 59.5 | 59.5 | 59.5
STWD | 0 | 0 | 0 | 0 | 0 | 0
WT | 0 | 0 | 0 | 0 | 0 | 0
IGCC | 0 | 0 | 0 | 0 | 0 | 0
DemandResponse | 0 | 0 | 0 | 0 | 0 | 0
IGCC-CCS | 0 | 0 | 0 | 0 | 0 | 0
WT_off | 0 | 0 | 0 | 0 | 0 | 0
PseudoUnit | 0 | 0 | 0 | 0 | 0 | 0
FixedInterchange | 0 | 0 | 0 | 0 | 0 | 0
Cumulative Retirements of Capacity by Reporting Type: Nebraska
ReportingType | 2015 | 2020 | 2025 | 2030 | 2035 | 2040
BM | 0 | 0 | 0 | 0 | 0 | 0
CC | 0 | 0 | 0 | 0 | 0 | 0
CSP | 0 | 0 | 0 | 0 | 0 | 0
CT | 0 | 0 | 0 | 0 | 0 | 0
Coal | 0 | 0 | 0 | 0 | 0 | 0
Geo | 0 | 0 | 0 | 0 | 0 | 0
H | 0 | 0 | 0 | 0 | 0 | 0
LFG | 0 | 0 | 0 | 0 | 0 | 0
Nuc | 0 | 0 | 0 | 0 | 1360.71 | 1360.71
PS | 0 | 0 | 0 | 0 | 0 | 0
PV | 0 | 0 | 0 | 0 | 0 | 0
PeakG | 0 | 0 | 0 | 0 | 0 | 0
PeakO | 0 | 0 | 0 | 0 | 0 | 0
ST | 0 | 0 | 0 | 0 | 0 | 0
STOG | 0 | 0 | 0 | 0 | 0 | 0
STWD | 0 | 0 | 0 | 0 | 0 | 0
WT | 0 | 0 | 0 | 0 | 0 | 0
IGCC | 0 | 0 | 0 | 0 | 0 | 0
DemandResponse | 0 | 0 | 0 | 0 | 0 | 0
IGCC-CCS | 0 | 0 | 0 | 0 | 0 | 0
WT_off | 0 | 0 | 0 | 0 | 0 | 0
PseudoUnit | 0 | 0 | 0 | 0 | 0 | 0
FixedInterchange | 0 | 0 | 0 | 0 | 0 | 0
Cumulative Retirements of Capacity by Reporting Type: NEISO
ReportingType | 2015 | 2020 | 2025 | 2030 | 2035 | 2040
BM | 0 | 0 | 0 | 0 | 0 | 0
CC | 451.05 | 451.05 | 451.05 | 451.05 | 451.05 | 451.05
CSP | 0 | 0 | 0 | 0 | 0 | 0
CT | 0 | 0 | 0 | 0 | 0 | 0
Coal | 2250.13 | 2570.13 | 2570.13 | 2570.13 | 2570.13 | 2570.13
Geo | 0 | 0 | 0 | 0 | 0 | 0
H | 0 | 0 | 0 | 0 | 0 | 0
LFG | 0 | 0 | 0 | 0 | 0 | 0
Nuc | 0 | 0 | 0 | 0 | 1401.14 | 2354.35
PS | 0 | 0 | 0 | 0 | 0 | 0
PV | 0 | 0 | 0 | 0 | 0 | 0
PeakG | 0 | 0 | 0 | 0 | 0 | 0
PeakO | 0 | 0 | 0 | 0 | 0 | 0
ST | 0 | 0 | 0 | 0 | 0 | 0
STOG | 6237 | 6237 | 6237 | 6237 | 6237 | 6237
STWD | 0 | 0 | 0 | 0 | 0 | 0
WT | 0 | 0 | 0 | 0 | 0 | 0
IGCC | 0 | 0 | 0 | 0 | 0 | 0
DemandResponse | 0 | 0 | 0 | 0 | 0 | 0
IGCC-CCS | 0 | 0 | 0 | 0 | 0 | 0
WT_off | 0 | 0 | 0 | 0 | 468 | 468
PseudoUnit | 0 | 0 | 0 | 0 | 0 | 0
FixedInterchange | 0 | 0 | 0 | 0 | 0 | 0
Cumulative Retirements of Capacity by Reporting Type: NonRTO_Midwest
ReportingType | 2015 | 2020 | 2025 | 2030 | 2035 | 2040
BM | 0 | 0 | 0 | 0 | 0 | 0
CC | 0 | 0 | 0 | 0 | 0 | 0
CSP | 0 | 0 | 0 | 0 | 0 | 0
CT | 0 | 0 | 0 | 0 | 0 | 0
Coal | 580.84 | 580.84 | 580.84 | 580.84 | 580.84 | 580.84
Geo | 0 | 0 | 0 | 0 | 0 | 0
H | 0 | 0 | 0 | 0 | 0 | 0
LFG | 0 | 0 | 0 | 0 | 0 | 0
Nuc | 0 | 0 | 0 | 0 | 0 | 0
PS | 0 | 0 | 0 | 0 | 0 | 0
PV | 0 | 0 | 0 | 0 | 0 | 0
PeakG | 0 | 0 | 0 | 0 | 0 | 0
PeakO | 0 | 0 | 0 | 0 | 0 | 0
ST | 0 | 0 | 0 | 0 | 0 | 0
STOG | 0 | 0 | 0 | 0 | 0 | 0
STWD | 0 | 0 | 0 | 0 | 0 | 0
WT | 0 | 0 | 0 | 0 | 0 | 0
IGCC | 0 | 0 | 0 | 0 | 0 | 0
DemandResponse | 0 | 0 | 0 | 0 | 0 | 0
IGCC-CCS | 0 | 0 | 0 | 0 | 0 | 0
WT_off | 0 | 0 | 0 | 0 | 0 | 0
PseudoUnit | 0 | 0 | 0 | 0 | 0 | 0
FixedInterchange | 0 | 0 | 0 | 0 | 0 | 0
Cumulative Retirements of Capacity by Reporting Type: NYISO_A-F
ReportingType | 2015 | 2020 | 2025 | 2030 | 2035 | 2040
BM | 0 | 0 | 0 | 0 | 0 | 0
CC | 0 | 0 | 0 | 0 | 0 | 0
CSP | 0 | 0 | 0 | 0 | 0 | 0
CT | 0 | 0 | 0 | 0 | 0 | 0
Coal | 2251.9 | 2251.9 | 2251.9 | 2251.9 | 2251.9 | 2251.9
Geo | 0 | 0 | 0 | 0 | 0 | 0
H | 0 | 0 | 0 | 0 | 0 | 0
LFG | 0 | 0 | 0 | 0 | 0 | 0
Nuc | 0 | 0 | 0 | 675.24 | 1306.25 | 2232.59
PS | 0 | 0 | 0 | 0 | 0 | 0
PV | 0 | 0 | 0 | 0 | 0 | 0
PeakG | 0 | 0 | 0 | 0 | 0 | 0
PeakO | 0 | 0 | 0 | 0 | 0 | 0
ST | 0 | 0 | 0 | 0 | 0 | 0
STOG | 1701 | 1701 | 1701 | 1701 | 1701 | 1701
STWD | 0 | 0 | 0 | 0 | 0 | 0
WT | 0 | 0 | 0 | 0 | 0 | 0
IGCC | 0 | 0 | 0 | 0 | 0 | 0
DemandResponse | 0 | 0 | 0 | 0 | 0 | 0
IGCC-CCS | 0 | 0 | 0 | 0 | 0 | 0
WT_off | 0 | 0 | 0 | 0 | 0 | 0
PseudoUnit | 0 | 0 | 0 | 0 | 0 | 0
FixedInterchange | 0 | 0 | 0 | 0 | 0 | 0
Cumulative Retirements of Capacity by Reporting Type: NYISO_G-I
ReportingType | 2015 | 2020 | 2025 | 2030 | 2035 | 2040
BM | 0 | 0 | 0 | 0 | 0 | 0
CC | 0 | 0 | 0 | 0 | 0 | 0
CSP | 0 | 0 | 0 | 0 | 0 | 0
CT | 0 | 0 | 0 | 0 | 0 | 0
Coal | 368.2 | 368.2 | 368.2 | 368.2 | 368.2 | 368.2
Geo | 0 | 0 | 0 | 0 | 0 | 0
H | 0 | 0 | 0 | 0 | 0 | 0
LFG | 0 | 0 | 0 | 0 | 0 | 0
Nuc | 0 | 0 | 0 | 0 | 1108.31 | 2222.48
PS | 0 | 0 | 0 | 0 | 0 | 0
PV | 0 | 0 | 0 | 0 | 0 | 0
PeakG | 0 | 0 | 0 | 0 | 0 | 0
PeakO | 0 | 0 | 0 | 0 | 0 | 0
ST | 0 | 0 | 0 | 0 | 0 | 0
STOG | 1474.61 | 1474.61 | 1474.61 | 1474.61 | 1474.61 | 1474.61
STWD | 0 | 0 | 0 | 0 | 0 | 0
WT | 0 | 0 | 0 | 0 | 0 | 0
IGCC | 0 | 0 | 0 | 0 | 0 | 0
DemandResponse | 0 | 0 | 0 | 0 | 0 | 0
IGCC-CCS | 0 | 0 | 0 | 0 | 0 | 0
WT_off | 0 | 0 | 0 | 0 | 0 | 0
PseudoUnit | 0 | 0 | 0 | 0 | 0 | 0
FixedInterchange | 0 | 0 | 0 | 0 | 0 | 0
Cumulative Retirements of Capacity by Reporting Type: NYISO_J-K
ReportingType | 2015 | 2020 | 2025 | 2030 | 2035 | 2040
BM | 0 | 0 | 0 | 0 | 0 | 0
CC | 0 | 0 | 0 | 0 | 0 | 0
CSP | 0 | 0 | 0 | 0 | 0 | 0
CT | 0 | 0 | 0 | 0 | 0 | 0
Coal | 0 | 0 | 0 | 0 | 0 | 0
Geo | 0 | 0 | 0 | 0 | 0 | 0
H | 0 | 0 | 0 | 0 | 0 | 0
LFG | 0 | 0 | 0 | 0 | 0 | 0
Nuc | 0 | 0 | 0 | 0 | 0 | 0
PS | 0 | 0 | 0 | 0 | 0 | 0
PV | 0 | 0 | 0 | 0 | 32 | 32
PeakG | 0 | 0 | 0 | 0 | 0 | 0
PeakO | 0 | 0 | 0 | 0 | 0 | 0
ST | 0 | 0 | 0 | 0 | 0 | 0
STOG | 0 | 0 | 0 | 0 | 0 | 0
STWD | 0 | 0 | 0 | 0 | 0 | 0
WT | 0 | 0 | 0 | 0 | 0 | 0
IGCC | 0 | 0 | 0 | 0 | 0 | 0
DemandResponse | 0 | 0 | 0 | 0 | 0 | 0
IGCC-CCS | 0 | 0 | 0 | 0 | 0 | 0
WT_off | 0 | 0 | 0 | 0 | 0 | 0
PseudoUnit | 0 | 0 | 0 | 0 | 0 | 0
FixedInterchange | 0 | 0 | 0 | 0 | 0 | 0
Cumulative Retirements of Capacity by Reporting Type: PJM_E
ReportingType | 2015 | 2020 | 2025 | 2030 | 2035 | 2040
BM | 0 | 0 | 0 | 0 | 0 | 0
CC | 0 | 0 | 0 | 0 | 0 | 0
CSP | 0 | 0 | 0 | 0 | 0 | 0
CT | 0 | 0 | 0 | 0 | 0 | 0
Coal | 2804 | 3372 | 3372 | 3372 | 3372 | 3372
Geo | 0 | 0 | 0 | 0 | 0 | 0
H | 0 | 0 | 0 | 0 | 0 | 0
LFG | 0 | 0 | 0 | 0 | 0 | 0
Nuc | 0 | 667.96 | 667.96 | 667.96 | 3085.45 | 4361.59
PS | 0 | 0 | 0 | 0 | 0 | 0
PV | 0 | 0 | 0 | 0 | 0 | 0
PeakG | 268.5 | 268.5 | 268.5 | 268.5 | 268.5 | 268.5
PeakO | 2.7 | 2.7 | 2.7 | 2.7 | 2.7 | 2.7
ST | 0 | 0 | 0 | 0 | 0 | 0
STOG | 629.5 | 629.5 | 629.5 | 629.5 | 629.5 | 629.5
STWD | 0 | 0 | 0 | 0 | 0 | 0
WT | 0 | 0 | 0 | 0 | 0 | 0
IGCC | 0 | 0 | 0 | 0 | 0 | 0
DemandResponse | 0 | 0 | 0 | 0 | 0 | 0
IGCC-CCS | 0 | 0 | 0 | 0 | 0 | 0
WT_off | 0 | 0 | 0 | 0 | 0 | 0
PseudoUnit | 0 | 0 | 0 | 0 | 0 | 0
FixedInterchange | 0 | 0 | 0 | 0 | 0 | 0
Cumulative Retirements of Capacity by Reporting Type: PJM_ROM
ReportingType | 2015 | 2020 | 2025 | 2030 | 2035 | 2040
BM | 0 | 0 | 0 | 0 | 0 | 0
CC | 0 | 0 | 0 | 0 | 0 | 0
CSP | 0 | 0 | 0 | 0 | 0 | 0
CT | 0 | 0 | 0 | 0 | 0 | 0
Coal | 8045.5 | 8045.5 | 8045.5 | 8045.5 | 8045.5 | 8045.5
Geo | 0 | 0 | 0 | 0 | 0 | 0
H | 0 | 0 | 0 | 0 | 0 | 0
LFG | 0 | 0 | 0 | 0 | 0 | 0
Nuc | 0 | 0 | 0 | 0 | 1882.68 | 2859.9
PS | 0 | 0 | 0 | 0 | 0 | 0
PV | 0 | 0 | 0 | 0 | 0 | 0
PeakG | 0 | 0 | 0 | 0 | 0 | 0
PeakO | 270 | 270 | 270 | 270 | 270 | 270
ST | 0 | 0 | 0 | 0 | 0 | 0
STOG | 580 | 580 | 580 | 580 | 580 | 580
STWD | 0 | 0 | 0 | 0 | 0 | 0
WT | 0 | 0 | 0 | 0 | 0 | 0
IGCC | 0 | 0 | 0 | 0 | 0 | 0
DemandResponse | 0 | 0 | 0 | 0 | 0 | 0
IGCC-CCS | 0 | 0 | 0 | 0 | 0 | 0
WT_off | 0 | 0 | 0 | 0 | 0 | 0
PseudoUnit | 0 | 0 | 0 | 0 | 0 | 0
FixedInterchange | 0 | 0 | 0 | 0 | 0 | 0
Cumulative Retirements of Capacity by Reporting Type: PJM_ROR
ReportingType | 2015 | 2020 | 2025 | 2030 | 2035 | 2040
BM | 0 | 0 | 0 | 0 | 0 | 192
CC | 0 | 0 | 0 | 0 | 0 | 0
CSP | 0 | 0 | 0 | 0 | 0 | 0
CT | 0 | 0 | 0 | 0 | 0 | 0
Coal | 10844.22 | 15650.1 | 15650.1 | 15650.1 | 15650.1 | 15650.1
Geo | 0 | 0 | 0 | 0 | 0 | 0
H | 0 | 0 | 0 | 0 | 0 | 0
LFG | 0 | 0 | 0 | 0 | 0 | 0
Nuc | 0 | 0 | 0 | 942.43 | 5589.35 | 10897.35
PS | 0 | 0 | 0 | 0 | 0 | 0
PV | 0 | 0 | 0 | 0 | 0 | 0
PeakG | 0 | 0 | 0 | 0 | 0 | 0
PeakO | 19 | 19 | 19 | 19 | 19 | 19
ST | 0 | 0 | 0 | 0 | 0 | 0
STOG | 0 | 0 | 0 | 0 | 0 | 0
STWD | 0 | 0 | 0 | 0 | 0 | 0
WT | 0 | 0 | 0 | 0 | 0 | 0
IGCC | 0 | 0 | 0 | 0 | 0 | 0
DemandResponse | 0 | 0 | 0 | 0 | 0 | 0
IGCC-CCS | 0 | 0 | 0 | 0 | 0 | 0
WT_off | 0 | 0 | 0 | 0 | 0 | 0
PseudoUnit | 0 | 0 | 0 | 0 | 0 | 0
FixedInterchange | 0 | 0 | 0 | 0 | 0 | 0
Cumulative Retirements of Capacity by Reporting Type: SOCO
ReportingType | 2015 | 2020 | 2025 | 2030 | 2035 | 2040
BM | 0 | 0 | 0 | 0 | 0 | 0
CC | 0 | 0 | 0 | 0 | 0 | 0
CSP | 0 | 0 | 0 | 0 | 0 | 0
CT | 0 | 0 | 0 | 0 | 0 | 0
Coal | 7724 | 7724 | 7724 | 7724 | 7724 | 7724
Geo | 0 | 0 | 0 | 0 | 0 | 0
H | 0 | 0 | 0 | 0 | 0 | 0
LFG | 0 | 0 | 0 | 0 | 0 | 0
Nuc | 0 | 0 | 0 | 0 | 0 | 2875.17
PS | 0 | 0 | 0 | 0 | 0 | 0
PV | 0 | 0 | 0 | 0 | 0 | 0
PeakG | 0 | 0 | 0 | 0 | 0 | 0
PeakO | 0 | 0 | 0 | 0 | 0 | 0
ST | 0 | 0 | 0 | 0 | 0 | 0
STOG | 854 | 854 | 854 | 854 | 854 | 854
STWD | 0 | 0 | 0 | 0 | 0 | 0
WT | 0 | 0 | 0 | 0 | 0 | 0
IGCC | 0 | 0 | 0 | 0 | 0 | 0
DemandResponse | 0 | 0 | 0 | 0 | 0 | 0
IGCC-CCS | 0 | 0 | 0 | 0 | 0 | 0
WT_off | 0 | 0 | 0 | 0 | 0 | 0
PseudoUnit | 0 | 0 | 0 | 0 | 0 | 0
FixedInterchange | 0 | 0 | 0 | 0 | 0 | 0
Cumulative Retirements of Capacity by Reporting Type: SPP_N
ReportingType | 2015 | 2020 | 2025 | 2030 | 2035 | 2040
BM | 0 | 0 | 0 | 0 | 0 | 0
CC | 0 | 0 | 0 | 0 | 0 | 0
CSP | 0 | 0 | 0 | 0 | 0 | 0
CT | 0 | 0 | 0 | 0 | 0 | 0
Coal | 0 | 0 | 0 | 0 | 0 | 0
Geo | 0 | 0 | 0 | 0 | 0 | 0
H | 0 | 0 | 0 | 0 | 0 | 0
LFG | 0 | 0 | 0 | 0 | 0 | 0
Nuc | 0 | 0 | 0 | 0 | 0 | 0
PS | 0 | 0 | 0 | 0 | 0 | 0
PV | 0 | 0 | 0 | 0 | 0 | 0
PeakG | 0 | 0 | 0 | 0 | 0 | 0
PeakO | 0 | 0 | 0 | 0 | 0 | 0
ST | 0 | 0 | 0 | 0 | 0 | 0
STOG | 87 | 87 | 87 | 87 | 87 | 87
STWD | 0 | 0 | 0 | 0 | 0 | 0
WT | 0 | 0 | 0 | 0 | 0 | 0
IGCC | 0 | 0 | 0 | 0 | 0 | 0
DemandResponse | 0 | 0 | 0 | 0 | 0 | 0
IGCC-CCS | 0 | 0 | 0 | 0 | 0 | 0
WT_off | 0 | 0 | 0 | 0 | 0 | 0
PseudoUnit | 0 | 0 | 0 | 0 | 0 | 0
FixedInterchange | 0 | 0 | 0 | 0 | 0 | 0
Cumulative Retirements of Capacity by Reporting Type: SPP_S
ReportingType | 2015 | 2020 | 2025 | 2030 | 2035 | 2040
BM | 0 | 0 | 0 | 0 | 0 | 0
CC | 0 | 0 | 0 | 0 | 0 | 0
CSP | 0 | 0 | 0 | 0 | 0 | 0
CT | 0 | 0 | 0 | 0 | 0 | 0
Coal | 1434.83 | 1434.83 | 1434.83 | 1434.83 | 1434.83 | 1434.83
Geo | 0 | 0 | 0 | 0 | 0 | 0
H | 0 | 0 | 0 | 0 | 0 | 0
LFG | 0 | 0 | 0 | 0 | 0 | 0
Nuc | 0 | 0 | 0 | 0 | 0 | 0
PS | 0 | 0 | 0 | 0 | 0 | 0
PV | 0 | 0 | 0 | 0 | 0 | 0
PeakG | 0 | 0 | 0 | 0 | 0 | 0
PeakO | 0 | 0 | 0 | 0 | 0 | 0
ST | 0 | 0 | 0 | 0 | 0 | 0
STOG | 1406.36 | 1406.36 | 1406.36 | 1406.36 | 1406.36 | 1406.36
STWD | 0 | 0 | 0 | 0 | 0 | 0
WT | 0 | 0 | 0 | 0 | 0 | 0
IGCC | 0 | 0 | 0 | 0 | 0 | 0
DemandResponse | 0 | 0 | 0 | 0 | 0 | 0
IGCC-CCS | 0 | 0 | 0 | 0 | 0 | 0
WT_off | 0 | 0 | 0 | 0 | 0 | 0
PseudoUnit | 0 | 0 | 0 | 0 | 0 | 0
FixedInterchange | 0 | 0 | 0 | 0 | 0 | 0
Cumulative Retirements of Capacity by Reporting Type: TVA
ReportingType | 2015 | 2020 | 2025 | 2030 | 2035 | 2040
BM | 0 | 0 | 0 | 0 | 0 | 0
CC | 0 | 0 | 0 | 0 | 0 | 0
CSP | 0 | 0 | 0 | 0 | 0 | 0
CT | 0 | 0 | 0 | 0 | 0 | 0
Coal | 2494.02 | 4018 | 4018 | 4018 | 4018 | 4018
Geo | 0 | 0 | 0 | 0 | 0 | 0
H | 0 | 0 | 0 | 0 | 0 | 0
LFG | 0 | 0 | 0 | 0 | 0 | 0
Nuc | 0 | 0 | 0 | 0 | 2730.91 | 4120.82
PS | 0 | 0 | 0 | 0 | 0 | 0
PV | 0 | 0 | 0 | 0 | 0 | 0
PeakG | 0 | 0 | 0 | 0 | 0 | 0
PeakO | 0 | 0 | 0 | 0 | 0 | 0
ST | 0 | 0 | 0 | 0 | 0 | 0
STOG | 0 | 0 | 0 | 0 | 0 | 0
STWD | 0 | 0 | 0 | 0 | 0 | 0
WT | 0 | 0 | 0 | 0 | 0 | 0
IGCC | 0 | 0 | 0 | 0 | 0 | 0
DemandResponse | 0 | 0 | 0 | 0 | 0 | 0
IGCC-CCS | 0 | 0 | 0 | 0 | 0 | 0
WT_off | 0 | 0 | 0 | 0 | 0 | 0
PseudoUnit | 0 | 0 | 0 | 0 | 0 | 0
FixedInterchange | 0 | 0 | 0 | 0 | 0 | 0
Cumulative Retirements of Capacity by Reporting Type: TVA_Transmission
ReportingType | 2015 | 2020 | 2025 | 2030 | 2035 | 2040
BM | 0 | 0 | 0 | 0 | 0 | 0
CC | 0 | 0 | 0 | 0 | 0 | 0
CSP | 0 | 0 | 0 | 0 | 0 | 0
CT | 0 | 0 | 0 | 0 | 0 | 0
Coal | 0 | 0 | 0 | 0 | 0 | 0
Geo | 0 | 0 | 0 | 0 | 0 | 0
H | 0 | 0 | 0 | 0 | 0 | 0
LFG | 0 | 0 | 0 | 0 | 0 | 0
Nuc | 0 | 0 | 0 | 0 | 0 | 0
PS | 0 | 0 | 0 | 0 | 0 | 0
PV | 0 | 0 | 0 | 0 | 0 | 0
PeakG | 0 | 0 | 0 | 0 | 0 | 0
PeakO | 0 | 0 | 0 | 0 | 0 | 0
ST | 0 | 0 | 0 | 0 | 0 | 0
STOG | 0 | 0 | 0 | 0 | 0 | 0
STWD | 0 | 0 | 0 | 0 | 0 | 0
WT | 0 | 0 | 0 | 0 | 0 | 0
IGCC | 0 | 0 | 0 | 0 | 0 | 0
DemandResponse | 0 | 0 | 0 | 0 | 0 | 0
IGCC-CCS | 0 | 0 | 0 | 0 | 0 | 0
WT_off | 0 | 0 | 0 | 0 | 0 | 0
PseudoUnit | 0 | 0 | 0 | 0 | 0 | 0
FixedInterchange | 0 | 0 | 0 | 0 | 0 | 0
Cumulative Retirements of Capacity by Reporting Type: VACAR
ReportingType | 2015 | 2020 | 2025 | 2030 | 2035 | 2040
BM | 0 | 0 | 0 | 0 | 0 | 0
CC | 0 | 0 | 0 | 0 | 0 | 0
CSP | 0 | 0 | 0 | 0 | 0 | 0
CT | 0 | 0 | 0 | 0 | 0 | 0
Coal | 3825 | 6003 | 6003 | 6003 | 6003 | 6003
Geo | 0 | 0 | 0 | 0 | 0 | 0
H | 0 | 0 | 0 | 0 | 0 | 0
LFG | 0 | 0 | 0 | 0 | 0 | 0
Nuc | 0 | 0 | 0 | 0 | 3530.58 | 5550.22
PS | 0 | 0 | 0 | 0 | 0 | 0
PV | 0 | 0 | 0 | 0 | 0 | 0
PeakG | 0 | 0 | 0 | 0 | 0 | 0
PeakO | 0 | 0 | 0 | 0 | 0 | 0
ST | 0 | 0 | 0 | 0 | 0 | 0
STOG | 0 | 0 | 0 | 0 | 0 | 0
STWD | 0 | 0 | 0 | 0 | 0 | 0
WT | 0 | 0 | 0 | 0 | 0 | 0
IGCC | 0 | 0 | 0 | 0 | 0 | 0
DemandResponse | 0 | 0 | 0 | 0 | 0 | 0
IGCC-CCS | 0 | 0 | 0 | 0 | 0 | 0
WT_off | 0 | 0 | 0 | 0 | 0 | 0
PseudoUnit | 0 | 0 | 0 | 0 | 0 | 0
FixedInterchange | 0 | 0 | 0 | 0 | 0 | 0
Cumulative Retirements of Capacity by Reporting Type: IESO
ReportingType | 2015 | 2020 | 2025 | 2030 | 2035 | 2040
BM | 0 | 0 | 0 | 0 | 0 | 0
CC | 472.52 | 472.52 | 472.52 | 472.52 | 472.52 | 472.52
CSP | 0 | 0 | 0 | 0 | 0 | 0
CT | 0 | 0 | 0 | 0 | 0 | 0
Coal | 6416 | 6416 | 6416 | 6416 | 6416 | 6416
Geo | 0 | 0 | 0 | 0 | 0 | 0
H | 0 | 0 | 0 | 0 | 0 | 0
LFG | 0 | 0 | 0 | 0 | 0 | 0
Nuc | 0 | 0 | 0 | 0 | 1119.61 | 2793.59
PS | 0 | 0 | 0 | 0 | 0 | 0
PV | 0 | 0 | 0 | 0 | 1067.26 | 1067.26
PeakG | 0 | 0 | 0 | 0 | 0 | 0
PeakO | 0.65 | 0.65 | 0.65 | 0.65 | 0.65 | 0.65
ST | 0 | 0 | 0 | 0 | 0 | 0
STOG | 2126 | 2126 | 2126 | 2126 | 2126 | 2126
STWD | 0 | 0 | 0 | 0 | 0 | 0
WT | 0 | 0 | 0 | 0 | 2105.9 | 2105.9
IGCC | 0 | 0 | 0 | 0 | 0 | 0
DemandResponse | 0 | 0 | 0 | 0 | 0 | 0
IGCC-CCS | 0 | 0 | 0 | 0 | 0 | 0
WT_off | 0 | 0 | 0 | 0 | 0 | 0
PseudoUnit | 0 | 0 | 0 | 0 | 0 | 0
FixedInterchange | 0 | 0 | 0 | 0 | 0 | 0
Cumulative Retirements of Capacity by Reporting Type: MAPP_CA
ReportingType | 2015 | 2020 | 2025 | 2030 | 2035 | 2040
BM | 0 | 0 | 0 | 0 | 0 | 0
CC | 0 | 0 | 0 | 0 | 0 | 0
CSP | 0 | 0 | 0 | 0 | 0 | 0
CT | 0 | 0 | 0 | 0 | 0 | 0
Coal | 635.1 | 635.1 | 635.1 | 635.1 | 635.1 | 635.1
Geo | 0 | 0 | 0 | 0 | 0 | 0
H | 0 | 0 | 0 | 0 | 0 | 0
LFG | 0 | 0 | 0 | 0 | 0 | 0
Nuc | 0 | 0 | 0 | 0 | 0 | 0
PS | 0 | 0 | 0 | 0 | 0 | 0
PV | 0 | 0 | 0 | 0 | 0 | 0
PeakG | 0 | 0 | 0 | 0 | 0 | 0
PeakO | 0 | 0 | 0 | 0 | 0 | 0
ST | 0 | 0 | 0 | 0 | 0 | 0
STOG | 0 | 0 | 0 | 0 | 0 | 0
STWD | 0 | 0 | 0 | 0 | 0 | 0
WT | 0 | 0 | 0 | 0 | 0 | 0
IGCC | 0 | 0 | 0 | 0 | 0 | 0
DemandResponse | 0 | 0 | 0 | 0 | 0 | 0
IGCC-CCS | 0 | 0 | 0 | 0 | 0 | 0
WT_off | 0 | 0 | 0 | 0 | 0 | 0
PseudoUnit | 0 | 0 | 0 | 0 | 0 | 0
FixedInterchange | 0 | 0 | 0 | 0 | 0 | 0
Cumulative Retirements of Capacity by Reporting Type: AZ_NM_SNV_Coal
ReportingType | 2015 | 2020 | 2025 | 2030 | 2035 | 2040
BM | 0 | 0 | 0 | 0 | 0 | 0
CC | 0 | 0 | 0 | 0 | 0 | 0
CSP | 0 | 0 | 0 | 0 | 0 | 0
CT | 0 | 0 | 0 | 0 | 0 | 0
Coal | 0 | 0 | 0 | 0 | 0 | 0
Geo | 0 | 0 | 0 | 0 | 0 | 0
H | 0 | 0 | 0 | 0 | 0 | 0
LFG | 0 | 0 | 0 | 0 | 0 | 0
Nuc | 0 | 0 | 0 | 0 | 0 | 0
PS | 0 | 0 | 0 | 0 | 0 | 0
PV | 0 | 0 | 0 | 0 | 0 | 0
PeakG | 0 | 0 | 0 | 0 | 0 | 0
PeakO | 200 | 200 | 200 | 200 | 200 | 200
ST | 0 | 0 | 0 | 0 | 0 | 0
STOG | 0 | 0 | 0 | 0 | 0 | 0
STWD | 0 | 0 | 0 | 0 | 0 | 0
WT | 0 | 0 | 0 | 0 | 0 | 0
IGCC | 0 | 0 | 0 | 0 | 0 | 0
DemandResponse | 0 | 0 | 0 | 0 | 0 | 0
IGCC-CCS | 0 | 0 | 0 | 0 | 0 | 0
WT_off | 0 | 0 | 0 | 0 | 0 | 0
PseudoUnit | 0 | 0 | 0 | 0 | 0 | 0
FixedInterchange | 0 | 0 | 0 | 0 | 0 | 0
Cumulative Retirements of Capacity by Reporting Type: AZ_NM_SNV_Gas
ReportingType | 2015 | 2020 | 2025 | 2030 | 2035 | 2040
BM | 0 | 0 | 0 | 0 | 0 | 0
CC | 1095 | 1095 | 1095 | 1095 | 1095 | 1095
CSP | 0 | 0 | 0 | 0 | 0 | 0
CT | 0 | 0 | 0 | 0 | 0 | 0
Coal | 0 | 0 | 0 | 0 | 0 | 0
Geo | 0 | 0 | 0 | 0 | 0 | 0
H | 0 | 0 | 0 | 0 | 0 | 0
LFG | 0 | 0 | 0 | 0 | 0 | 0
Nuc | 0 | 0 | 0 | 0 | 0 | 0
PS | 0 | 0 | 0 | 0 | 0 | 0
PV | 0 | 0 | 0 | 0 | 0 | 0
PeakG | 464 | 464 | 464 | 464 | 464 | 464
PeakO | 0 | 0 | 0 | 0 | 0 | 0
ST | 0 | 0 | 0 | 0 | 0 | 0
STOG | 2064 | 2064 | 2064 | 2064 | 2064 | 2064
STWD | 0 | 0 | 0 | 0 | 0 | 0
WT | 0 | 0 | 0 | 0 | 0 | 0
IGCC | 0 | 0 | 0 | 0 | 0 | 0
DemandResponse | 0 | 0 | 0 | 0 | 0 | 0
IGCC-CCS | 0 | 0 | 0 | 0 | 0 | 0
WT_off | 0 | 0 | 0 | 0 | 0 | 0
PseudoUnit | 0 | 0 | 0 | 0 | 0 | 0
FixedInterchange | 0 | 0 | 0 | 0 | 0 | 0
Cumulative Retirements of Capacity by Reporting Type: AZ_NM_SNV_NucRenew
ReportingType | 2015 | 2020 | 2025 | 2030 | 2035 | 2040
BM | 0 | 0 | 0 | 0 | 0 | 0
CC | 0 | 0 | 0 | 0 | 0 | 0
CSP | 65 | 65 | 65 | 65 | 65 | 65
CT | 0 | 0 | 0 | 0 | 0 | 0
Coal | 0 | 0 | 0 | 0 | 0 | 0
Geo | 0 | 0 | 0 | 0 | 0 | 0
H | 0 | 0 | 0 | 0 | 0 | 0
LFG | 0 | 0 | 0 | 0 | 0 | 0
Nuc | 0 | 0 | 0 | 0 | 0 | 0
PS | 0 | 0 | 0 | 0 | 0 | 0
PV | 0 | 0 | 0 | 0 | 0 | 0
PeakG | 0 | 0 | 0 | 0 | 0 | 0
PeakO | 0 | 0 | 0 | 0 | 0 | 0
ST | 0 | 0 | 0 | 0 | 0 | 0
STOG | 0 | 0 | 0 | 0 | 0 | 0
STWD | 0 | 0 | 0 | 0 | 0 | 0
WT | 0 | 0 | 0 | 0 | 0 | 0
IGCC | 0 | 0 | 0 | 0 | 0 | 0
DemandResponse | 0 | 0 | 0 | 0 | 0 | 0
IGCC-CCS | 0 | 0 | 0 | 0 | 0 | 0
WT_off | 0 | 0 | 0 | 0 | 0 | 0
PseudoUnit | 0 | 0 | 0 | 0 | 0 | 0
FixedInterchange | 0 | 0 | 0 | 0 | 0 | 0
Cumulative Retirements of Capacity by Reporting Type: ERCOT
ReportingType | 2015 | 2020 | 2025 | 2030 | 2035 | 2040
BM | 0 | 0 | 0 | 0 | 0 | 0
CC | 0 | 0 | 0 | 0 | 0 | 0
CSP | 0 | 0 | 0 | 0 | 0 | 0
CT | 0 | 0 | 0 | 0 | 0 | 0
Coal | 1144 | 1144 | 1144 | 1144 | 1144 | 1144
Geo | 0 | 0 | 0 | 0 | 0 | 0
H | 0 | 0 | 0 | 0 | 0 | 0
LFG | 0 | 0 | 0 | 0 | 0 | 0
Nuc | 0 | 0 | 0 | 0 | 0 | 0
PS | 0 | 0 | 0 | 0 | 0 | 0
PV | 0 | 0 | 0 | 0 | 14 | 14
PeakG | 0 | 0 | 0 | 0 | 0 | 0
PeakO | 0 | 0 | 0 | 0 | 0 | 0
ST | 0 | 0 | 0 | 0 | 0 | 0
STOG | 0 | 0 | 0 | 0 | 0 | 0
STWD | 0 | 0 | 0 | 0 | 0 | 0
WT | 0 | 0 | 0 | 0 | 0 | 0
IGCC | 0 | 0 | 0 | 0 | 0 | 0
DemandResponse | 0 | 0 | 0 | 0 | 0 | 0
IGCC-CCS | 0 | 0 | 0 | 0 | 0 | 0
WT_off | 0 | 0 | 0 | 0 | 0 | 0
PseudoUnit | 0 | 0 | 0 | 0 | 0 | 0
FixedInterchange | 0 | 0 | 0 | 0 | 0 | 0
Cumulative Retirements of Capacity by Reporting Type: NP15
ReportingType | 2015 | 2020 | 2025 | 2030 | 2035 | 2040
BM | 0 | 0 | 0 | 0 | 0 | 0
CC | 0 | 0 | 0 | 0 | 0 | 0
CSP | 0 | 0 | 0 | 0 | 0 | 0
CT | 0 | 0 | 0 | 0 | 0 | 0
Coal | 163.7 | 163.7 | 163.7 | 163.7 | 163.7 | 191.9
Geo | 0 | 0 | 0 | 0 | 0 | 0
H | 0 | 0 | 0 | 0 | 0 | 0
LFG | 0 | 0 | 0 | 0 | 0 | 0
Nuc | 0 | 0 | 0 | 0 | 0 | 0
PS | 0 | 0 | 0 | 0 | 0 | 0
PV | 0 | 0 | 0 | 0 | 6.5 | 6.5
PeakG | 0 | 0 | 0 | 0 | 0 | 0
PeakO | 156 | 156 | 156 | 156 | 156 | 156
ST | 0 | 0 | 0 | 0 | 0 | 0
STOG | 1046.4 | 1046.4 | 1046.4 | 1046.4 | 1046.4 | 1046.4
STWD | 0 | 0 | 0 | 0 | 0 | 0
WT | 0 | 0 | 0 | 0 | 0 | 0
IGCC | 0 | 0 | 0 | 0 | 0 | 0
DemandResponse | 0 | 0 | 0 | 0 | 0 | 0
IGCC-CCS | 0 | 0 | 0 | 0 | 0 | 0
WT_off | 0 | 0 | 0 | 0 | 0 | 0
PseudoUnit | 0 | 0 | 0 | 0 | 0 | 0
FixedInterchange | 0 | 0 | 0 | 0 | 0 | 0
Cumulative Retirements of Capacity by Reporting Type: NWPP_Coal
ReportingType | 2015 | 2020 | 2025 | 2030 | 2035 | 2040
BM | 0 | 0 | 0 | 0 | 0 | 0
CC | 0 | 0 | 0 | 0 | 0 | 0
CSP | 0 | 0 | 0 | 0 | 0 | 0
CT | 0 | 0 | 0 | 0 | 0 | 0
Coal | 685.65 | 685.65 | 685.65 | 685.65 | 685.65 | 685.65
Geo | 0 | 0 | 0 | 0 | 0 | 0
H | 0 | 0 | 0 | 0 | 0 | 0
LFG | 0 | 0 | 0 | 0 | 0 | 0
Nuc | 0 | 0 | 0 | 0 | 0 | 0
PS | 0 | 0 | 0 | 0 | 0 | 0
PV | 0 | 0 | 0 | 0 | 0 | 0
PeakG | 0 | 0 | 0 | 0 | 0 | 0
PeakO | 183 | 183 | 183 | 183 | 183 | 183
ST | 0 | 0 | 0 | 0 | 0 | 0
STOG | 0 | 0 | 0 | 0 | 0 | 0
STWD | 0 | 0 | 0 | 0 | 0 | 0
WT | 0 | 0 | 0 | 0 | 0 | 0
IGCC | 0 | 0 | 0 | 0 | 0 | 0
DemandResponse | 0 | 0 | 0 | 0 | 0 | 0
IGCC-CCS | 0 | 0 | 0 | 0 | 0 | 0
WT_off | 0 | 0 | 0 | 0 | 0 | 0
PseudoUnit | 0 | 0 | 0 | 0 | 0 | 0
FixedInterchange | 0 | 0 | 0 | 0 | 0 | 0
Cumulative Retirements of Capacity by Reporting Type: NWPP_Gas
ReportingType | 2015 | 2020 | 2025 | 2030 | 2035 | 2040
BM | 0 | 0 | 0 | 0 | 0 | 0
CC | 1094.15 | 1094.15 | 1094.15 | 1094.15 | 1094.15 | 1094.15
CSP | 0 | 0 | 0 | 0 | 0 | 0
CT | 0 | 0 | 0 | 0 | 0 | 0
Coal | 0 | 0 | 0 | 0 | 0 | 0
Geo | 0 | 0 | 0 | 0 | 0 | 0
H | 0 | 0 | 0 | 0 | 0 | 0
LFG | 0 | 0 | 0 | 0 | 0 | 0
Nuc | 0 | 0 | 0 | 0 | 0 | 0
PS | 0 | 0 | 0 | 0 | 0 | 0
PV | 0 | 0 | 0 | 0 | 0 | 0
PeakG | 2623 | 2623 | 2623 | 2623 | 2623 | 2623
PeakO | 0 | 0 | 0 | 0 | 0 | 0
ST | 0 | 0 | 0 | 0 | 0 | 0
STOG | 786 | 786 | 786 | 786 | 786 | 786
STWD | 0 | 0 | 0 | 0 | 0 | 0
WT | 0 | 0 | 0 | 0 | 0 | 0
IGCC | 0 | 0 | 0 | 0 | 0 | 0
DemandResponse | 0 | 0 | 0 | 0 | 0 | 0
IGCC-CCS | 0 | 0 | 0 | 0 | 0 | 0
WT_off | 0 | 0 | 0 | 0 | 0 | 0
PseudoUnit | 0 | 0 | 0 | 0 | 0 | 0
FixedInterchange | 0 | 0 | 0 | 0 | 0 | 0
Cumulative Retirements of Capacity by Reporting Type: NWPP_NucRenew
ReportingType | 2015 | 2020 | 2025 | 2030 | 2035 | 2040
BM | 0 | 0 | 0 | 0 | 0 | 0
CC | 0 | 0 | 0 | 0 | 0 | 0
CSP | 0 | 0 | 0 | 0 | 0 | 0
CT | 0 | 0 | 0 | 0 | 0 | 0
Coal | 0 | 0 | 0 | 0 | 0 | 0
Geo | 4.8 | 4.8 | 4.8 | 4.8 | 4.8 | 4.8
H | 0 | 0 | 0 | 0 | 0 | 0
LFG | 0 | 0 | 0 | 0 | 0 | 0
Nuc | 0 | 0 | 0 | 0 | 0 | 0
PS | 0 | 0 | 0 | 0 | 0 | 0
PV | 0 | 0 | 0 | 0 | 0 | 0
PeakG | 0 | 0 | 0 | 0 | 0 | 0
PeakO | 0 | 0 | 0 | 0 | 0 | 0
ST | 0 | 0 | 0 | 0 | 0 | 0
STOG | 0 | 0 | 0 | 0 | 0 | 0
STWD | 0 | 0 | 0 | 0 | 0 | 0
WT | 0 | 0 | 0 | 0 | 0 | 0
IGCC | 0 | 0 | 0 | 0 | 0 | 0
DemandResponse | 0 | 0 | 0 | 0 | 0 | 0
IGCC-CCS | 0 | 0 | 0 | 0 | 0 | 0
WT_off | 0 | 0 | 0 | 0 | 0 | 0
PseudoUnit | 0 | 0 | 0 | 0 | 0 | 0
FixedInterchange | 0 | 0 | 0 | 0 | 0 | 0
Cumulative Retirements of Capacity by Reporting Type: RMPA
ReportingType | 2015 | 2020 | 2025 | 2030 | 2035 | 2040
BM | 0 | 0 | 0 | 0 | 0 | 0
CC | 0 | 0 | 0 | 0 | 0 | 0
CSP | 1 | 1 | 1 | 1 | 1 | 1
CT | 0 | 0 | 0 | 0 | 0 | 0
Coal | 480 | 650.5 | 1002.5 | 1002.5 | 1002.5 | 1002.5
Geo | 0 | 0 | 0 | 0 | 0 | 0
H | 0 | 0 | 0 | 0 | 0 | 0
LFG | 0 | 0 | 0 | 0 | 0 | 0
Nuc | 0 | 0 | 0 | 0 | 0 | 0
PS | 0 | 0 | 0 | 0 | 0 | 0
PV | 0 | 0 | 0 | 0 | 0 | 0
PeakG | 0 | 0 | 0 | 0 | 0 | 0
PeakO | 0 | 0 | 0 | 0 | 0 | 0
ST | 0 | 0 | 0 | 0 | 0 | 0
STOG | 0 | 0 | 0 | 0 | 0 | 0
STWD | 0 | 0 | 0 | 0 | 0 | 0
WT | 0 | 0 | 0 | 0 | 0 | 0
IGCC | 0 | 0 | 0 | 0 | 0 | 0
DemandResponse | 0 | 0 | 0 | 0 | 0 | 0
IGCC-CCS | 0 | 0 | 0 | 0 | 0 | 0
WT_off | 0 | 0 | 0 | 0 | 0 | 0
PseudoUnit | 0 | 0 | 0 | 0 | 0 | 0
FixedInterchange | 0 | 0 | 0 | 0 | 0 | 0
Cumulative Retirements of Capacity by Reporting Type: SP15
ReportingType | 2015 | 2020 | 2025 | 2030 | 2035 | 2040
BM | 0 | 0 | 0 | 0 | 0 | 0
CC | 0 | 0 | 0 | 0 | 0 | 0
CSP | 409 | 409 | 409 | 409 | 409 | 409
CT | 0 | 0 | 0 | 0 | 0 | 0
Coal | 141.5 | 141.5 | 141.5 | 141.5 | 141.5 | 242.7
Geo | 0 | 0 | 0 | 0 | 0 | 0
H | 0 | 0 | 0 | 0 | 0 | 0
LFG | 0 | 0 | 0 | 0 | 0 | 0
Nuc | 0 | 0 | 0 | 0 | 0 | 0
PS | 0 | 0 | 0 | 0 | 0 | 0
PV | 0 | 0 | 0 | 0 | 3.8 | 3.8
PeakG | 44 | 44 | 44 | 44 | 44 | 44
PeakO | 15 | 15 | 15 | 15 | 15 | 15
ST | 0 | 0 | 0 | 0 | 0 | 0
STOG | 958 | 958 | 958 | 958 | 958 | 958
STWD | 0 | 0 | 0 | 0 | 0 | 0
WT | 126.2 | 126.2 | 126.2 | 126.2 | 126.2 | 126.2
IGCC | 0 | 0 | 0 | 0 | 0 | 0
DemandResponse | 0 | 0 | 0 | 0 | 0 | 0
IGCC-CCS | 0 | 0 | 0 | 0 | 0 | 0
WT_off | 0 | 0 | 0 | 0 | 0 | 0
PseudoUnit | 0 | 0 | 0 | 0 | 0 | 0
FixedInterchange | 0 | 0 | 0 | 0 | 0 | 0
Cumulative Retirements of Capacity by Reporting Type: ALB
ReportingType | 2015 | 2020 | 2025 | 2030 | 2035 | 2040
BM | 0 | 0 | 0 | 0 | 0 | 0
CC | 0 | 0 | 0 | 0 | 0 | 0
CSP | 0 | 0 | 0 | 0 | 0 | 0
CT | 0 | 0 | 0 | 0 | 0 | 0
Coal | 0 | 0 | 0 | 0 | 0 | 0
Geo | 0 | 0 | 0 | 0 | 0 | 0
H | 0 | 0 | 0 | 0 | 0 | 0
LFG | 0 | 0 | 0 | 0 | 0 | 0
Nuc | 0 | 0 | 0 | 0 | 0 | 0
PS | 0 | 0 | 0 | 0 | 0 | 0
PV | 0 | 0 | 0 | 0 | 0 | 0
PeakG | 427.77 | 427.77 | 427.77 | 427.77 | 427.77 | 427.77
PeakO | 6 | 6 | 6 | 6 | 6 | 6
ST | 0 | 0 | 0 | 0 | 0 | 0
STOG | 186 | 186 | 186 | 186 | 186 | 186
STWD | 174 | 174 | 174 | 174 | 174 | 174
WT | 0 | 0 | 0 | 0 | 0 | 0
IGCC | 0 | 0 | 0 | 0 | 0 | 0
DemandResponse | 0 | 0 | 0 | 0 | 0 | 0
IGCC-CCS | 0 | 0 | 0 | 0 | 0 | 0
WT_off | 0 | 0 | 0 | 0 | 0 | 0
PseudoUnit | 0 | 0 | 0 | 0 | 0 | 0
FixedInterchange | 0 | 0 | 0 | 0 | 0 | 0
Cumulative Retirements of Capacity by Reporting Type: BC
ReportingType | 2015 | 2020 | 2025 | 2030 | 2035 | 2040
BM | 0 | 0 | 0 | 0 | 0 | 0
CC | 0 | 0 | 0 | 0 | 0 | 0
CSP | 0 | 0 | 0 | 0 | 0 | 0
CT | 0 | 0 | 0 | 0 | 0 | 0
Coal | 0 | 0 | 0 | 0 | 0 | 0
Geo | 0 | 0 | 0 | 0 | 0 | 0
H | 0 | 0 | 0 | 0 | 0 | 0
LFG | 0 | 0 | 0 | 0 | 0 | 0
Nuc | 0 | 0 | 0 | 0 | 0 | 0
PS | 0 | 0 | 0 | 0 | 0 | 0
PV | 0 | 0 | 0 | 0 | 0 | 0
PeakG | 0 | 0 | 0 | 0 | 0 | 0
PeakO | 0 | 0 | 0 | 0 | 0 | 0
ST | 0 | 0 | 0 | 0 | 0 | 0
STOG | 748.53 | 748.53 | 748.53 | 748.53 | 748.53 | 748.53
STWD | 0 | 0 | 0 | 0 | 0 | 0
WT | 0 | 0 | 0 | 0 | 0 | 0
IGCC | 0 | 0 | 0 | 0 | 0 | 0
DemandResponse | 0 | 0 | 0 | 0 | 0 | 0
IGCC-CCS | 0 | 0 | 0 | 0 | 0 | 0
WT_off | 0 | 0 | 0 | 0 | 0 | 0
PseudoUnit | 0 | 0 | 0 | 0 | 0 | 0
FixedInterchange | 0 | 0 | 0 | 0 | 0 | 0
Cumulative Retirements of Capacity by Reporting Type: HQ_IESO
ReportingType | 2015 | 2020 | 2025 | 2030 | 2035 | 2040
BM | 0 | 0 | 0 | 0 | 0 | 0
CC | 0 | 0 | 0 | 0 | 0 | 0
CSP | 0 | 0 | 0 | 0 | 0 | 0
CT | 0 | 0 | 0 | 0 | 0 | 0
Coal | 0 | 0 | 0 | 0 | 0 | 0
Geo | 0 | 0 | 0 | 0 | 0 | 0
H | 0 | 0 | 0 | 0 | 0 | 0
LFG | 0 | 0 | 0 | 0 | 0 | 0
Nuc | 0 | 0 | 0 | 0 | 0 | 0
PS | 0 | 0 | 0 | 0 | 0 | 0
PV | 0 | 0 | 0 | 0 | 0 | 0
PeakG | 0 | 0 | 0 | 0 | 0 | 0
PeakO | 0 | 0 | 0 | 0 | 0 | 0
ST | 0 | 0 | 0 | 0 | 0 | 0
STOG | 0 | 0 | 0 | 0 | 0 | 0
STWD | 0 | 0 | 0 | 0 | 0 | 0
WT | 0 | 0 | 0 | 0 | 0 | 0
IGCC | 0 | 0 | 0 | 0 | 0 | 0
DemandResponse | 0 | 0 | 0 | 0 | 0 | 0
IGCC-CCS | 0 | 0 | 0 | 0 | 0 | 0
WT_off | 0 | 0 | 0 | 0 | 0 | 0
PseudoUnit | 0 | 0 | 0 | 0 | 0 | 0
FixedInterchange | 0 | 0 | 0 | 0 | 0 | 0
Cumulative Retirements of Capacity by Reporting Type: HQ_NEISO
ReportingType | 2015 | 2020 | 2025 | 2030 | 2035 | 2040
BM | 0 | 0 | 0 | 0 | 0 | 0
CC | 0 | 0 | 0 | 0 | 0 | 0
CSP | 0 | 0 | 0 | 0 | 0 | 0
CT | 0 | 0 | 0 | 0 | 0 | 0
Coal | 0 | 0 | 0 | 0 | 0 | 0
Geo | 0 | 0 | 0 | 0 | 0 | 0
H | 0 | 0 | 0 | 0 | 0 | 0
LFG | 0 | 0 | 0 | 0 | 0 | 0
Nuc | 0 | 0 | 0 | 0 | 0 | 0
PS | 0 | 0 | 0 | 0 | 0 | 0
PV | 0 | 0 | 0 | 0 | 0 | 0
PeakG | 0 | 0 | 0 | 0 | 0 | 0
PeakO | 0 | 0 | 0 | 0 | 0 | 0
ST | 0 | 0 | 0 | 0 | 0 | 0
STOG | 0 | 0 | 0 | 0 | 0 | 0
STWD | 0 | 0 | 0 | 0 | 0 | 0
WT | 0 | 0 | 0 | 0 | 0 | 0
IGCC | 0 | 0 | 0 | 0 | 0 | 0
DemandResponse | 0 | 0 | 0 | 0 | 0 | 0
IGCC-CCS | 0 | 0 | 0 | 0 | 0 | 0
WT_off | 0 | 0 | 0 | 0 | 0 | 0
PseudoUnit | 0 | 0 | 0 | 0 | 0 | 0
FixedInterchange | 0 | 0 | 0 | 0 | 0 | 0
Cumulative Retirements of Capacity by Reporting Type: HQ_NY
ReportingType | 2015 | 2020 | 2025 | 2030 | 2035 | 2040
BM | 0 | 0 | 0 | 0 | 0 | 0
CC | 0 | 0 | 0 | 0 | 0 | 0
CSP | 0 | 0 | 0 | 0 | 0 | 0
CT | 0 | 0 | 0 | 0 | 0 | 0
Coal | 0 | 0 | 0 | 0 | 0 | 0
Geo | 0 | 0 | 0 | 0 | 0 | 0
H | 0 | 0 | 0 | 0 | 0 | 0
LFG | 0 | 0 | 0 | 0 | 0 | 0
Nuc | 0 | 0 | 0 | 0 | 0 | 0
PS | 0 | 0 | 0 | 0 | 0 | 0
PV | 0 | 0 | 0 | 0 | 0 | 0
PeakG | 0 | 0 | 0 | 0 | 0 | 0
PeakO | 0 | 0 | 0 | 0 | 0 | 0
ST | 0 | 0 | 0 | 0 | 0 | 0
STOG | 0 | 0 | 0 | 0 | 0 | 0
STWD | 0 | 0 | 0 | 0 | 0 | 0
WT | 0 | 0 | 0 | 0 | 0 | 0
IGCC | 0 | 0 | 0 | 0 | 0 | 0
DemandResponse | 0 | 0 | 0 | 0 | 0 | 0
IGCC-CCS | 0 | 0 | 0 | 0 | 0 | 0
WT_off | 0 | 0 | 0 | 0 | 0 | 0
PseudoUnit | 0 | 0 | 0 | 0 | 0 | 0
FixedInterchange | 0 | 0 | 0 | 0 | 0 | 0
Cumulative Retirements of Capacity by Reporting Type: MARITIMES
ReportingType | 2015 | 2020 | 2025 | 2030 | 2035 | 2040
BM | 0 | 0 | 0 | 0 | 0 | 0
CC | 0 | 0 | 0 | 0 | 0 | 0
CSP | 0 | 0 | 0 | 0 | 0 | 0
CT | 0 | 0 | 0 | 0 | 0 | 0
Coal | 0 | 0 | 0 | 0 | 0 | 0
Geo | 0 | 0 | 0 | 0 | 0 | 0
H | 0 | 0 | 0 | 0 | 0 | 0
LFG | 0 | 0 | 0 | 0 | 0 | 0
Nuc | 0 | 0 | 0 | 0 | 0 | 0
PS | 0 | 0 | 0 | 0 | 0 | 0
PV | 0 | 0 | 0 | 0 | 0 | 0
PeakG | 0 | 0 | 0 | 0 | 0 | 0
PeakO | 0 | 0 | 0 | 0 | 0 | 0
ST | 0 | 0 | 0 | 0 | 0 | 0
STOG | 0 | 0 | 0 | 0 | 0 | 0
STWD | 0 | 0 | 0 | 0 | 0 | 0
WT | 0 | 0 | 0 | 0 | 0 | 0
IGCC | 0 | 0 | 0 | 0 | 0 | 0
DemandResponse | 0 | 0 | 0 | 0 | 0 | 0
IGCC-CCS | 0 | 0 | 0 | 0 | 0 | 0
WT_off | 0 | 0 | 0 | 0 | 0 | 0
PseudoUnit | 0 | 0 | 0 | 0 | 0 | 0
FixedInterchange | 0 | 0 | 0 | 0 | 0 | 0
Cumulative Retirements of Capacity by Reporting Type: All
ReportingType | 2015 | 2020 | 2025 | 2030 | 2035 | 2040
BM | 0 | 0 | 0 | 0 | 0 | 192
CC | 3112.72 | 3112.72 | 3112.72 | 3112.72 | 3112.72 | 3112.72
CSP | 475 | 475 | 475 | 475 | 475 | 475
CT | 0 | 0 | 0 | 0 | 0 | 0
Coal | 59285.12 | 77632.99 | 77984.99 | 77984.99 | 77984.99 | 78114.39
Geo | 4.8 | 4.8 | 4.8 | 4.8 | 4.8 | 4.8
H | 0 | 0 | 0 | 0 | 0 | 0
LFG | 0 | 0 | 0 | 0 | 0 | 0
Nuc | 0 | 667.96 | 667.96 | 2285.63 | 30912.81 | 52333.23
PS | 0 | 0 | 0 | 0 | 0 | 0
PV | 0 | 0 | 0 | 0 | 1123.56 | 1123.56
PeakG | 3827.27 | 3827.27 | 3827.27 | 3827.27 | 3827.27 | 3827.27
PeakO | 852.35 | 852.35 | 852.35 | 852.35 | 852.35 | 852.35
ST | 0 | 0 | 0 | 0 | 0 | 0
STOG | 33752.25 | 33752.25 | 33752.25 | 33752.25 | 33752.25 | 33752.25
STWD | 174 | 174 | 174 | 174 | 174 | 174
WT | 126.2 | 126.2 | 126.2 | 126.2 | 2232.1 | 2232.1
IGCC | 0 | 0 | 0 | 0 | 0 | 0
DemandResponse | 0 | 0 | 0 | 0 | 0 | 0
IGCC-CCS | 0 | 0 | 0 | 0 | 0 | 0
WT_off | 0 | 0 | 0 | 0 | 468 | 468
PseudoUnit | 0 | 0 | 0 | 0 | 0 | 0
FixedInterchange | 0 | 0 | 0 | 0 | 0 | 0
Cumulative Retirements of Capacity by Reporting Type: EI_US
ReportingType | 2015 | 2020 | 2025 | 2030 | 2035 | 2040
BM | 0 | 0 | 0 | 0 | 0 | 192
CC | 451.05 | 451.05 | 451.05 | 451.05 | 451.05 | 451.05
CSP | 0 | 0 | 0 | 0 | 0 | 0
CT | 0 | 0 | 0 | 0 | 0 | 0
Coal | 49619.17 | 67796.54 | 67796.54 | 67796.54 | 67796.54 | 67796.54
Geo | 0 | 0 | 0 | 0 | 0 | 0
H | 0 | 0 | 0 | 0 | 0 | 0
LFG | 0 | 0 | 0 | 0 | 0 | 0
Nuc | 0 | 667.96 | 667.96 | 2285.63 | 29793.2 | 49539.64
PS | 0 | 0 | 0 | 0 | 0 | 0
PV | 0 | 0 | 0 | 0 | 32 | 32
PeakG | 268.5 | 268.5 | 268.5 | 268.5 | 268.5 | 268.5
PeakO | 291.7 | 291.7 | 291.7 | 291.7 | 291.7 | 291.7
ST | 0 | 0 | 0 | 0 | 0 | 0
STOG | 25837.33 | 25837.33 | 25837.33 | 25837.33 | 25837.33 | 25837.33
STWD | 0 | 0 | 0 | 0 | 0 | 0
WT | 0 | 0 | 0 | 0 | 0 | 0
IGCC | 0 | 0 | 0 | 0 | 0 | 0
DemandResponse | 0 | 0 | 0 | 0 | 0 | 0
IGCC-CCS | 0 | 0 | 0 | 0 | 0 | 0
WT_off | 0 | 0 | 0 | 0 | 468 | 468
PseudoUnit | 0 | 0 | 0 | 0 | 0 | 0
FixedInterchange | 0 | 0 | 0 | 0 | 0 | 0
Cumulative Retirements of Capacity by Reporting Type: EI_Canada
ReportingType | 2015 | 2020 | 2025 | 2030 | 2035 | 2040
BM | 0 | 0 | 0 | 0 | 0 | 0
CC | 472.52 | 472.52 | 472.52 | 472.52 | 472.52 | 472.52
CSP | 0 | 0 | 0 | 0 | 0 | 0
CT | 0 | 0 | 0 | 0 | 0 | 0
Coal | 7051.1 | 7051.1 | 7051.1 | 7051.1 | 7051.1 | 7051.1
Geo | 0 | 0 | 0 | 0 | 0 | 0
H | 0 | 0 | 0 | 0 | 0 | 0
LFG | 0 | 0 | 0 | 0 | 0 | 0
Nuc | 0 | 0 | 0 | 0 | 1119.61 | 2793.59
PS | 0 | 0 | 0 | 0 | 0 | 0
PV | 0 | 0 | 0 | 0 | 1067.26 | 1067.26
PeakG | 0 | 0 | 0 | 0 | 0 | 0
PeakO | 0.65 | 0.65 | 0.65 | 0.65 | 0.65 | 0.65
ST | 0 | 0 | 0 | 0 | 0 | 0
STOG | 2126 | 2126 | 2126 | 2126 | 2126 | 2126
STWD | 0 | 0 | 0 | 0 | 0 | 0
WT | 0 | 0 | 0 | 0 | 2105.9 | 2105.9
IGCC | 0 | 0 | 0 | 0 | 0 | 0
DemandResponse | 0 | 0 | 0 | 0 | 0 | 0
IGCC-CCS | 0 | 0 | 0 | 0 | 0 | 0
WT_off | 0 | 0 | 0 | 0 | 0 | 0
PseudoUnit | 0 | 0 | 0 | 0 | 0 | 0
FixedInterchange | 0 | 0 | 0 | 0 | 0 | 0
Cumulative Retirements of Capacity by Reporting Type: EI
ReportingType | 2015 | 2020 | 2025 | 2030 | 2035 | 2040
BM | 0 | 0 | 0 | 0 | 0 | 192
CC | 923.57 | 923.57 | 923.57 | 923.57 | 923.57 | 923.57
CSP | 0 | 0 | 0 | 0 | 0 | 0
CT | 0 | 0 | 0 | 0 | 0 | 0
Coal | 56670.27 | 74847.64 | 74847.64 | 74847.64 | 74847.64 | 74847.64
Geo | 0 | 0 | 0 | 0 | 0 | 0
H | 0 | 0 | 0 | 0 | 0 | 0
LFG | 0 | 0 | 0 | 0 | 0 | 0
Nuc | 0 | 667.96 | 667.96 | 2285.63 | 30912.81 | 52333.23
PS | 0 | 0 | 0 | 0 | 0 | 0
PV | 0 | 0 | 0 | 0 | 1099.26 | 1099.26
PeakG | 268.5 | 268.5 | 268.5 | 268.5 | 268.5 | 268.5
PeakO | 292.35 | 292.35 | 292.35 | 292.35 | 292.35 | 292.35
ST | 0 | 0 | 0 | 0 | 0 | 0
STOG | 27963.33 | 27963.33 | 27963.33 | 27963.33 | 27963.33 | 27963.33
STWD | 0 | 0 | 0 | 0 | 0 | 0
WT | 0 | 0 | 0 | 0 | 2105.9 | 2105.9
IGCC | 0 | 0 | 0 | 0 | 0 | 0
DemandResponse | 0 | 0 | 0 | 0 | 0 | 0
IGCC-CCS | 0 | 0 | 0 | 0 | 0 | 0
WT_off | 0 | 0 | 0 | 0 | 468 | 468
PseudoUnit | 0 | 0 | 0 | 0 | 0 | 0
FixedInterchange | 0 | 0 | 0 | 0 | 0 | 0
Cumulative Retirements of Capacity by Reporting Type: Outside_EI
ReportingType | 2015 | 2020 | 2025 | 2030 | 2035 | 2040
BM | 0 | 0 | 0 | 0 | 0 | 0
CC | 2189.15 | 2189.15 | 2189.15 | 2189.15 | 2189.15 | 2189.15
CSP | 475 | 475 | 475 | 475 | 475 | 475
CT | 0 | 0 | 0 | 0 | 0 | 0
Coal | 2614.85 | 2785.35 | 3137.35 | 3137.35 | 3137.35 | 3266.75
Geo | 4.8 | 4.8 | 4.8 | 4.8 | 4.8 | 4.8
H | 0 | 0 | 0 | 0 | 0 | 0
LFG | 0 | 0 | 0 | 0 | 0 | 0
Nuc | 0 | 0 | 0 | 0 | 0 | 0
PS | 0 | 0 | 0 | 0 | 0 | 0
PV | 0 | 0 | 0 | 0 | 24.3 | 24.3
PeakG | 3558.77 | 3558.77 | 3558.77 | 3558.77 | 3558.77 | 3558.77
PeakO | 560 | 560 | 560 | 560 | 560 | 560
ST | 0 | 0 | 0 | 0 | 0 | 0
STOG | 5788.93 | 5788.93 | 5788.93 | 5788.93 | 5788.93 | 5788.93
STWD | 174 | 174 | 174 | 174 | 174 | 174
WT | 126.2 | 126.2 | 126.2 | 126.2 | 126.2 | 126.2
IGCC | 0 | 0 | 0 | 0 | 0 | 0
DemandResponse | 0 | 0 | 0 | 0 | 0 | 0
IGCC-CCS | 0 | 0 | 0 | 0 | 0 | 0
WT_off | 0 | 0 | 0 | 0 | 0 | 0
PseudoUnit | 0 | 0 | 0 | 0 | 0 | 0
FixedInterchange | 0 | 0 | 0 | 0 | 0 | 0
#5 | Total Installed ACTIVE Capacity (MW)
Total Installed Capacity by Reporting Type: Entergy
ReportingType | 2015 | 2020 | 2025 | 2030 | 2035 | 2040
BM | 0 | 0 | 0 | 0 | 0 | 0
CC | 13918.97 | 17002.21 | 18944.11 | 21980.95 | 25857.96 | 31741.41
CSP | 0 | 0 | 0 | 0 | 0 | 0
CT | 0 | 0 | 0 | 0 | 0 | 0
Coal | 8136 | 8136 | 8136 | 8136 | 8136 | 8136
Geo | 0 | 0 | 0 | 0 | 0 | 0
H | 744 | 744 | 744 | 744 | 744 | 744
LFG | 8 | 8 | 115.4 | 115.4 | 115.4 | 115.4
Nuc | 5708.92 | 5708.92 | 5708.92 | 5708.92 | 4793.67 | 3709.93
PS | 59 | 59 | 59 | 59 | 59 | 59
PV | 0.29 | 70.68 | 114.64 | 124.27 | 134.2 | 146.88
PeakG | 2787 | 2787 | 2787 | 2787 | 2787 | 2787
PeakO | 174 | 174 | 174 | 174 | 174 | 174
ST | 0 | 0 | 0 | 0 | 0 | 0
STOG | 4717.1 | 4717.1 | 4717.1 | 4717.1 | 4717.1 | 4717.1
STWD | 206 | 206 | 206 | 206 | 206 | 206
WT | 107 | 107 | 107 | 107 | 107 | 107
IGCC | 0 | 0 | 0 | 0 | 0 | 0
DemandResponse | 313.8 | 1683.13 | 3280.98 | 3540.7 | 3820.98 | 4123.44
IGCC-CCS | 0 | 0 | 0 | 0 | 0 | 0
WT_off | 0 | 0 | 0 | 0 | 0 | 0
PseudoUnit | 0 | 0 | 0 | 0 | 0 | 0
FixedInterchange | 0 | 0 | 0 | 0 | 0 | 0
Total Installed Capacity by Reporting Type: FRCC
ReportingType | 2015 | 2020 | 2025 | 2030 | 2035 | 2040
BM | 0 | 0 | 0 | 0 | 0 | 0
CC | 23300.9 | 27143.43 | 31657.03 | 39381.09 | 51108.07 | 51108.07
CSP | 0 | 0 | 0 | 0 | 0 | 0
CT | 2480 | 2480 | 2480 | 2480 | 2480 | 2947.07
Coal | 8769 | 7900 | 7900 | 7900 | 7900 | 7900
Geo | 0 | 0 | 0 | 0 | 0 | 0
H | 55 | 55 | 55 | 55 | 55 | 55
LFG | 486 | 486 | 684 | 684 | 684 | 684
Nuc | 4241.47 | 7592.47 | 8709.47 | 8709.47 | 6953.61 | 12323.93
PS | 0 | 0 | 0 | 0 | 0 | 0
PV | 51 | 51 | 51 | 51 | 51 | 51
PeakG | 8431 | 8431 | 8431 | 8431 | 8431 | 8431
PeakO | 2283 | 2283 | 2283 | 2283 | 2283 | 2283
ST | 0 | 0 | 0 | 0 | 0 | 0
STOG | 7208.55 | 7208.55 | 7208.55 | 7208.55 | 7208.55 | 7208.55
STWD | 195 | 195 | 195 | 195 | 195 | 195
WT | 0 | 0 | 0 | 0 | 0 | 0
IGCC | 0 | 0 | 0 | 0 | 0 | 0
DemandResponse | 2845.48 | 4334.11 | 6353.86 | 7102.41 | 7939.13 | 8874.43
IGCC-CCS | 0 | 0 | 0 | 0 | 0 | 0
WT_off | 0 | 0 | 0 | 0 | 0 | 0
PseudoUnit | 0 | 0 | 0 | 0 | 0 | 0
FixedInterchange | 0 | 0 | 0 | 0 | 0 | 0
Total Installed Capacity by Reporting Type: MAPP_US
ReportingType | 2015 | 2020 | 2025 | 2030 | 2035 | 2040
BM | 0 | 0 | 0 | 0 | 0 | 0
CC | 289 | 289 | 289 | 289 | 289 | 289
CSP | 0 | 0 | 0 | 0 | 0 | 0
CT | 308.3 | 308.3 | 339.13 | 1075.58 | 1515.16 | 1848.38
Coal | 3258 | 3258 | 3258 | 3258 | 3605.59 | 4057.99
Geo | 44 | 44 | 44 | 44 | 44 | 44
H | 2186 | 2186 | 2186 | 2186 | 2186 | 2186
LFG | 2 | 2 | 73.67 | 73.67 | 73.67 | 73.67
Nuc | 0.1 | 0.1 | 0.1 | 0.1 | 0.1 | 0.1
PS | 0 | 0 | 0 | 0 | 0 | 0
PV | 0 | 0 | 0 | 0 | 0 | 0
PeakG | 709 | 709 | 709 | 709 | 709 | 709
PeakO | 346 | 346 | 346 | 346 | 346 | 346
ST | 0 | 0 | 0 | 0 | 0 | 0
STOG | 0 | 0 | 0 | 0 | 0 | 0
STWD | 0 | 0 | 0 | 0 | 0 | 0
WT | 1689.3 | 2477.12 | 2728.57 | 3004.91 | 3300.59 | 3597.08
IGCC | 0 | 0 | 0 | 0 | 0 | 0
DemandResponse | 61.39 | 218.08 | 406.68 | 444.36 | 485.52 | 530.5
IGCC-CCS | 0 | 0 | 0 | 0 | 0 | 0
WT_off | 0 | 0 | 0 | 0 | 0 | 0
PseudoUnit | 0 | 0 | 0 | 0 | 0 | 0
FixedInterchange | 0 | 0 | 0 | 0 | 0 | 0
Total Installed Capacity by Reporting Type: MISO_IN
ReportingType | 2015 | 2020 | 2025 | 2030 | 2035 | 2040
BM | 0 | 0 | 0 | 0 | 0 | 0
CC | 1396 | 5063.16 | 9052.39 | 13454.32 | 17522.24 | 19535.02
CSP | 0 | 0 | 0 | 0 | 0 | 0
CT | 0 | 0 | 0 | 0 | 0 | 0
Coal | 13816.8 | 13385.8 | 13385.8 | 13385.8 | 13385.8 | 13385.8
Geo | 0 | 0 | 0 | 0 | 0 | 0
H | 75 | 75 | 75 | 75 | 75 | 75
LFG | 37 | 37 | 117.13 | 117.13 | 117.13 | 117.13
Nuc | 0.1 | 0.1 | 0.1 | 0.1 | 0.1 | 0.1
PS | 0 | 0 | 0 | 0 | 0 | 0
PV | 0 | 272.03 | 460.5 | 492.32 | 537.82 | 582.81
PeakG | 3053 | 3053 | 3053 | 3053 | 3053 | 3053
PeakO | 361 | 361 | 361 | 361 | 361 | 361
ST | 0 | 0 | 0 | 0 | 0 | 0
STOG | 279 | 279 | 279 | 279 | 279 | 279
STWD | 0 | 0 | 0 | 0 | 0 | 0
WT | 535 | 535 | 535 | 535 | 535 | 535
IGCC | 618 | 618 | 618 | 618 | 618 | 618
DemandResponse | 1111.94 | 1408.39 | 1776.05 | 1924.27 | 2084.87 | 2258.87
IGCC-CCS | 0 | 0 | 0 | 0 | 0 | 0
WT_off | 0 | 0 | 0 | 0 | 0 | 0
PseudoUnit | 0 | 0 | 0 | 0 | 0 | 0
FixedInterchange | 0 | 0 | 0 | 0 | 0 | 0
Total Installed Capacity by Reporting Type: MISO_MI
ReportingType | 2015 | 2020 | 2025 | 2030 | 2035 | 2040
BM | 0 | 0 | 0 | 0 | 0 | 0
CC | 4338 | 4338 | 4338 | 4338 | 5807.29 | 7734.28
CSP | 0 | 0 | 0 | 0 | 0 | 0
CT | 0 | 0 | 0 | 0 | 0 | 0
Coal | 9764 | 6839 | 6839 | 6839 | 6839 | 6839
Geo | 0 | 0 | 0 | 0 | 0 | 0
H | 141 | 141 | 141 | 141 | 141 | 141
LFG | 163 | 323.25 | 323.25 | 323.25 | 323.25 | 323.25
Nuc | 2053.34 | 2053.34 | 3573.34 | 3573.34 | 2727.66 | 2727.66
PS | 1872 | 1872 | 1872 | 1872 | 1872 | 1872
PV | 0 | 0 | 0 | 0 | 0 | 0
PeakG | 3562 | 3562 | 3562 | 3562 | 3562 | 3562
PeakO | 534 | 534 | 534 | 534 | 534 | 534
ST | 0 | 0 | 0 | 0 | 0 | 0
STOG | 2852 | 2852 | 2852 | 2852 | 2852 | 2852
STWD | 163 | 163 | 163 | 163 | 163 | 163
WT | 2161 | 2161 | 3086.08 | 3762.04 | 4241.47 | 4852.27
IGCC | 0 | 0 | 0 | 0 | 0 | 0
DemandResponse | 1913.54 | 2571.64 | 3448.76 | 3770.14 | 4121.47 | 4505.53
IGCC-CCS | 0 | 0 | 0 | 0 | 0 | 0
WT_off | 0 | 0 | 0 | 0 | 0 | 0
PseudoUnit | 0 | 0 | 0 | 0 | 0 | 0
FixedInterchange | 0 | 0 | 0 | 0 | 0 | 0
Total Installed Capacity by Reporting Type: MISO_MO-IL
ReportingType | 2015 | 2020 | 2025 | 2030 | 2035 | 2040
BM | 0 | 0 | 0 | 0 | 0 | 0
CC | 1058 | 1058 | 1058 | 1058 | 1058 | 1058
CSP | 0 | 0 | 0 | 0 | 0 | 0
CT | 0 | 0 | 0 | 0 | 0 | 0
Coal | 14932 | 14032 | 14032 | 14032 | 14032 | 14032
Geo | 0 | 0 | 0 | 0 | 0 | 0
H | 352 | 352 | 352 | 352 | 352 | 632
LFG | 18 | 18 | 241.33 | 241.33 | 241.33 | 241.33
Nuc | 2427.27 | 2427.27 | 2427.27 | 2427.27 | 2427.27 | 2427.27
PS | 440 | 440 | 440 | 440 | 440 | 440
PV | 0 | 0 | 0 | 0 | 0 | 0
PeakG | 4595 | 4595 | 4595 | 4595 | 4595 | 4595
PeakO | 766 | 766 | 766 | 766 | 766 | 766
ST | 0 | 0 | 0 | 0 | 0 | 0
STOG | 592 | 592 | 592 | 592 | 592 | 592
STWD | 0 | 0 | 0 | 0 | 0 | 0
WT | 678 | 678 | 678 | 678 | 678 | 678
IGCC | 0 | 0 | 0 | 0 | 0 | 0
DemandResponse | 313.37 | 1246.58 | 2376.71 | 2602.05 | 2848.77 | 3118.87
IGCC-CCS | 0 | 0 | 0 | 0 | 0 | 0
WT_off | 0 | 0 | 0 | 0 | 0 | 0
PseudoUnit | 0 | 0 | 0 | 0 | 0 | 0
FixedInterchange | 0 | 0 | 0 | 0 | 0 | 0
Total Installed Capacity by Reporting Type: MISO_W
ReportingType | 2015 | 2020 | 2025 | 2030 | 2035 | 2040
BM | 0 | 0 | 0 | 0 | 0 | 0
CC | 3025 | 3025 | 3025 | 3025 | 3025 | 3025
CSP | 0 | 0 | 0 | 0 | 0 | 0
CT | 0 | 0 | 0 | 0 | 0 | 0
Coal | 13154.54 | 11469.34 | 11469.34 | 11469.34 | 17020.95 | 24219.42
Geo | 0 | 0 | 0 | 0 | 0 | 0
H | 497 | 497 | 497 | 497 | 497 | 497
LFG | 205 | 205 | 276.67 | 276.67 | 276.67 | 276.67
Nuc | 2464.22 | 2464.22 | 2464.22 | 2464.22 | 0.1 | 0.1
PS | 0 | 0 | 0 | 0 | 0 | 0
PV | 0 | 0 | 0 | 0 | 0 | 0
PeakG | 4522 | 4522 | 4522 | 4522 | 4522 | 4522
PeakO | 2154 | 2154 | 2154 | 2154 | 2154 | 2154
ST | 0 | 0 | 0 | 0 | 0 | 0
STOG | 172 | 172 | 172 | 172 | 172 | 172
STWD | 313 | 313 | 313 | 313 | 313 | 313
WT | 8358.5 | 11489.41 | 15818 | 17636.9 | 19450.62 | 21251.47
IGCC | 0 | 0 | 0 | 0 | 0 | 0
DemandResponse | 2729.37 | 3156.13 | 3814.42 | 4167.8 | 4553.92 | 4975.82
IGCC-CCS | 0 | 0 | 0 | 0 | 0 | 0
WT_off | 0 | 0 | 0 | 0 | 0 | 0
PseudoUnit | 0 | 0 | 0 | 0 | 0 | 0
FixedInterchange | 0 | 0 | 0 | 0 | 0 | 0
Total Installed Capacity by Reporting Type: MISO_WUMS
ReportingType | 2015 | 2020 | 2025 | 2030 | 2035 | 2040
BM | 0 | 0 | 0 | 0 | 0 | 0
CC | 2724 | 6524.3 | 6992.46 | 8087.85 | 11303.87 | 11415.23
CSP | 0 | 0 | 0 | 0 | 0 | 0
CT | 0 | 7709.46 | 9998.82 | 17303.43 | 21086.08 | 23699.04
Coal | 6599.12 | 4627.82 | 4627.82 | 4627.82 | 4627.82 | 4627.82
Geo | 0 | 0 | 0 | 0 | 0 | 0
H | 336 | 337 | 337 | 337 | 337 | 337
LFG | 71 | 71 | 294.33 | 294.33 | 294.33 | 294.33
Nuc | 1817 | 1817 | 1817 | 1817 | 0.1 | 0.1
PS | 0 | 0 | 0 | 0 | 0 | 0
PV | 0 | 0 | 0 | 0 | 0 | 0
PeakG | 3230 | 3230 | 3230 | 3230 | 3230 | 3230
PeakO | 490 | 490 | 490 | 490 | 490 | 490
ST | 0 | 0 | 0 | 0 | 0 | 0
STOG | 300.5 | 300.5 | 300.5 | 300.5 | 300.5 | 300.5
STWD | 105 | 105 | 105 | 105 | 105 | 105
WT | 1528.9 | 1528.9 | 1528.9 | 1528.9 | 1528.9 | 1528.9
IGCC | 0 | 0 | 0 | 0 | 0 | 0
DemandResponse | 201.19 | 495.57 | 848.03 | 921.09 | 1000.45 | 1086.64
IGCC-CCS | 0 | 0 | 0 | 0 | 0 | 0
WT_off | 0 | 0 | 0 | 0 | 0 | 0
PseudoUnit | 0 | 0 | 0 | 0 | 0 | 0
FixedInterchange | 0 | 0 | 0 | 0 | 0 | 0
Total Installed Capacity by Reporting Type: Nebraska
ReportingType | 2015 | 2020 | 2025 | 2030 | 2035 | 2040
BM | 0 | 0 | 0 | 0 | 0 | 0
CC | 358 | 358 | 708.72 | 708.72 | 708.72 | 708.72
CSP | 0 | 0 | 0 | 0 | 0 | 0
CT | 0 | 0 | 0 | 0 | 0 | 0
Coal | 4110.1 | 4110.1 | 4110.1 | 4125.55 | 7433.54 | 7981.5
Geo | 0 | 0 | 0 | 0 | 0 | 0
H | 167 | 167 | 167 | 167 | 167 | 167
LFG | 6 | 6 | 77.67 | 77.67 | 77.67 | 77.67
Nuc | 1360.91 | 1360.91 | 1360.91 | 1360.91 | 0.2 | 0.2
PS | 0 | 0 | 0 | 0 | 0 | 0
PV | 0 | 0 | 0 | 0 | 0 | 0
PeakG | 1305 | 1305 | 1305 | 1305 | 1305 | 1305
PeakO | 326 | 326 | 326 | 326 | 326 | 326
ST | 0 | 0 | 0 | 0 | 0 | 0
STOG | 270 | 270 | 270 | 270 | 270 | 270
STWD | 0 | 0 | 0 | 0 | 0 | 0
WT | 344 | 344 | 344 | 344 | 344 | 344
IGCC | 0 | 0 | 0 | 0 | 0 | 0
DemandResponse | 649.78 | 826.97 | 1055.68 | 1153.48 | 1260.34 | 1377.11
IGCC-CCS | 0 | 0 | 0 | 0 | 0 | 0
WT_off | 0 | 0 | 0 | 0 | 0 | 0
PseudoUnit | 0 | 0 | 0 | 0 | 0 | 0
FixedInterchange | 0 | 0 | 0 | 0 | 0 | 0
Total Installed Capacity by Reporting Type: NEISO
ReportingType | 2015 | 2020 | 2025 | 2030 | 2035 | 2040
BM | 252.2 | 252.2 | 252.2 | 252.2 | 252.2 | 252.2
CC | 13061.45 | 13061.45 | 13061.45 | 13061.45 | 13061.45 | 15724.13
CSP | 0 | 0 | 0 | 0 | 0 | 0
CT | 334 | 334 | 334 | 2287.49 | 5823.01 | 6221.67
Coal | 320 | 0 | 0 | 0 | 0 | 0
Geo | 0 | 0 | 0 | 0 | 0 | 0
H | 3257.7 | 3257.7 | 3257.7 | 3260.7 | 3260.7 | 3260.7
LFG | 581.26 | 581.26 | 651 | 651 | 651 | 651
Nuc | 5049.07 | 5049.07 | 5049.07 | 5049.07 | 3647.94 | 2694.72
PS | 1674 | 1674 | 1674 | 1674 | 1674 | 1674
PV | 2 | 345.52 | 363.14 | 383.15 | 402.75 | 423.36
PeakG | 1200 | 1200 | 1200 | 1200 | 1200 | 1200
PeakO | 1183 | 1183 | 1183 | 1183 | 1183 | 1183
ST | 0 | 0 | 0 | 0 | 0 | 0
STOG | 0 | 0 | 0 | 0 | 0 | 0
STWD | 610 | 610 | 610 | 610 | 610 | 610
WT | 434.2 | 4145.77 | 5483 | 5483 | 5483 | 5483
IGCC | 0 | 0 | 0 | 0 | 0 | 0
DemandResponse | 3217.96 | 3967.58 | 4863.03 | 5143.87 | 5437.63 | 5748.18
IGCC-CCS | 0 | 0 | 0 | 0 | 0 | 0
WT_off | 468 | 468 | 468 | 468 | 0 | 0
PseudoUnit | 0 | 0 | 0 | 0 | 0 | 0
FixedInterchange | 0 | 0 | 0 | 0 | 0 | 0
Total Installed Capacity by Reporting Type: NonRTO_Midwest
ReportingType | 2015 | 2020 | 2025 | 2030 | 2035 | 2040
BM | 0 | 0 | 0 | 0 | 0 | 0
CC | 0 | 401.21 | 1177.71 | 2507.45 | 3791.31 | 4513.93
CSP | 0 | 0 | 0 | 0 | 0 | 0
CT | 0 | 528.22 | 612.08 | 977.51 | 1020.14 | 1824.64
Coal | 10049.36 | 10049.36 | 10049.36 | 10049.36 | 10049.36 | 10049.36
Geo | 0 | 0 | 0 | 0 | 0 | 0
H | 143 | 143 | 143 | 143 | 143 | 143
LFG | 14 | 14 | 14 | 174.25 | 174.25 | 174.25
Nuc | 0.1 | 0.1 | 0.1 | 0.1 | 0.1 | 0.1
PS | 0 | 0 | 0 | 0 | 0 | 0
PV | 0 | 0 | 0 | 0 | 0 | 0
PeakG | 3353 | 3353 | 3353 | 3353 | 3353 | 3353
PeakO | 12 | 12 | 12 | 12 | 12 | 12
ST | 0 | 0 | 0 | 0 | 0 | 0
STOG | 0 | 0 | 0 | 0 | 0 | 0
STWD | 0 | 0 | 0 | 0 | 0 | 0
WT | 66 | 66 | 66 | 66 | 66 | 66
IGCC | 0 | 0 | 0 | 0 | 0 | 0
DemandResponse | 201.86 | 495.85 | 836.68 | 901.12 | 970.52 | 1045.26
IGCC-CCS | 0 | 0 | 0 | 0 | 0 | 0
WT_off | 0 | 0 | 0 | 0 | 0 | 0
PseudoUnit | 0 | 0 | 0 | 0 | 0 | 0
FixedInterchange | 0 | 0 | 0 | 0 | 0 | 0
Total Installed Capacity by Reporting Type: NYISO_A-F
ReportingType | 2015 | 2020 | 2025 | 2030 | 2035 | 2040
BM | 0 | 0 | 0 | 0 | 0 | 0
CC | 4233 | 4233 | 4233 | 4233 | 4233 | 5693.82
CSP | 0 | 0 | 0 | 0 | 0 | 0
CT | 0 | 0 | 0 | 0 | 0 | 0
Coal | 0 | 0 | 0 | 0 | 0 | 0
Geo | 0 | 0 | 0 | 0 | 0 | 0
H | 4395 | 4395 | 4395 | 4395 | 4395 | 4395
LFG | 172.4 | 172.4 | 240.33 | 240.33 | 240.33 | 240.33
Nuc | 3475.1 | 3475.1 | 3475.1 | 2799.86 | 2168.86 | 1242.51
PS | 1412 | 1412 | 1412 | 1412 | 1412 | 1412
PV | 0 | 0 | 0 | 0 | 0 | 0
PeakG | 221 | 221 | 221 | 221 | 221 | 221
PeakO | 39 | 39 | 39 | 39 | 39 | 39
ST | 0 | 0 | 0 | 0 | 0 | 0
STOG | 0 | 0 | 0 | 0 | 0 | 0
STWD | 86 | 86 | 86 | 86 | 86 | 86
WT | 3759.3 | 4469.1 | 4679.17 | 6818.08 | 8305.82 | 9185.83
IGCC | 0 | 0 | 0 | 0 | 0 | 0
DemandResponse | 944.03 | 1113.54 | 1314.17 | 1416.79 | 1527.42 | 1646.69
IGCC-CCS | 0 | 0 | 0 | 0 | 0 | 0
WT_off | 0 | 0 | 0 | 0 | 0 | 0
PseudoUnit | 0 | 0 | 0 | 0 | 0 | 0
FixedInterchange | 0 | 0 | 0 | 0 | 0 | 0
Total Installed Capacity by Reporting Type: NYISO_G-I
ReportingType | 2015 | 2020 | 2025 | 2030 | 2035 | 2040
BM | 0 | 0 | 0 | 0 | 0 | 0
CC | 1157 | 1376.68 | 3303.72 | 5374.11 | 8544.37 | 10386.35
CSP | 0 | 0 | 0 | 0 | 0 | 0
CT | 0 | 0 | 0 | 0 | 0 | 0
Coal | 0 | 0 | 0 | 0 | 0 | 0
Geo | 0 | 0 | 0 | 0 | 0 | 0
H | 32 | 32 | 32 | 32 | 32 | 32
LFG | 64 | 64 | 138.33 | 138.33 | 138.33 | 138.33
Nuc | 2222.88 | 2222.88 | 2222.88 | 2222.88 | 1114.58 | 0.4
PS | 0 | 0 | 0 | 0 | 0 | 0
PV | 0 | 0 | 0 | 0 | 0 | 0
PeakG | 65 | 65 | 65 | 65 | 65 | 65
PeakO | 87 | 87 | 87 | 87 | 87 | 87
ST | 0 | 0 | 0 | 0 | 0 | 0
STOG | 956.39 | 956.39 | 956.39 | 956.39 | 956.39 | 956.39
STWD | 0 | 0 | 0 | 0 | 0 | 0
WT | 0 | 60 | 60 | 60 | 60 | 60
IGCC | 0 | 0 | 0 | 0 | 0 | 0
DemandResponse | 353.35 | 415.95 | 499.26 | 547.41 | 600.2 | 658.09
IGCC-CCS | 0 | 0 | 0 | 0 | 0 | 0
WT_off | 0 | 0 | 0 | 0 | 0 | 0
PseudoUnit | 0 | 0 | 0 | 0 | 0 | 0
FixedInterchange | 0 | 0 | 0 | 0 | 0 | 0
Total Installed Capacity by Reporting Type: NYISO_J-K
ReportingType | 2015 | 2020 | 2025 | 2030 | 2035 | 2040
BM | 0 | 0 | 0 | 0 | 0 | 0
CC | 4833.4 | 4833.4 | 4833.4 | 5548.23 | 6838.2 | 8645.81
CSP | 0 | 0 | 0 | 0 | 0 | 0
CT | 0 | 893.98 | 1791.57 | 3135.44 | 4282.2 | 5573.94
Coal | 0 | 0 | 0 | 0 | 0 | 0
Geo | 0 | 0 | 0 | 0 | 0 | 0
H | 0 | 0 | 0 | 0 | 0 | 0
LFG | 124 | 124 | 198.33 | 198.33 | 198.33 | 198.33
Nuc | 0.1 | 0.1 | 0.1 | 0.1 | 0.1 | 0.1
PS | 0 | 0 | 0 | 0 | 0 | 0
PV | 32 | 32 | 32 | 32 | 0 | 0
PeakG | 2778 | 2778 | 2778 | 2778 | 2778 | 2778
PeakO | 2169 | 2169 | 2169 | 2169 | 2169 | 2169
ST | 0 | 0 | 0 | 0 | 0 | 0
STOG | 6799 | 6799 | 6799 | 6799 | 6799 | 6799
STWD | 0 | 0 | 0 | 0 | 0 | 0
WT | 0 | 0 | 0 | 0 | 0 | 0
IGCC | 0 | 0 | 0 | 0 | 0 | 0
DemandResponse | 1372.63 | 1643.44 | 1975.51 | 2169.26 | 2382.01 | 2615.63
IGCC-CCS | 0 | 0 | 0 | 0 | 0 | 0
WT_off | 0 | 0 | 0 | 0 | 0 | 0
PseudoUnit | 0 | 0 | 0 | 0 | 0 | 0
FixedInterchange | 0 | 0 | 0 | 0 | 0 | 0
Total Installed Capacity by Reporting Type: PJM_E
ReportingType | 2015 | 2020 | 2025 | 2030 | 2035 | 2040
BM | 30 | 30 | 30 | 30 | 30 | 30
CC | 12283.3 | 12283.3 | 12283.3 | 12283.3 | 12283.3 | 13795.86
CSP | 0 | 0 | 0 | 0 | 0 | 0
CT | 26.2 | 26.2 | 26.2 | 845.05 | 6223.89 | 9202.74
Coal | 1076 | 508 | 508 | 508 | 508 | 508
Geo | 0 | 0 | 0 | 0 | 0 | 0
H | 269.99 | 269.99 | 269.99 | 269.99 | 269.99 | 269.99
LFG | 471.1 | 604 | 604 | 604 | 604 | 604
Nuc | 9209.02 | 8541.06 | 8541.06 | 8541.06 | 6123.57 | 4847.43
PS | 400 | 400 | 400 | 400 | 400 | 400
PV | 47.45 | 47.45 | 47.45 | 47.45 | 47.45 | 47.45
PeakG | 3877.5 | 3877.5 | 3877.5 | 3877.5 | 3877.5 | 3877.5
PeakO | 2749.3 | 2749.3 | 2749.3 | 2749.3 | 2749.3 | 2749.3
ST | 0 | 0 | 0 | 0 | 0 | 0
STOG | 2622.5 | 2622.5 | 2622.5 | 2622.5 | 2622.5 | 2622.5
STWD | 0 | 0 | 0 | 0 | 0 | 0
WT | 1160 | 1160 | 1160 | 1160 | 1160 | 1160
IGCC | 0 | 0 | 0 | 0 | 0 | 0
DemandResponse | 1307.75 | 1879.13 | 2745.66 | 2983.69 | 3242.36 | 3523.45
IGCC-CCS | 0 | 0 | 0 | 0 | 0 | 0
WT_off | 0 | 0 | 1100 | 1100 | 1100 | 1100
PseudoUnit | 0 | 0 | 0 | 0 | 0 | 0
FixedInterchange | 0 | 0 | 0 | 0 | 0 | 0
Total Installed Capacity by Reporting Type: PJM_ROM
ReportingType | 2015 | 2020 | 2025 | 2030 | 2035 | 2040
BM | 18 | 18 | 18 | 18 | 18 | 18
CC | 5664.5 | 5664.5 | 5664.5 | 5664.5 | 11979.31 | 30865.64
CSP | 0 | 0 | 0 | 0 | 0 | 0
CT | 16 | 16 | 16 | 16 | 16 | 16
Coal | 8367.5 | 8367.5 | 8367.5 | 8367.5 | 8367.5 | 8367.5
Geo | 0 | 0 | 0 | 0 | 0 | 0
H | 1392 | 1392 | 1392 | 1392 | 1392 | 2070
LFG | 356.9 | 622 | 622 | 622 | 622 | 622
Nuc | 5474.09 | 8674.09 | 8674.09 | 8674.09 | 6791.4 | 5814.19
PS | 1513 | 1513 | 1513 | 1513 | 1513 | 1513
PV | 4 | 1598.8 | 2720.32 | 3124.04 | 3407.61 | 3706.25
PeakG | 1719 | 1719 | 1719 | 1719 | 1719 | 1719
PeakO | 1566 | 1566 | 1566 | 1566 | 1566 | 1566
ST | 0 | 0 | 0 | 0 | 0 | 0
STOG | 3529 | 3529 | 3529 | 3529 | 3529 | 3529
STWD | 70 | 70 | 70 | 70 | 70 | 70
WT | 1210.8 | 1210.8 | 1961 | 7771 | 7771 | 7771
IGCC | 0 | 0 | 0 | 0 | 0 | 0
DemandResponse | 2400.99 | 3048.92 | 3878.24 | 4214.46 | 4579.83 | 4976.88
IGCC-CCS | 0 | 0 | 0 | 0 | 0 | 0
WT_off | 0 | 0 | 0 | 0 | 0 | 0
PseudoUnit | 0 | 0 | 0 | 0 | 0 | 0
FixedInterchange | 0 | 0 | 0 | 0 | 0 | 0
Total Installed Capacity by Reporting Type: PJM_ROR
ReportingType | 2015 | 2020 | 2025 | 2030 | 2035 | 2040
BM | 385 | 385 | 385 | 385 | 385 | 193
CC | 13618 | 20092.33 | 28080.43 | 40137.17 | 53994.18 | 53994.18
CSP | 0 | 0 | 0 | 0 | 0 | 0
CT | 29 | 29 | 29 | 895.22 | 2670.62 | 4273.75
Coal | 51187.98 | 46382.1 | 46382.1 | 46382.1 | 46382.1 | 46382.1
Geo | 0 | 0 | 0 | 0 | 0 | 0
H | 1837.4 | 2340.4 | 2340.4 | 2340.4 | 2340.4 | 2340.4
LFG | 539.4 | 539.4 | 1053.11 | 1053.11 | 1053.11 | 1053.11
Nuc | 21740.03 | 23240.03 | 23240.03 | 22297.6 | 17650.67 | 12342.68
PS | 3081 | 3081 | 3081 | 3081 | 3081 | 3081
PV | 24 | 24 | 24 | 24 | 24 | 24
PeakG | 19311 | 19311 | 19311 | 19311 | 19311 | 19311
PeakO | 1742 | 1742 | 1742 | 1742 | 1742 | 1742
ST | 0 | 0 | 0 | 0 | 0 | 0
STOG | 2122 | 2122 | 2122 | 2122 | 2122 | 2122
STWD | 194 | 194 | 194 | 194 | 194 | 194
WT | 10922.7 | 10922.7 | 11114.4 | 11903.06 | 13756.01 | 19892.39
IGCC | 0 | 0 | 0 | 0 | 0 | 0
DemandResponse | 3459.65 | 6870.76 | 11225.25 | 12162.1 | 13177.14 | 14276.89
IGCC-CCS | 0 | 0 | 0 | 0 | 0 | 0
WT_off | 0 | 0 | 0 | 0 | 0 | 0
PseudoUnit | 0 | 0 | 0 | 0 | 0 | 0
FixedInterchange | 0 | 0 | 0 | 0 | 0 | 0
Total Installed Capacity by Reporting Type: SOCO
ReportingType | 2015 | 2020 | 2025 | 2030 | 2035 | 2040
BM | 55 | 55 | 55 | 55 | 55 | 55
CC | 19838.9 | 22784.88 | 26381.03 | 33783.9 | 40585.62 | 40585.62
CSP | 0 | 0 | 0 | 0 | 0 | 0
CT | 0 | 0 | 0 | 0 | 0 | 0
Coal | 17611 | 17611 | 17611 | 17611 | 17611 | 29222.23
Geo | 0 | 0 | 0 | 0 | 0 | 0
H | 4194 | 4194 | 4194 | 4194 | 4194 | 4194
LFG | 37 | 37 | 42.55 | 144.4 | 144.4 | 144.4
Nuc | 6273.08 | 8473.08 | 8473.08 | 8473.08 | 8473.08 | 5597.91
PS | 1675 | 1675 | 1675 | 1675 | 1675 | 1675
PV | 0 | 0 | 0 | 0 | 0 | 0
PeakG | 10923 | 10923 | 10923 | 10923 | 10923 | 10923
PeakO | 1139 | 1139 | 1139 | 1139 | 1139 | 1139
ST | 0 | 0 | 0 | 0 | 0 | 0
STOG | 0 | 0 | 0 | 0 | 0 | 0
STWD | 668 | 668 | 668 | 668 | 668 | 668
WT | 0 | 0 | 0 | 0 | 0 | 0
IGCC | 0 | 0 | 0 | 0 | 0 | 0
DemandResponse | 2674.86 | 5221.22 | 8293.98 | 9075.87 | 9931.46 | 10867.71
IGCC-CCS | 0 | 0 | 0 | 0 | 0 | 0
WT_off | 0 | 0 | 0 | 0 | 0 | 0
PseudoUnit | 0 | 0 | 0 | 0 | 0 | 0
FixedInterchange | 0 | 0 | 0 | 0 | 0 | 0
Total Installed Capacity by Reporting Type: SPP_N
ReportingType | 2015 | 2020 | 2025 | 2030 | 2035 | 2040
BM | 0 | 0 | 0 | 0 | 0 | 0
CC | 1386 | 3837.64 | 4397.67 | 6649.4 | 6649.4 | 6649.4
CSP | 0 | 0 | 0 | 0 | 0 | 0
CT | 0 | 0 | 0 | 2405.89 | 3769.96 | 5999.35
Coal | 8347.54 | 8347.54 | 8347.54 | 8347.54 | 8347.54 | 13485.89
Geo | 0 | 0 | 0 | 0 | 0 | 0
H | 21 | 21 | 21 | 21 | 21 | 21
LFG | 7 | 7 | 102 | 102 | 102 | 102
Nuc | 1260.92 | 1260.92 | 1260.92 | 1260.92 | 1260.92 | 1260.92
PS | 0 | 0 | 0 | 0 | 0 | 0
PV | 0 | 0 | 0 | 0 | 0 | 0
PeakG | 4397 | 4397 | 4397 | 4397 | 4397 | 4397
PeakO | 1199 | 1199 | 1199 | 1199 | 1199 | 1199
ST | 0 | 0 | 0 | 0 | 0 | 0
STOG | 1662 | 1662 | 1662 | 1662 | 1662 | 1662
STWD | 0 | 0 | 0 | 0 | 0 | 0
WT | 1227 | 1227 | 1227 | 1227 | 1227 | 1227
IGCC | 0 | 0 | 0 | 0 | 0 | 0
DemandResponse | 464.82 | 1006.82 | 1646.91 | 1811.12 | 1991.7 | 2190.3
IGCC-CCS | 0 | 0 | 0 | 0 | 0 | 0
WT_off | 0 | 0 | 0 | 0 | 0 | 0
PseudoUnit | 0 | 0 | 0 | 0 | 0 | 0
FixedInterchange | 0 | 0 | 0 | 0 | 0 | 0
Total Installed Capacity by Reporting Type: SPP_S
ReportingType | 2015 | 2020 | 2025 | 2030 | 2035 | 2040
BM | 0 | 0 | 0 | 0 | 0 | 0
CC | 10917 | 13348.06 | 15969.63 | 18097.12 | 18097.12 | 18097.12
CSP | 0 | 0 | 0 | 0 | 0 | 0
CT | 412.99 | 712.99 | 712.99 | 712.99 | 712.99 | 712.99
Coal | 12693.1 | 12693.1 | 12693.1 | 12693.1 | 12693.1 | 12693.1
Geo | 0 | 0 | 0 | 0 | 0 | 0
H | 2108 | 2108 | 2108 | 2108 | 2108 | 2108
LFG | 19 | 19 | 114 | 114 | 114 | 114
Nuc | 0.1 | 0.1 | 0.1 | 0.1 | 0.1 | 0.1
PS | 446 | 446 | 446 | 446 | 446 | 446
PV | 0 | 0 | 0 | 0 | 0 | 0
PeakG | 3443 | 3443 | 3443 | 3443 | 3443 | 3443
PeakO | 122 | 122 | 122 | 122 | 122 | 122
ST | 0 | 0 | 0 | 0 | 0 | 0
STOG | 9164.64 | 9164.64 | 9164.64 | 9164.64 | 9164.64 | 9164.64
STWD | 84 | 84 | 84 | 84 | 84 | 84
WT | 2727 | 6063.25 | 6794.98 | 7769.86 | 29010.13 | 31855.19
IGCC | 0 | 0 | 0 | 0 | 0 | 0
DemandResponse | 63.59 | 1918.63 | 4092.37 | 4440.53 | 4818.31 | 5228.23
IGCC-CCS | 0 | 0 | 0 | 0 | 0 | 0
WT_off | 0 | 0 | 0 | 0 | 0 | 0
PseudoUnit | 0 | 0 | 0 | 0 | 0 | 0
FixedInterchange | 0 | 0 | 0 | 0 | 0 | 0
Total Installed Capacity by Reporting Type: TVA
ReportingType | 2015 | 2020 | 2025 | 2030 | 2035 | 2040
BM | 0 | 0 | 0 | 0 | 0 | 0
CC | 5881 | 7268.64 | 9727.37 | 12926.45 | 12926.45 | 12926.45
CSP | 0 | 0 | 0 | 0 | 0 | 0
CT | 254.23 | 3615.26 | 3615.26 | 5295.2 | 7010.15 | 7010.15
Coal | 12664.98 | 11141 | 11141 | 11141 | 14664.79 | 20626.7
Geo | 0 | 0 | 0 | 0 | 0 | 0
H | 5111 | 5111 | 5111 | 5111 | 5111 | 5111
LFG | 13 | 13 | 13 | 120.4 | 120.4 | 120.4
Nuc | 8483.53 | 10717.53 | 10717.53 | 10717.53 | 7986.62 | 6596.71
PS | 1743 | 1743 | 1743 | 1743 | 1743 | 1743
PV | 0 | 0 | 0 | 0 | 0 | 0
PeakG | 5865 | 5865 | 5865 | 5865 | 5865 | 5865
PeakO | 83 | 83 | 83 | 83 | 83 | 83
ST | 0 | 0 | 0 | 0 | 0 | 0
STOG | 0 | 0 | 0 | 0 | 0 | 0
STWD | 5 | 5 | 5 | 5 | 5 | 5
WT | 29 | 29 | 29 | 29 | 29 | 29
IGCC | 0 | 0 | 0 | 0 | 0 | 0
DemandResponse | 1878.29 | 2795.4 | 3859.81 | 4157.07 | 4477.22 | 4822.03
IGCC-CCS | 0 | 0 | 0 | 0 | 0 | 0
WT_off | 0 | 0 | 0 | 0 | 0 | 0
PseudoUnit | 0 | 0 | 0 | 0 | 0 | 0
FixedInterchange | 0 | 0 | 0 | 0 | 0 | 0
Total Installed Capacity by Reporting Type: TVA_Transmission
ReportingType | 2015 | 2020 | 2025 | 2030 | 2035 | 2040
BM | 0 | 0 | 0 | 0 | 0 | 0
CC | 0 | 0 | 0 | 0 | 0 | 0
CSP | 0 | 0 | 0 | 0 | 0 | 0
CT | 0 | 0 | 0 | 0 | 0 | 0
Coal | 0 | 0 | 0 | 0 | 0 | 0
Geo | 0 | 0 | 0 | 0 | 0 | 0
H | 0 | 0 | 0 | 0 | 0 | 0
LFG | 0 | 0 | 0 | 0 | 0 | 0
Nuc | 0 | 0 | 0 | 0 | 0 | 0
PS | 0 | 0 | 0 | 0 | 0 | 0
PV | 0 | 0 | 0 | 0 | 0 | 0
PeakG | 0 | 0 | 0 | 0 | 0 | 0
PeakO | 0 | 0 | 0 | 0 | 0 | 0
ST | 0 | 0 | 0 | 0 | 0 | 0
STOG | 0 | 0 | 0 | 0 | 0 | 0
STWD | 0 | 0 | 0 | 0 | 0 | 0
WT | 0 | 0 | 0 | 0 | 0 | 0
IGCC | 0 | 0 | 0 | 0 | 0 | 0
DemandResponse | 0 | 0 | 0 | 0 | 0 | 0
IGCC-CCS | 0 | 0 | 0 | 0 | 0 | 0
WT_off | 0 | 0 | 0 | 0 | 0 | 0
PseudoUnit | 0 | 0 | 0 | 0 | 0 | 0
FixedInterchange | 0 | 0 | 0 | 0 | 0 | 0
Total Installed Capacity by Reporting Type: VACAR
ReportingType | 2015 | 2020 | 2025 | 2030 | 2035 | 2040
BM | 0.92 | 378.74 | 1318.13 | 1540.41 | 1907.03 | 2261.79
CC | 10254.73 | 11993.51 | 14977.96 | 17626.06 | 28008.42 | 37495.71
CSP | 0 | 0 | 0 | 0 | 0 | 0
CT | 717.2 | 2066.99 | 2107.23 | 4280.85 | 6217.09 | 6217.09
Coal | 17136 | 14958 | 14958 | 14958 | 14958 | 14958
Geo | 0 | 0 | 0 | 0 | 0 | 0
H | 2122 | 2122 | 2122 | 2122 | 2122 | 2122
LFG | 63.34 | 170.4 | 170.4 | 170.4 | 170.4 | 170.4
Nuc | 12424.41 | 16988.41 | 19222.41 | 19222.41 | 15691.83 | 13672.19
PS | 2616 | 2616 | 2616 | 2616 | 2616 | 2616
PV | 16 | 166.02 | 186.79 | 201.77 | 227.37 | 249.72
PeakG | 8308 | 8308 | 8308 | 8308 | 8308 | 8308
PeakO | 1268 | 1268 | 1268 | 1268 | 1268 | 1268
ST | 0 | 0 | 0 | 0 | 0 | 0
STOG | 92 | 92 | 92 | 92 | 92 | 92
STWD | 281 | 281 | 281 | 281 | 281 | 281
WT | 0.9 | 3500 | 3500 | 3500 | 3500 | 3500
IGCC | 0 | 0 | 0 | 0 | 0 | 0
DemandResponse | 2434.26 | 4230.61 | 6496.28 | 7161.73 | 7895.36 | 8704.13
IGCC-CCS | 0 | 0 | 0 | 0 | 0 | 0
WT_off | 1 | 1 | 1 | 1 | 1 | 1
PseudoUnit | 0 | 0 | 0 | 0 | 0 | 0
FixedInterchange | 0 | 0 | 0 | 0 | 0 | 0
Total Installed Capacity by Reporting Type: IESO
ReportingType | 2015 | 2020 | 2025 | 2030 | 2035 | 2040
BM | 326.33 | 326.33 | 326.33 | 326.33 | 326.33 | 326.33
CC | 6733.48 | 6733.48 | 6733.48 | 6733.48 | 10525.8 | 14284.59
CSP | 0 | 0 | 0 | 0 | 0 | 0
CT | 368 | 368 | 368 | 368 | 1024.57 | 1731.7
Coal | 0 | 0 | 0 | 0 | 0 | 0
Geo | 0 | 0 | 0 | 0 | 0 | 0
H | 8693.3 | 8693.3 | 8693.3 | 8693.3 | 8693.3 | 8943.3
LFG | 117.5 | 117.5 | 117.5 | 118 | 118 | 118
Nuc | 14016.59 | 14016.59 | 14016.59 | 14016.59 | 12896.98 | 11223
PS | 123 | 123 | 123 | 123 | 123 | 123
PV | 1097.26 | 1097.26 | 1097.26 | 1097.26 | 30 | 30
PeakG | 584 | 584 | 584 | 584 | 584 | 584
PeakO | 174.35 | 174.35 | 174.35 | 174.35 | 174.35 | 174.35
ST | 0 | 0 | 0 | 0 | 0 | 0
STOG | 0 | 0 | 0 | 0 | 0 | 0
STWD | 139 | 139 | 139 | 139 | 139 | 139
WT | 3385.9 | 3385.9 | 3385.9 | 3385.9 | 1280 | 1280
IGCC | 0 | 0 | 0 | 0 | 0 | 0
DemandResponse | 2038.33 | 2260.47 | 2690.39 | 2925.08 | 3180.25 | 3457.67
IGCC-CCS | 0 | 0 | 0 | 0 | 0 | 0
WT_off | 0 | 0 | 0 | 0 | 0 | 0
PseudoUnit | 0 | 0 | 0 | 0 | 0 | 0
FixedInterchange | 0 | 0 | 0 | 0 | 0 | 0
Total Installed Capacity by Reporting Type: MAPP_CA
ReportingType | 2015 | 2020 | 2025 | 2030 | 2035 | 2040
BM | 0 | 0 | 0 | 0 | 0 | 0
CC | 1565.58 | 2652.65 | 2652.65 | 2652.65 | 2652.65 | 2652.65
CSP | 0 | 0 | 0 | 0 | 0 | 0
CT | 103.88 | 127.42 | 127.42 | 127.42 | 127.42 | 127.42
Coal | 1110.8 | 1110.8 | 1110.8 | 1110.8 | 1110.8 | 1110.8
Geo | 0 | 0 | 0 | 0 | 0 | 0
H | 6475.4 | 6475.4 | 7262.36 | 8315.61 | 9511.45 | 11013.56
LFG | 0 | 0 | 0 | 0 | 0 | 0
Nuc | 0.1 | 0.1 | 0.1 | 0.1 | 0.1 | 0.1
PS | 0 | 0 | 0 | 0 | 0 | 0
PV | 0 | 0 | 0 | 0 | 0 | 0
PeakG | 559 | 559 | 559 | 559 | 559 | 559
PeakO | 4 | 4 | 4 | 4 | 4 | 4
ST | 0 | 0 | 0 | 0 | 0 | 0
STOG | 126 | 126 | 126 | 126 | 126 | 126
STWD | 0 | 0 | 0 | 0 | 0 | 0
WT | 577.4 | 577.4 | 577.4 | 577.4 | 577.4 | 577.4
IGCC | 0 | 0 | 0 | 0 | 0 | 0
DemandResponse | 93.13 | 337.01 | 628.45 | 686.68 | 750.29 | 819.8
IGCC-CCS | 0 | 0 | 0 | 0 | 0 | 0
WT_off | 0 | 0 | 0 | 0 | 0 | 0
PseudoUnit | 0 | 0 | 0 | 0 | 0 | 0
FixedInterchange | 0 | 0 | 0 | 0 | 0 | 0
Total Installed Capacity by Reporting Type: AZ_NM_SNV_Coal
ReportingType | 2015 | 2020 | 2025 | 2030 | 2035 | 2040
BM | 0 | 0 | 0 | 0 | 0 | 0
CC | 0 | 0 | 0 | 0 | 0 | 0
CSP | 0 | 0 | 0 | 0 | 0 | 0
CT | 0 | 0 | 0 | 0 | 0 | 0
Coal | 10466 | 10466 | 10466 | 10466 | 10466 | 10466
Geo | 0 | 0 | 0 | 0 | 0 | 0
H | 0 | 0 | 0 | 0 | 0 | 0
LFG | 0 | 0 | 0 | 0 | 0 | 0
Nuc | 0 | 0 | 0 | 0 | 0 | 0
PS | 0 | 0 | 0 | 0 | 0 | 0
PV | 0 | 0 | 0 | 0 | 0 | 0
PeakG | 0 | 0 | 0 | 0 | 0 | 0
PeakO | 0 | 0 | 0 | 0 | 0 | 0
ST | 0 | 0 | 0 | 0 | 0 | 0
STOG | 0 | 0 | 0 | 0 | 0 | 0
STWD | 0 | 0 | 0 | 0 | 0 | 0
WT | 0 | 0 | 0 | 0 | 0 | 0
IGCC | 0 | 0 | 0 | 0 | 0 | 0
DemandResponse | 0 | 0 | 0 | 0 | 0 | 0
IGCC-CCS | 0 | 0 | 0 | 0 | 0 | 0
WT_off | 0 | 0 | 0 | 0 | 0 | 0
PseudoUnit | 0 | 0 | 0 | 0 | 0 | 0
FixedInterchange | 0 | 0 | 0 | 0 | 0 | 0
Total Installed Capacity by Reporting Type: AZ_NM_SNV_Gas
ReportingType | 2015 | 2020 | 2025 | 2030 | 2035 | 2040
BM | 0 | 0 | 0 | 0 | 0 | 0
CC | 15245 | 17389.17 | 19478.91 | 25593.12 | 34908.06 | 35172.83
CSP | 0 | 0 | 0 | 0 | 0 | 0
CT | 736 | 736 | 736 | 736 | 736 | 736
Coal | 0 | 0 | 0 | 0 | 0 | 0
Geo | 0 | 0 | 0 | 0 | 0 | 0
H | 0 | 0 | 0 | 0 | 0 | 0
LFG | 0 | 0 | 0 | 0 | 0 | 0
Nuc | 0 | 0 | 0 | 0 | 0 | 0
PS | 0 | 0 | 0 | 0 | 0 | 0
PV | 0 | 0 | 0 | 0 | 0 | 0
PeakG | 3196 | 3196 | 3196 | 3196 | 3196 | 3196
PeakO | 0 | 0 | 0 | 0 | 0 | 0
ST | 0 | 0 | 0 | 0 | 0 | 0
STOG | 0 | 0 | 0 | 0 | 0 | 0
STWD | 0 | 0 | 0 | 0 | 0 | 0
WT | 0 | 0 | 0 | 0 | 0 | 0
IGCC | 0 | 0 | 0 | 0 | 0 | 0
DemandResponse | 348.13 | 1177.58 | 2216.56 | 2488.51 | 2789.15 | 3128.56
IGCC-CCS | 0 | 0 | 0 | 0 | 0 | 0
WT_off | 0 | 0 | 0 | 0 | 0 | 0
PseudoUnit | 0 | 0 | 0 | 0 | 0 | 0
FixedInterchange | 0 | 0 | 0 | 0 | 0 | 0
Total Installed Capacity by Reporting Type: AZ_NM_SNV_NucRenew
ReportingType | 2015 | 2020 | 2025 | 2030 | 2035 | 2040
BM | 0 | 0 | 0 | 0 | 0 | 0
CC | 0 | 0 | 0 | 0 | 0 | 0
CSP | 0 | 0 | 0 | 0 | 0 | 0
CT | 0 | 0 | 0 | 0 | 0 | 0
Coal | 0 | 0 | 0 | 0 | 0 | 0
Geo | 0 | 0 | 1450 | 1450 | 1450 | 1450
H | 3131 | 3131 | 3131 | 3131 | 3131 | 3131
LFG | 7 | 67.67 | 67.67 | 67.67 | 67.67 | 67.67
Nuc | 3875 | 3875 | 3875 | 3875 | 3875 | 3875
PS | 216 | 216 | 216 | 216 | 216 | 216
PV | 148.7 | 148.7 | 148.7 | 148.7 | 148.7 | 148.7
PeakG | 0 | 0 | 0 | 0 | 0 | 0
PeakO | 0 | 0 | 0 | 0 | 0 | 0
ST | 280 | 821.33 | 1189.1 | 1333.92 | 1333.92 | 1333.92
STOG | 0 | 0 | 0 | 0 | 0 | 0
STWD | 26 | 26 | 26 | 26 | 26 | 26
WT | 525.1 | 13735.23 | 13735.23 | 16807.64 | 17442.92 | 17442.92
IGCC | 0 | 0 | 0 | 0 | 0 | 0
DemandResponse | 0 | 0 | 0 | 0 | 0 | 0
IGCC-CCS | 0 | 0 | 0 | 0 | 0 | 0
WT_off | 0 | 0 | 0 | 0 | 0 | 0
PseudoUnit | 0 | 0 | 0 | 0 | 0 | 0
FixedInterchange | 0 | 0 | 0 | 0 | 0 | 0
Total Installed Capacity by Reporting Type: ERCOT
ReportingType | 2015 | 2020 | 2025 | 2030 | 2035 | 2040
BM | 145 | 145 | 145 | 145 | 145 | 145
CC | 31204.61 | 39311.85 | 43350.07 | 51295.4 | 60542.65 | 71150.02
CSP | 0 | 0 | 0 | 0 | 0 | 0
CT | 250 | 250 | 250 | 250 | 250 | 250
Coal | 18867.87 | 18867.87 | 18867.87 | 18867.87 | 18867.87 | 18867.87
Geo | 0 | 0 | 0 | 0 | 0 | 0
H | 565 | 565 | 565 | 565 | 565 | 565
LFG | 75 | 75 | 75 | 429 | 429 | 429
Nuc | 5091 | 5091 | 5091 | 5091 | 5091 | 5091
PS | 0 | 0 | 0 | 0 | 0 | 0
PV | 15 | 15 | 15 | 15 | 1 | 1
PeakG | 4768 | 4768 | 4768 | 4768 | 4768 | 4768
PeakO | 51 | 51 | 51 | 51 | 51 | 51
ST | 0 | 0 | 0 | 0 | 0 | 0
STOG | 18933 | 18933 | 18933 | 18933 | 18933 | 18933
STWD | 0 | 0 | 0 | 0 | 0 | 0
WT | 9280.1 | 9280.1 | 9280.1 | 9280.1 | 9280.1 | 9280.1
IGCC | 0 | 0 | 0 | 0 | 0 | 0
DemandResponse | 770.89 | 3956.66 | 7724.81 | 8367.66 | 9085.72 | 9863.71
IGCC-CCS | 0 | 0 | 0 | 0 | 0 | 0
WT_off | 0 | 0 | 0 | 0 | 0 | 0
PseudoUnit | 0 | 0 | 0 | 0 | 0 | 0
FixedInterchange | 0 | 0 | 0 | 0 | 0 | 0
Total Installed Capacity by Reporting Type: NP15
ReportingType | 2015 | 2020 | 2025 | 2030 | 2035 | 2040
BM | 0 | 0 | 0 | 0 | 0 | 0
CC | 7404 | 7404 | 7404 | 7404 | 7404 | 7404
CSP | 0 | 0 | 0 | 0 | 0 | 0
CT | 2986.15 | 7256.52 | 15035.77 | 23813.05 | 24497.45 | 24497.45
Coal | 28.2 | 28.2 | 28.2 | 28.2 | 28.2 | 0
Geo | 1123 | 1723 | 1723 | 1723 | 1723 | 1723
H | 8825 | 8825 | 8825 | 8825 | 8825 | 8825
LFG | 85 | 650 | 650 | 650 | 650 | 650
Nuc | 2300 | 2300 | 2300 | 2300 | 11360.28 | 14676.31
PS | 2257 | 2257 | 2257 | 2257 | 2257 | 2257
PV | 59.5 | 59.5 | 59.5 | 59.5 | 53 | 53
PeakG | 3265 | 3265 | 3265 | 3265 | 3265 | 3265
PeakO | 350 | 350 | 350 | 350 | 350 | 350
ST | 29 | 29 | 29 | 29 | 29 | 29
STOG | 3812.6 | 3812.6 | 3812.6 | 3812.6 | 3812.6 | 3812.6
STWD | 442 | 442 | 442 | 442 | 442 | 442
WT | 1193.2 | 4492 | 4492 | 4492 | 4492 | 4492
IGCC | 0 | 0 | 0 | 0 | 0 | 0
DemandResponse | 1902.29 | 2050.88 | 2338.06 | 2597.19 | 2871.61 | 3172.03
IGCC-CCS | 0 | 0 | 0 | 0 | 0 | 0
WT_off | 0 | 0 | 0 | 0 | 0 | 0
PseudoUnit | 0 | 0 | 0 | 0 | 0 | 0
FixedInterchange | 0 | 0 | 0 | 0 | 0 | 0
Total Installed Capacity by Reporting Type: NWPP_Coal
ReportingType | 2015 | 2020 | 2025 | 2030 | 2035 | 2040
BM | 0 | 0 | 0 | 0 | 0 | 0
CC | 0 | 0 | 0 | 0 | 0 | 0
CSP | 0 | 0 | 0 | 0 | 0 | 0
CT | 0 | 0 | 0 | 0 | 0 | 0
Coal | 13097.85 | 13097.85 | 13097.85 | 13097.85 | 13097.85 | 13097.85
Geo | 0 | 0 | 0 | 0 | 0 | 0
H | 0 | 0 | 0 | 0 | 0 | 0
LFG | 0 | 0 | 0 | 0 | 0 | 0
Nuc | 0 | 0 | 0 | 0 | 0 | 0
PS | 0 | 0 | 0 | 0 | 0 | 0
PV | 0 | 0 | 0 | 0 | 0 | 0
PeakG | 0 | 0 | 0 | 0 | 0 | 0
PeakO | 0 | 0 | 0 | 0 | 0 | 0
ST | 0 | 0 | 0 | 0 | 0 | 0
STOG | 0 | 0 | 0 | 0 | 0 | 0
STWD | 0 | 0 | 0 | 0 | 0 | 0
WT | 0 | 0 | 0 | 0 | 0 | 0
IGCC | 0 | 0 | 0 | 0 | 0 | 0
DemandResponse | 0 | 0 | 0 | 0 | 0 | 0
IGCC-CCS | 0 | 0 | 0 | 0 | 0 | 0
WT_off | 0 | 0 | 0 | 0 | 0 | 0
PseudoUnit | 0 | 0 | 0 | 0 | 0 | 0
FixedInterchange | 0 | 0 | 0 | 0 | 0 | 0
Total Installed Capacity by Reporting Type: NWPP_Gas
ReportingType | 2015 | 2020 | 2025 | 2030 | 2035 | 2040
BM | 0 | 0 | 0 | 0 | 0 | 0
CC | 7210.85 | 7210.85 | 11800.54 | 20272.12 | 20656.72 | 25779.48
CSP | 0 | 0 | 0 | 0 | 0 | 0
CT | 150 | 150 | 150 | 150 | 150 | 150
Coal | 0 | 0 | 0 | 0 | 0 | 1953.21
Geo | 0 | 0 | 0 | 0 | 0 | 0
H | 0 | 0 | 0 | 0 | 0 | 0
LFG | 0 | 0 | 0 | 0 | 0 | 0
Nuc | 0 | 0 | 0 | 0 | 0 | 0
PS | 0 | 0 | 0 | 0 | 0 | 0
PV | 0 | 0 | 0 | 0 | 0 | 0
PeakG | 0 | 0 | 0 | 0 | 0 | 0
PeakO | 0 | 0 | 0 | 0 | 0 | 0
ST | 0 | 0 | 0 | 0 | 0 | 0
STOG | 0 | 0 | 0 | 0 | 0 | 0
STWD | 0 | 0 | 0 | 0 | 0 | 0
WT | 0 | 0 | 0 | 0 | 0 | 0
IGCC | 0 | 0 | 0 | 0 | 0 | 0
DemandResponse | 0.01 | 1042.66 | 2285.99 | 2526.32 | 2785.47 | 3067.66
IGCC-CCS | 0 | 0 | 0 | 0 | 0 | 0
WT_off | 0 | 0 | 0 | 0 | 0 | 0
PseudoUnit | 0 | 0 | 0 | 0 | 0 | 0
FixedInterchange | 0 | 0 | 0 | 0 | 0 | 0
Total Installed Capacity by Reporting Type: NWPP_NucRenew
ReportingType | 2015 | 2020 | 2025 | 2030 | 2035 | 2040
BM | 32.55 | 32.55 | 32.55 | 32.55 | 32.55 | 32.55
CC | 0 | 0 | 0 | 0 | 0 | 0
CSP | 0 | 0 | 0 | 0 | 0 | 0
CT | 0 | 0 | 0 | 0 | 0 | 0
Coal | 0 | 0 | 0 | 0 | 0 | 0
Geo | 404.2 | 404.2 | 838.2 | 838.2 | 838.2 | 838.2
H | 33736 | 33736 | 33736 | 33736 | 33736 | 33736
LFG | 128.5 | 205.79 | 373 | 373 | 373 | 373
Nuc | 1131 | 1131 | 1131 | 1131 | 1131 | 1131
PS | 258 | 258 | 258 | 258 | 258 | 258
PV | 3 | 3 | 3 | 3 | 3 | 3
PeakG | 0 | 0 | 0 | 0 | 0 | 0
PeakO | 0 | 0 | 0 | 0 | 0 | 0
ST | 0 | 0 | 0 | 0 | 0 | 0
STOG | 0 | 0 | 0 | 0 | 0 | 0
STWD | 561 | 561 | 561 | 561 | 561 | 561
WT | 6865.3 | 6865.3 | 6865.3 | 7518.48 | 7518.48 | 7518.48
IGCC | 0 | 0 | 0 | 0 | 0 | 0
DemandResponse | 0 | 0 | 0 | 0 | 0 | 0
IGCC-CCS | 0 | 0 | 0 | 0 | 0 | 0
WT_off | 0 | 0 | 0 | 0 | 0 | 0
PseudoUnit | 0 | 0 | 0 | 0 | 0 | 0
FixedInterchange | 0 | 0 | 0 | 0 | 0 | 0
Total Installed Capacity by Reporting Type: RMPA
ReportingType | 2015 | 2020 | 2025 | 2030 | 2035 | 2040
BM | 0 | 0 | 0 | 0 | 0 | 0
CC | 2686 | 2686 | 2686 | 2686 | 2686 | 2686
CSP | 0 | 0 | 0 | 0 | 0 | 0
CT | 152 | 152 | 152 | 326.23 | 674.84 | 1247.42
Coal | 7475.3 | 8276.23 | 7924.23 | 9885.71 | 12063.81 | 14319.64
Geo | 0 | 25 | 2570 | 2570 | 2570 | 2570
H | 982 | 982 | 982 | 982 | 982 | 982
LFG | 7.4 | 36.33 | 36.33 | 36.33 | 36.33 | 36.33
Nuc | 0.1 | 0.1 | 0.1 | 0.1 | 0.1 | 0.1
PS | 563 | 563 | 563 | 563 | 563 | 563
PV | 21 | 21 | 21 | 21 | 21 | 21
PeakG | 2904 | 2904 | 2904 | 2904 | 2904 | 2904
PeakO | 187 | 187 | 187 | 187 | 187 | 187
ST | 3 | 414.94 | 473.58 | 530.73 | 530.73 | 530.73
STOG | 217 | 217 | 217 | 217 | 217 | 217
STWD | 0 | 0 | 0 | 0 | 0 | 0
WT | 2113.4 | 5043.86 | 5043.86 | 5043.86 | 5043.86 | 5043.86
IGCC | 0 | 0 | 0 | 0 | 0 | 0
DemandResponse | 505.79 | 681.25 | 924.75 | 1035.21 | 1158.72 | 1297.01
IGCC-CCS | 0 | 0 | 0 | 0 | 0 | 0
WT_off | 0 | 0 | 0 | 0 | 0 | 0
PseudoUnit | 0 | 0 | 0 | 0 | 0 | 0
FixedInterchange | 0 | 0 | 0 | 0 | 0 | 0
Total Installed Capacity by Reporting Type: SP15
ReportingType | 2015 | 2020 | 2025 | 2030 | 2035 | 2040
BM | 6 | 6 | 6 | 6 | 6 | 6
CC | 10080.5 | 10080.5 | 10080.5 | 10080.5 | 10080.5 | 10080.5
CSP | 0 | 0 | 0 | 0 | 0 | 0
CT | 0 | 0 | 0 | 0 | 596.07 | 596.07
Coal | 101.2 | 101.2 | 101.2 | 101.2 | 101.2 | 0
Geo | 963 | 2413 | 2413 | 2413 | 2413 | 2413
H | 1163 | 1163 | 1163 | 1163 | 1163 | 1163
LFG | 223.2 | 779 | 779 | 779 | 779 | 779
Nuc | 2250 | 2250 | 2250 | 2250 | 2250 | 11842.41
PS | 1440 | 1440 | 1440 | 1440 | 1440 | 1440
PV | 126.8 | 126.8 | 126.8 | 126.8 | 123 | 123
PeakG | 4309 | 4309 | 4309 | 4309 | 4309 | 4309
PeakO | 51 | 51 | 51 | 51 | 51 | 51
ST | 448 | 448 | 448 | 448 | 448 | 448
STOG | 10242 | 10242 | 10242 | 10242 | 10242 | 10242
STWD | 119 | 119 | 119 | 119 | 119 | 119
WT | 2207.8 | 2207.8 | 2207.8 | 2207.8 | 2207.8 | 2207.8
IGCC | 0 | 0 | 0 | 0 | 0 | 0
DemandResponse | 2719.25 | 2983.76 | 3401.56 | 3778.56 | 4177.81 | 4614.88
IGCC-CCS | 0 | 0 | 0 | 0 | 0 | 0
WT_off | 0 | 0 | 0 | 0 | 0 | 0
PseudoUnit | 0 | 0 | 0 | 0 | 0 | 0
FixedInterchange | 0 | 0 | 0 | 0 | 0 | 0
Total Installed Capacity by Reporting Type: ALB
ReportingType | 2015 | 2020 | 2025 | 2030 | 2035 | 2040
BM | 0 | 0 | 0 | 0 | 0 | 0
CC | 2738.56 | 3978.86 | 5323.67 | 7135.68 | 9235.2 | 9235.2
CSP | 0 | 0 | 0 | 0 | 0 | 0
CT | 201.5 | 201.5 | 201.5 | 201.5 | 201.5 | 201.5
Coal | 6240.83 | 6240.83 | 6240.83 | 6240.83 | 6240.83 | 6240.83
Geo | 0 | 0 | 0 | 0 | 0 | 0
H | 912 | 912 | 912 | 912 | 912 | 912
LFG | 10 | 10 | 10 | 10 | 10 | 10
Nuc | 0.1 | 0.1 | 0.1 | 0.1 | 0.1 | 2378.03
PS | 0 | 0 | 0 | 0 | 0 | 0
PV | 0 | 0 | 0 | 0 | 0 | 0
PeakG | 1940.23 | 1940.23 | 1940.23 | 1940.23 | 1940.23 | 1940.23
PeakO | 0 | 0 | 0 | 0 | 0 | 0
ST | 0 | 0 | 0 | 0 | 0 | 0
STOG | 0 | 0 | 0 | 0 | 0 | 0
STWD | 0 | 0 | 0 | 0 | 0 | 0
WT | 672 | 672 | 672 | 672 | 672 | 672
IGCC | 0 | 0 | 0 | 0 | 0 | 0
DemandResponse | 109.43 | 394.9 | 759.6 | 856.11 | 964.87 | 1087.46
IGCC-CCS | 0 | 0 | 0 | 0 | 0 | 0
WT_off | 0 | 0 | 0 | 0 | 0 | 0
PseudoUnit | 0 | 0 | 0 | 0 | 0 | 0
FixedInterchange | 0 | 0 | 0 | 0 | 0 | 0
Total Installed Capacity by Reporting Type: BC
ReportingType | 2015 | 2020 | 2025 | 2030 | 2035 | 2040
BM | 0 | 0 | 0 | 0 | 0 | 0
CC | 1749.53 | 3041.49 | 4403.51 | 6126.82 | 6788.81 | 6788.81
CSP | 0 | 0 | 0 | 0 | 0 | 0
CT | 0 | 0 | 0 | 0 | 1303.67 | 2874.64
Coal | 0 | 0 | 0 | 0 | 0 | 0
Geo | 0 | 0 | 0 | 0 | 0 | 0
H | 12161 | 12161 | 12161 | 12161 | 12161 | 12161
LFG | 24 | 24 | 24 | 24 | 24 | 24
Nuc | 0.1 | 0.1 | 0.1 | 0.1 | 0.1 | 609.23
PS | 0 | 0 | 0 | 0 | 0 | 0
PV | 0 | 0 | 0 | 0 | 0 | 0
PeakG | 141 | 141 | 141 | 141 | 141 | 141
PeakO | 44 | 44 | 44 | 44 | 44 | 44
ST | 0 | 0 | 0 | 0 | 0 | 0
STOG | 189.47 | 189.47 | 189.47 | 189.47 | 189.47 | 189.47
STWD | 510 | 510 | 510 | 510 | 510 | 510
WT | 246 | 246 | 246 | 246 | 246 | 246
IGCC | 0 | 0 | 0 | 0 | 0 | 0
DemandResponse | 0.01 | 289.48 | 638.31 | 703.74 | 775.87 | 855.4
IGCC-CCS | 0 | 0 | 0 | 0 | 0 | 0
WT_off | 0 | 0 | 0 | 0 | 0 | 0
PseudoUnit | 0 | 0 | 0 | 0 | 0 | 0
FixedInterchange | 0 | 0 | 0 | 0 | 0 | 0
Total Installed Capacity by Reporting Type: HQ_IESO
ReportingType | 2015 | 2020 | 2025 | 2030 | 2035 | 2040
BM | 0 | 0 | 0 | 0 | 0 | 0
CC | 0 | 0 | 0 | 0 | 0 | 0
CSP | 0 | 0 | 0 | 0 | 0 | 0
CT | 0 | 0 | 0 | 0 | 0 | 0
Coal | 0 | 0 | 0 | 0 | 0 | 0
Geo | 0 | 0 | 0 | 0 | 0 | 0
H | 0 | 0 | 0 | 0 | 0 | 0
LFG | 0 | 0 | 0 | 0 | 0 | 0
Nuc | 0.1 | 0.1 | 0.1 | 0.1 | 0.1 | 0.1
PS | 0 | 0 | 0 | 0 | 0 | 0
PV | 0 | 0 | 0 | 0 | 0 | 0
PeakG | 0 | 0 | 0 | 0 | 0 | 0
PeakO | 0 | 0 | 0 | 0 | 0 | 0
ST | 0 | 0 | 0 | 0 | 0 | 0
STOG | 0 | 0 | 0 | 0 | 0 | 0
STWD | 0 | 0 | 0 | 0 | 0 | 0
WT | 0 | 0 | 0 | 0 | 0 | 0
IGCC | 0 | 0 | 0 | 0 | 0 | 0
DemandResponse | 0 | 0 | 0 | 0 | 0 | 0
IGCC-CCS | 0 | 0 | 0 | 0 | 0 | 0
WT_off | 0 | 0 | 0 | 0 | 0 | 0
PseudoUnit | 0 | 0 | 0 | 0 | 0 | 0
FixedInterchange | 3000 | 3000 | 3000 | 3000 | 3000 | 3000
Total Installed Capacity by Reporting Type: HQ_NEISO
ReportingType | 2015 | 2020 | 2025 | 2030 | 2035 | 2040
BM | 0 | 0 | 0 | 0 | 0 | 0
CC | 0 | 0 | 0 | 0 | 0 | 0
CSP | 0 | 0 | 0 | 0 | 0 | 0
CT | 0 | 0 | 0 | 0 | 0 | 0
Coal | 0 | 0 | 0 | 0 | 0 | 0
Geo | 0 | 0 | 0 | 0 | 0 | 0
H | 0 | 0 | 0 | 0 | 0 | 0
LFG | 0 | 0 | 0 | 0 | 0 | 0
Nuc | 0.1 | 0.1 | 0.1 | 0.1 | 0.1 | 0.1
PS | 0 | 0 | 0 | 0 | 0 | 0
PV | 0 | 0 | 0 | 0 | 0 | 0
PeakG | 0 | 0 | 0 | 0 | 0 | 0
PeakO | 0 | 0 | 0 | 0 | 0 | 0
ST | 0 | 0 | 0 | 0 | 0 | 0
STOG | 0 | 0 | 0 | 0 | 0 | 0
STWD | 0 | 0 | 0 | 0 | 0 | 0
WT | 0 | 0 | 0 | 0 | 0 | 0
IGCC | 0 | 0 | 0 | 0 | 0 | 0
DemandResponse | 0 | 0 | 0 | 0 | 0 | 0
IGCC-CCS | 0 | 0 | 0 | 0 | 0 | 0
WT_off | 0 | 0 | 0 | 0 | 0 | 0
PseudoUnit | 0 | 0 | 0 | 0 | 0 | 0
FixedInterchange | 2920 | 2920 | 2920 | 2920 | 2920 | 2920
Total Installed Capacity by Reporting Type: HQ_NY
ReportingType | 2015 | 2020 | 2025 | 2030 | 2035 | 2040
BM | 0 | 0 | 0 | 0 | 0 | 0
CC | 0 | 0 | 0 | 0 | 0 | 0
CSP | 0 | 0 | 0 | 0 | 0 | 0
CT | 0 | 0 | 0 | 0 | 0 | 0
Coal | 0 | 0 | 0 | 0 | 0 | 0
Geo | 0 | 0 | 0 | 0 | 0 | 0
H | 0 | 0 | 0 | 0 | 0 | 0
LFG | 0 | 0 | 0 | 0 | 0 | 0
Nuc | 0.1 | 0.1 | 0.1 | 0.1 | 0.1 | 0.1
PS | 0 | 0 | 0 | 0 | 0 | 0
PV | 0 | 0 | 0 | 0 | 0 | 0
PeakG | 0 | 0 | 0 | 0 | 0 | 0
PeakO | 0 | 0 | 0 | 0 | 0 | 0
ST | 0 | 0 | 0 | 0 | 0 | 0
STOG | 0 | 0 | 0 | 0 | 0 | 0
STWD | 0 | 0 | 0 | 0 | 0 | 0
WT | 0 | 0 | 0 | 0 | 0 | 0
IGCC | 0 | 0 | 0 | 0 | 0 | 0
DemandResponse | 0 | 0 | 0 | 0 | 0 | 0
IGCC-CCS | 0 | 0 | 0 | 0 | 0 | 0
WT_off | 0 | 0 | 0 | 0 | 0 | 0
PseudoUnit | 0 | 0 | 0 | 0 | 0 | 0
FixedInterchange | 1500 | 1500 | 1500 | 1500 | 1500 | 1500
Total Installed Capacity by Reporting Type: MARITIMES
ReportingType | 2015 | 2020 | 2025 | 2030 | 2035 | 2040
BM | 0 | 0 | 0 | 0 | 0 | 0
CC | 0 | 0 | 0 | 0 | 0 | 0
CSP | 0 | 0 | 0 | 0 | 0 | 0
CT | 0 | 0 | 0 | 0 | 0 | 0
Coal | 0 | 0 | 0 | 0 | 0 | 0
Geo | 0 | 0 | 0 | 0 | 0 | 0
H | 0 | 0 | 0 | 0 | 0 | 0
LFG | 0 | 0 | 0 | 0 | 0 | 0
Nuc | 0.1 | 0.1 | 0.1 | 0.1 | 0.1 | 0.1
PS | 0 | 0 | 0 | 0 | 0 | 0
PV | 0 | 0 | 0 | 0 | 0 | 0
PeakG | 0 | 0 | 0 | 0 | 0 | 0
PeakO | 0 | 0 | 0 | 0 | 0 | 0
ST | 0 | 0 | 0 | 0 | 0 | 0
STOG | 0 | 0 | 0 | 0 | 0 | 0
STWD | 0 | 0 | 0 | 0 | 0 | 0
WT | 0 | 0 | 0 | 0 | 0 | 0
IGCC | 0 | 0 | 0 | 0 | 0 | 0
DemandResponse | 0 | 0 | 0 | 0 | 0 | 0
IGCC-CCS | 0 | 0 | 0 | 0 | 0 | 0
WT_off | 0 | 0 | 0 | 0 | 0 | 0
PseudoUnit | 0 | 0 | 500 | 500 | 500 | 500
FixedInterchange | 1400 | 1400 | 1400 | 1400 | 1400 | 1400
Total Installed Capacity by Reporting Type: All
ReportingType | 2015 | 2020 | 2025 | 2030 | 2035 | 2040
BM | 1251 | 1628.82 | 2568.22 | 2790.49 | 3157.11 | 3319.87
CC | 240154.27 | 286468.54 | 334069.2 | 410194.83 | 503152.65 | 571222.81
CSP | 0 | 0 | 0 | 0 | 0 | 0
CT | 9525.45 | 27961.85 | 39082.98 | 67682.86 | 92388.82 | 107959.01
Coal | 279381.07 | 262004.63 | 261652.63 | 263629.57 | 278538.64 | 313528.6
Geo | 2534.2 | 4609.2 | 9038.2 | 9038.2 | 9038.2 | 9038.2
H | 106079.79 | 106583.79 | 107370.75 | 108427 | 109622.84 | 112332.95
LFG | 4136 | 6089 | 8299 | 9023 | 9023 | 9023
Nuc | 124350.16 | 140731.2 | 145602.2 | 143984.53 | 124417.64 | 126085.95
PS | 21788 | 21788 | 21788 | 21788 | 21788 | 21788
PV | 1648 | 4078.75 | 5471.1 | 5951.26 | 5211.91 | 5611.18
PeakG | 119320.73 | 119320.73 | 119320.73 | 119320.73 | 119320.73 | 119320.73
PeakO | 21653.65 | 21653.65 | 21653.65 | 21653.65 | 21653.65 | 21653.65
ST | 760 | 1713.27 | 2139.69 | 2341.64 | 2341.64 | 2341.64
STOG | 76858.75 | 76858.75 | 76858.75 | 76858.75 | 76858.75 | 76858.75
STWD | 4777 | 4777 | 4777 | 4777 | 4777 | 4777
WT | 64004.8 | 98679.64 | 107405.69 | 123614.93 | 149314.1 | 161883.7
IGCC | 618 | 618 | 618 | 618 | 618 | 618
DemandResponse | 39401.16 | 65723.11 | 98696.81 | 107776.36 | 117686.38 | 128518.83
IGCC-CCS | 0 | 0 | 0 | 0 | 0 | 0
WT_off | 469 | 469 | 1569 | 1569 | 1101 | 1101
PseudoUnit | 0 | 0 | 500 | 500 | 500 | 500
FixedInterchange | 8820 | 8820 | 8820 | 8820 | 8820 | 8820
Total Installed Capacity by Reporting Type: EI_US
ReportingType | 2015 | 2020 | 2025 | 2030 | 2035 | 2040
BM | 741.12 | 1118.94 | 2058.33 | 2280.61 | 2647.23 | 2809.99
CC | 153536.15 | 185979.7 | 220155.88 | 270215.07 | 337672.28 | 385988.73
CSP | 0 | 0 | 0 | 0 | 0 | 0
CT | 4577.92 | 18720.4 | 22062.28 | 41710.65 | 62827.3 | 75546.82
Coal | 221993.02 | 203815.66 | 203815.66 | 203831.11 | 216562.09 | 247472.41
Geo | 44 | 44 | 44 | 44 | 44 | 44
H | 29436.09 | 29940.09 | 29940.09 | 29943.09 | 29943.09 | 30901.09
LFG | 3458.4 | 4123.71 | 6166.5 | 6536 | 6536 | 6536
Nuc | 95686.07 | 112067.11 | 116938.11 | 115320.44 | 87812.88 | 75259.66
PS | 16931 | 16931 | 16931 | 16931 | 16931 | 16931
PV | 176.74 | 2607.5 | 3999.85 | 4480 | 4832.21 | 5231.48
PeakG | 97654.5 | 97654.5 | 97654.5 | 97654.5 | 97654.5 | 97654.5
PeakO | 20792.3 | 20792.3 | 20792.3 | 20792.3 | 20792.3 | 20792.3
ST | 0 | 0 | 0 | 0 | 0 | 0
STOG | 43338.67 | 43338.67 | 43338.67 | 43338.67 | 43338.67 | 43338.67
STWD | 2980 | 2980 | 2980 | 2980 | 2980 | 2980
WT | 36938.6 | 52174.05 | 60900.1 | 73383.75 | 100553.54 | 113123.14
IGCC | 618 | 618 | 618 | 618 | 618 | 618
DemandResponse | 30913.91 | 50548.46 | 75088.33 | 81811.32 | 89146.62 | 97154.67
IGCC-CCS | 0 | 0 | 0 | 0 | 0 | 0
WT_off | 469 | 469 | 1569 | 1569 | 1101 | 1101
PseudoUnit | 0 | 0 | 500 | 500 | 500 | 500
FixedInterchange | 5820 | 5820 | 5820 | 5820 | 5820 | 5820
Total Installed Capacity by Reporting Type: EI_Canada
ReportingType | 2015 | 2020 | 2025 | 2030 | 2035 | 2040
BM | 326.33 | 326.33 | 326.33 | 326.33 | 326.33 | 326.33
CC | 8299.07 | 9386.13 | 9386.13 | 9386.13 | 13178.45 | 16937.24
CSP | 0 | 0 | 0 | 0 | 0 | 0
CT | 471.88 | 495.42 | 495.42 | 495.42 | 1152 | 1859.12
Coal | 1110.8 | 1110.8 | 1110.8 | 1110.8 | 1110.8 | 1110.8
Geo | 0 | 0 | 0 | 0 | 0 | 0
H | 15168.7 | 15168.7 | 15955.66 | 17008.91 | 18204.75 | 19956.86
LFG | 117.5 | 117.5 | 117.5 | 118 | 118 | 118
Nuc | 14016.79 | 14016.79 | 14016.79 | 14016.79 | 12897.18 | 11223.2
PS | 123 | 123 | 123 | 123 | 123 | 123
PV | 1097.26 | 1097.26 | 1097.26 | 1097.26 | 30 | 30
PeakG | 1143 | 1143 | 1143 | 1143 | 1143 | 1143
PeakO | 178.35 | 178.35 | 178.35 | 178.35 | 178.35 | 178.35
ST | 0 | 0 | 0 | 0 | 0 | 0
STOG | 126 | 126 | 126 | 126 | 126 | 126
STWD | 139 | 139 | 139 | 139 | 139 | 139
WT | 3963.3 | 3963.3 | 3963.3 | 3963.3 | 1857.4 | 1857.4
IGCC | 0 | 0 | 0 | 0 | 0 | 0
DemandResponse | 2131.46 | 2597.47 | 3318.84 | 3611.76 | 3930.54 | 4277.47
IGCC-CCS | 0 | 0 | 0 | 0 | 0 | 0
WT_off | 0 | 0 | 0 | 0 | 0 | 0
PseudoUnit | 0 | 0 | 0 | 0 | 0 | 0
FixedInterchange | 3000 | 3000 | 3000 | 3000 | 3000 | 3000
Total Installed Capacity by Reporting Type: EI
ReportingType | 2015 | 2020 | 2025 | 2030 | 2035 | 2040
BM | 1067.45 | 1445.27 | 2384.67 | 2606.94 | 2973.56 | 3136.32
CC | 161835.22 | 195365.82 | 229542.01 | 279601.2 | 350850.72 | 402925.98
CSP | 0 | 0 | 0 | 0 | 0 | 0
CT | 5049.8 | 19215.82 | 22557.7 | 42206.08 | 63979.3 | 77405.94
Coal | 223103.82 | 204926.46 | 204926.46 | 204941.91 | 217672.89 | 248583.21
Geo | 44 | 44 | 44 | 44 | 44 | 44
H | 44604.79 | 45108.79 | 45895.75 | 46952 | 48147.84 | 50857.95
LFG | 3575.9 | 4241.21 | 6284 | 6654 | 6654 | 6654
Nuc | 109702.86 | 126083.9 | 130954.9 | 129337.23 | 100710.05 | 86482.86
PS | 17054 | 17054 | 17054 | 17054 | 17054 | 17054
PV | 1274 | 3704.75 | 5097.1 | 5577.26 | 4862.21 | 5261.48
PeakG | 98797.5 | 98797.5 | 98797.5 | 98797.5 | 98797.5 | 98797.5
PeakO | 20970.65 | 20970.65 | 20970.65 | 20970.65 | 20970.65 | 20970.65
ST | 0 | 0 | 0 | 0 | 0 | 0
STOG | 43464.67 | 43464.67 | 43464.67 | 43464.67 | 43464.67 | 43464.67
STWD | 3119 | 3119 | 3119 | 3119 | 3119 | 3119
WT | 40901.9 | 56137.35 | 64863.4 | 77347.05 | 102410.94 | 114980.54
IGCC | 618 | 618 | 618 | 618 | 618 | 618
DemandResponse | 33045.36 | 53145.93 | 78407.17 | 85423.08 | 93077.15 | 101432.14
IGCC-CCS | 0 | 0 | 0 | 0 | 0 | 0
WT_off | 469 | 469 | 1569 | 1569 | 1101 | 1101
PseudoUnit | 0 | 0 | 500 | 500 | 500 | 500
FixedInterchange | 8820 | 8820 | 8820 | 8820 | 8820 | 8820
Total Installed Capacity by Reporting Type: Outside_EI
ReportingType | 2015 | 2020 | 2025 | 2030 | 2035 | 2040
BM | 183.55 | 183.55 | 183.55 | 183.55 | 183.55 | 183.55
CC | 78319.05 | 91102.72 | 104527.19 | 130593.63 | 152301.93 | 168296.84
CSP | 0 | 0 | 0 | 0 | 0 | 0
CT | 4475.65 | 8746.02 | 16525.27 | 25476.79 | 28409.53 | 30553.06
Coal | 56277.25 | 57078.18 | 56726.18 | 58687.66 | 60865.75 | 64945.39
Geo | 2490.2 | 4565.2 | 8994.2 | 8994.2 | 8994.2 | 8994.2
H | 61475 | 61475 | 61475 | 61475 | 61475 | 61475
LFG | 560.1 | 1847.79 | 2015 | 2369 | 2369 | 2369
Nuc | 14647.3 | 14647.3 | 14647.3 | 14647.3 | 23707.58 | 39603.09
PS | 4734 | 4734 | 4734 | 4734 | 4734 | 4734
PV | 374 | 374 | 374 | 374 | 349.7 | 349.7
PeakG | 20523.23 | 20523.23 | 20523.23 | 20523.23 | 20523.23 | 20523.23
PeakO | 683 | 683 | 683 | 683 | 683 | 683
ST | 760 | 1713.27 | 2139.69 | 2341.64 | 2341.64 | 2341.64
STOG | 33394.07 | 33394.07 | 33394.07 | 33394.07 | 33394.07 | 33394.07
STWD | 1658 | 1658 | 1658 | 1658 | 1658 | 1658
WT | 23102.9 | 42542.29 | 42542.29 | 46267.88 | 46903.16 | 46903.16
IGCC | 0 | 0 | 0 | 0 | 0 | 0
DemandResponse | 6355.8 | 12577.18 | 20289.64 | 22353.28 | 24609.22 | 27086.69
IGCC-CCS | 0 | 0 | 0 | 0 | 0 | 0
WT_off | 0 | 0 | 0 | 0 | 0 | 0
PseudoUnit | 0 | 0 | 0 | 0 | 0 | 0
FixedInterchange | 0 | 0 | 0 | 0 | 0 | 0
#6 | Retrofit Capacity (MW)
Retrofit Capacity by Reporting Type: Entergy
ReportingType | 2015 | 2020 | 2025 | 2030 | 2035 | 2040
FGD | 0 | 7356 | 7356 | 7356 | 7356 | 7356
SNCR | 0 | 0 | 0 | 0 | 0 | 0
SCR | 0 | 0 | 0 | 0 | 0 | 0
ACI90 | 0 | 0 | 0 | 0 | 0 | 0
RPJ90 | 0 | 7416 | 7416 | 7416 | 7416 | 7416
PCSEQ | 0 | 0 | 0 | 0 | 0 | 0
Retrofit Capacity by Reporting Type: FRCC
ReportingType | 2015 | 2020 | 2025 | 2030 | 2035 | 2040
FGD | 0 | 235 | 235 | 235 | 235 | 235
SNCR | 0 | 0 | 0 | 0 | 0 | 0
SCR | 3796 | 1898 | 1898 | 1898 | 1898 | 1898
ACI90 | 0 | 0 | 0 | 0 | 0 | 0
RPJ90 | 0 | 7900 | 7900 | 7900 | 7900 | 7900
PCSEQ | 0 | 0 | 0 | 0 | 0 | 0
Retrofit Capacity by Reporting Type: MAPP_US
ReportingType | 2015 | 2020 | 2025 | 2030 | 2035 | 2040
FGD | 221 | 471 | 471 | 471 | 471 | 471
SNCR | 0 | 0 | 0 | 0 | 0 | 0
SCR | 0 | 0 | 0 | 0 | 0 | 0
ACI90 | 0 | 0 | 0 | 0 | 0 | 0
RPJ90 | 0 | 3258 | 3258 | 3258 | 3258 | 3258
PCSEQ | 0 | 0 | 0 | 0 | 0 | 0
Retrofit Capacity by Reporting Type: MISO_IN
ReportingType | 2015 | 2020 | 2025 | 2030 | 2035 | 2040
FGD | 0 | 2276 | 2276 | 2276 | 2276 | 2276
SNCR | 0 | 0 | 0 | 0 | 0 | 0
SCR | 0 | 0 | 0 | 0 | 0 | 0
ACI90 | 0 | 0 | 0 | 0 | 0 | 0
RPJ90 | 0.01 | 13115.82 | 13115.83 | 13115.84 | 13115.85 | 13115.86
PCSEQ | 0 | 0 | 0 | 0 | 0 | 0
Retrofit Capacity by Reporting Type: MISO_MI
ReportingType | 2015 | 2020 | 2025 | 2030 | 2035 | 2040
FGD | 0 | 5037.2 | 5037.2 | 5037.2 | 5037.2 | 5037.2
SNCR | 0 | 0 | 0 | 0 | 0 | 0
SCR | 355 | 0 | 0 | 0 | 0 | 0
ACI90 | 0 | 0 | 0 | 0 | 0 | 0
RPJ90 | 0 | 6839 | 6839 | 6839 | 6839 | 6839
PCSEQ | 0 | 0 | 0 | 0 | 0 | 0
Retrofit Capacity by Reporting Type: MISO_MO-IL
ReportingType | 2015 | 2020 | 2025 | 2030 | 2035 | 2040
FGD | 0 | 8392 | 8392 | 8392 | 8392 | 8392
SNCR | 0 | 0 | 0 | 0 | 0 | 0
SCR | 400 | 200 | 200 | 200 | 200 | 200
ACI90 | 0 | 0 | 0 | 0 | 0 | 0
RPJ90 | 2490.02 | 12042.05 | 12042.07 | 12042.08 | 12042.1 | 12042.12
PCSEQ | 0 | 0 | 0 | 0 | 0 | 0
Retrofit Capacity by Reporting Type: MISO_W
ReportingType | 2015 | 2020 | 2025 | 2030 | 2035 | 2040
FGD | 0 | 5555.5 | 5555.5 | 5555.5 | 5555.5 | 5555.5
SNCR | 0 | 0 | 0 | 0 | 0 | 0
SCR | 1225.26 | 612.63 | 612.63 | 612.63 | 612.63 | 612.63
ACI90 | 0 | 0 | 0 | 0 | 0 | 0
RPJ90 | 2652.36 | 11469.34 | 11469.34 | 11469.34 | 11469.34 | 11469.34
PCSEQ | 0 | 0 | 0 | 0 | 0 | 0
Retrofit Capacity by Reporting Type: MISO_WUMS
ReportingType | 2015 | 2020 | 2025 | 2030 | 2035 | 2040
FGD | 1135 | 1644.82 | 1644.82 | 1644.82 | 1644.82 | 1644.82
SNCR | 0 | 0 | 0 | 0 | 0 | 0
SCR | 2778.6 | 1902.6 | 1902.6 | 1902.6 | 1902.6 | 1902.6
ACI90 | 0 | 0 | 0 | 0 | 0 | 0
RPJ90 | 1740.21 | 3397.83 | 3397.83 | 3397.84 | 3397.86 | 3397.86
PCSEQ | 0 | 0 | 0 | 0 | 0 | 0
Retrofit Capacity by Reporting Type: Nebraska
ReportingType | 2015 | 2020 | 2025 | 2030 | 2035 | 2040
FGD | 0 | 3195.8 | 3195.8 | 3195.8 | 3195.8 | 3195.8
SNCR | 0 | 0 | 0 | 0 | 0 | 0
SCR | 0 | 0 | 0 | 0 | 0 | 0
ACI90 | 0 | 0 | 0 | 0 | 0 | 0
RPJ90 | 1364.4 | 3878 | 3878 | 3878 | 3878 | 3878
PCSEQ | 0 | 0 | 0 | 0 | 0 | 0
Retrofit Capacity by Reporting Type: NEISO
ReportingType | 2015 | 2020 | 2025 | 2030 | 2035 | 2040
FGD | 320 | 0 | 0 | 0 | 0 | 0
SNCR | 0 | 0 | 0 | 0 | 0 | 0
SCR | 0 | 0 | 0 | 0 | 0 | 0
ACI90 | 0 | 0 | 0 | 0 | 0 | 0
RPJ90 | 870.93 | 0 | 0 | 0 | 0 | 0
PCSEQ | 0 | 0 | 0 | 0 | 0 | 0
Retrofit Capacity by Reporting Type: NonRTO_Midwest
ReportingType | 2015 | 2020 | 2025 | 2030 | 2035 | 2040
FGD | 1403 | 2335.16 | 2335.16 | 2335.16 | 2335.16 | 2335.16
SNCR | 0 | 0 | 0 | 0 | 0 | 0
SCR | 1463.8 | 731.9 | 731.9 | 731.9 | 731.9 | 731.9
ACI90 | 0 | 0 | 0 | 0 | 0 | 0
RPJ90 | 0.02 | 9317.5 | 9317.51 | 9317.53 | 9317.55 | 9317.56
PCSEQ | 0 | 0 | 0 | 0 | 0 | 0
Retrofit Capacity by Reporting Type: NYISO_A-F
ReportingType | 2015 | 2020 | 2025 | 2030 | 2035 | 2040
FGD | 0 | 0 | 0 | 0 | 0 | 0
SNCR | 0 | 0 | 0 | 0 | 0 | 0
SCR | 0 | 0 | 0 | 0 | 0 | 0
ACI90 | 0 | 0 | 0 | 0 | 0 | 0
RPJ90 | 486.3 | 0 | 0 | 0 | 0 | 0
PCSEQ | 0 | 0 | 0 | 0 | 0 | 0
Retrofit Capacity by Reporting Type: NYISO_G-I
ReportingType | 2015 | 2020 | 2025 | 2030 | 2035 | 2040
FGD | 0 | 0 | 0 | 0 | 0 | 0
SNCR | 0 | 0 | 0 | 0 | 0 | 0
SCR | 0 | 0 | 0 | 0 | 0 | 0
ACI90 | 0 | 0 | 0 | 0 | 0 | 0
RPJ90 | 0 | 0 | 0 | 0 | 0 | 0
PCSEQ | 0 | 0 | 0 | 0 | 0 | 0
Retrofit Capacity by Reporting Type: NYISO_J-K
ReportingType | 2015 | 2020 | 2025 | 2030 | 2035 | 2040
FGD | 0 | 0 | 0 | 0 | 0 | 0
SNCR | 0 | 0 | 0 | 0 | 0 | 0
SCR | 0 | 0 | 0 | 0 | 0 | 0
ACI90 | 0 | 0 | 0 | 0 | 0 | 0
RPJ90 | 0 | 0 | 0 | 0 | 0 | 0
PCSEQ | 0 | 0 | 0 | 0 | 0 | 0
Retrofit Capacity by Reporting Type: PJM_E
ReportingType | 2015 | 2020 | 2025 | 2030 | 2035 | 2040
FGD | 0 | 0 | 0 | 0 | 0 | 0
SNCR | 0 | 0 | 0 | 0 | 0 | 0
SCR | 568 | 0 | 0 | 0 | 0 | 0
ACI90 | 0 | 0 | 0 | 0 | 0 | 0
RPJ90 | 1784.04 | 0.13 | 0.2 | 0.26 | 0.32 | 0.36
PCSEQ | 0 | 0 | 0 | 0 | 0 | 0
Retrofit Capacity by Reporting Type: PJM_ROM
ReportingType | 2015 | 2020 | 2025 | 2030 | 2035 | 2040
FGD | 0 | 1234 | 1234 | 1234 | 1234 | 1234
SNCR | 0 | 0 | 0 | 0 | 0 | 0
SCR | 341 | 0 | 0 | 0 | 0 | 0
ACI90 | 0 | 0 | 0 | 0 | 0 | 0
RPJ90 | 2572 | 8335 | 8335 | 8335 | 8335 | 8335
PCSEQ | 0 | 0 | 0 | 0 | 0 | 0
Retrofit Capacity by Reporting Type: PJM_ROR
ReportingType | 2015 | 2020 | 2025 | 2030 | 2035 | 2040
FGD | 0 | 13086.8 | 13086.8 | 13086.8 | 13086.8 | 13086.8
SNCR | 0 | 0 | 0 | 0 | 0 | 0
SCR | 2400 | 1200 | 1200 | 1200 | 1200 | 1200
ACI90 | 0 | 0 | 0 | 0 | 0 | 0
RPJ90 | 0.01 | 43980.33 | 43980.34 | 43980.35 | 43980.37 | 43980.38
PCSEQ | 0 | 0 | 0 | 0 | 0 | 0
Retrofit Capacity by Reporting Type: SOCO
ReportingType | 2015 | 2020 | 2025 | 2030 | 2035 | 2040
FGD | 4088.7 | 7073.2 | 7073.2 | 7073.2 | 7073.2 | 7073.2
SNCR | 0 | 0 | 0 | 0 | 0 | 0
SCR | 3404.7 | 3404.7 | 3404.7 | 3404.7 | 3404.7 | 3404.7
ACI90 | 0 | 0 | 0 | 0 | 0 | 0
RPJ90 | 7111.4 | 17611 | 17611 | 17611 | 17611 | 17611
PCSEQ | 0 | 0 | 0 | 0 | 0 | 0
Retrofit Capacity by Reporting Type: SPP_N
ReportingType | 2015 | 2020 | 2025 | 2030 | 2035 | 2040
FGD | 0 | 2384.5 | 2384.5 | 2384.5 | 2384.5 | 2384.5
SNCR | 0 | 0 | 0 | 0 | 0 | 0
SCR | 0 | 0 | 0 | 0 | 0 | 0
ACI90 | 0 | 0 | 0 | 0 | 0 | 0
RPJ90 | 1302.01 | 7319.52 | 7319.52 | 7319.53 | 7319.54 | 7319.55
PCSEQ | 0 | 0 | 0 | 0 | 0 | 0
Retrofit Capacity by Reporting Type: SPP_S
ReportingType | 2015 | 2020 | 2025 | 2030 | 2035 | 2040
FGD | 0 | 8298.97 | 8298.97 | 8298.97 | 8298.97 | 8298.97
SNCR | 0 | 0 | 0 | 0 | 0 | 0
SCR | 0 | 0 | 0 | 0 | 0 | 0
ACI90 | 0 | 0 | 0 | 0 | 0 | 0
RPJ90 | 0 | 11705.1 | 11705.1 | 11705.1 | 11705.1 | 11705.1
PCSEQ | 0 | 0 | 0 | 0 | 0 | 0
Retrofit Capacity by Reporting Type: TVA
ReportingType | 2015 | 2020 | 2025 | 2030 | 2035 | 2040
FGD | 0 | 4090 | 4090 | 4090 | 4090 | 4090
SNCR | 0 | 0 | 0 | 0 | 0 | 0
SCR | 0 | 0 | 0 | 0 | 0 | 0
ACI90 | 0 | 0 | 0 | 0 | 0 | 0
RPJ90 | 0 | 11141 | 11141 | 11141 | 11141 | 11141
PCSEQ | 0 | 0 | 0 | 0 | 0 | 0
Retrofit Capacity by Reporting Type: TVA_Transmission
ReportingType | 2015 | 2020 | 2025 | 2030 | 2035 | 2040
FGD | 0 | 0 | 0 | 0 | 0 | 0
SNCR | 0 | 0 | 0 | 0 | 0 | 0
SCR | 0 | 0 | 0 | 0 | 0 | 0
ACI90 | 0 | 0 | 0 | 0 | 0 | 0
RPJ90 | 0 | 0 | 0 | 0 | 0 | 0
PCSEQ | 0 | 0 | 0 | 0 | 0 | 0
Retrofit Capacity by Reporting Type: VACAR
ReportingType | 2015 | 2020 | 2025 | 2030 | 2035 | 2040
FGD | 0 | 0 | 0 | 0 | 0 | 0
SNCR | 0 | 0 | 0 | 0 | 0 | 0
SCR | 0 | 0 | 0 | 0 | 0 | 0
ACI90 | 0 | 0 | 0 | 0 | 0 | 0
RPJ90 | 0.03 | 13013.05 | 13013.08 | 13013.11 | 13013.17 | 13013.24
PCSEQ | 0 | 0 | 0 | 0 | 0 | 0
Retrofit Capacity by Reporting Type: IESO
ReportingType | 2015 | 2020 | 2025 | 2030 | 2035 | 2040
FGD | 0 | 0 | 0 | 0 | 0 | 0
SNCR | 0 | 0 | 0 | 0 | 0 | 0
SCR | 0 | 0 | 0 | 0 | 0 | 0
ACI90 | 0 | 0 | 0 | 0 | 0 | 0
RPJ90 | 0 | 0 | 0 | 0 | 0 | 0
PCSEQ | 0 | 0 | 0 | 0 | 0 | 0
Retrofit Capacity by Reporting Type: MAPP_CA
ReportingType | 2015 | 2020 | 2025 | 2030 | 2035 | 2040
FGD | 0 | 0 | 0 | 0 | 0 | 0
SNCR | 0 | 0 | 0 | 0 | 0 | 0
SCR | 0 | 0 | 0 | 0 | 0 | 0
ACI90 | 0 | 0 | 0 | 0 | 0 | 0
RPJ90 | 0 | 0 | 0 | 0 | 0 | 0
PCSEQ | 0 | 0 | 0 | 0 | 0 | 0
Retrofit Capacity by Reporting Type: AZ_NM_SNV_Coal
ReportingType | 2015 | 2020 | 2025 | 2030 | 2035 | 2040
FGD | 384 | 540 | 540 | 540 | 540 | 540
SNCR | 0 | 0 | 0 | 0 | 0 | 0
SCR | 800 | 400 | 400 | 400 | 400 | 400
ACI90 | 0 | 0 | 0 | 0 | 0 | 0
RPJ90 | 3286 | 10066.01 | 10066.01 | 10066.02 | 10066.02 | 10066.03
PCSEQ | 0 | 0 | 0 | 0 | 0 | 0
Retrofit Capacity by Reporting Type: AZ_NM_SNV_Gas
ReportingType | 2015 | 2020 | 2025 | 2030 | 2035 | 2040
FGD | 0 | 0 | 0 | 0 | 0 | 0
SNCR | 0 | 0 | 0 | 0 | 0 | 0
SCR | 0 | 0 | 0 | 0 | 0 | 0
ACI90 | 0 | 0 | 0 | 0 | 0 | 0
RPJ90 | 0 | 0 | 0 | 0 | 0 | 0
PCSEQ | 0 | 0 | 0 | 0 | 0 | 0
Retrofit Capacity by Reporting Type: AZ_NM_SNV_NucRenew
ReportingType | 2015 | 2020 | 2025 | 2030 | 2035 | 2040
FGD | 0 | 0 | 0 | 0 | 0 | 0
SNCR | 0 | 0 | 0 | 0 | 0 | 0
SCR | 0 | 0 | 0 | 0 | 0 | 0
ACI90 | 0 | 0 | 0 | 0 | 0 | 0
RPJ90 | 0 | 0 | 0 | 0 | 0 | 0
PCSEQ | 0 | 0 | 0 | 0 | 0 | 0
Retrofit Capacity by Reporting Type: ERCOT
ReportingType | 2015 | 2020 | 2025 | 2030 | 2035 | 2040
FGD | 0 | 5125 | 5125 | 5125 | 5125 | 5125
SNCR | 0 | 0 | 0 | 0 | 0 | 0
SCR | 4370 | 2185 | 2185 | 2185 | 2185 | 2185
ACI90 | 0 | 0 | 0 | 0 | 0 | 0
RPJ90 | 9196.01 | 16247.89 | 16247.89 | 16247.9 | 16247.9 | 16247.91
PCSEQ | 0 | 0 | 0 | 0 | 0 | 0
Retrofit Capacity by Reporting Type: NP15
ReportingType | 2015 | 2020 | 2025 | 2030 | 2035 | 2040
FGD | 0 | 0 | 0 | 0 | 0 | 0
SNCR | 0 | 0 | 0 | 0 | 0 | 0
SCR | 0 | 0 | 0 | 0 | 0 | 0
ACI90 | 0 | 0 | 0 | 0 | 0 | 0
RPJ90 | 0 | 28.2 | 28.2 | 28.2 | 28.2 | 0
PCSEQ | 0 | 0 | 0 | 0 | 0 | 0
Retrofit Capacity by Reporting Type: NWPP_Coal
ReportingType | 2015 | 2020 | 2025 | 2030 | 2035 | 2040
FGD | 0 | 1601.2 | 1601.2 | 1601.2 | 1601.2 | 1601.2
SNCR | 0 | 0 | 0 | 0 | 0 | 0
SCR | 0 | 0 | 0 | 0 | 0 | 0
ACI90 | 0 | 0 | 0 | 0 | 0 | 0
RPJ90 | 453.6 | 13097.85 | 13097.85 | 13097.85 | 13097.85 | 13097.85
PCSEQ | 0 | 0 | 0 | 0 | 0 | 0
Retrofit Capacity by Reporting Type: NWPP_Gas
ReportingType | 2015 | 2020 | 2025 | 2030 | 2035 | 2040
FGD | 0 | 0 | 0 | 0 | 0 | 0
SNCR | 0 | 0 | 0 | 0 | 0 | 0
SCR | 0 | 0 | 0 | 0 | 0 | 0
ACI90 | 0 | 0 | 0 | 0 | 0 | 0
RPJ90 | 0 | 0 | 0 | 0 | 0 | 0
PCSEQ | 0 | 0 | 0 | 0 | 0 | 0
Retrofit Capacity by Reporting Type: NWPP_NucRenew
ReportingType | 2015 | 2020 | 2025 | 2030 | 2035 | 2040
FGD | 0 | 0 | 0 | 0 | 0 | 0
SNCR | 0 | 0 | 0 | 0 | 0 | 0
SCR | 0 | 0 | 0 | 0 | 0 | 0
ACI90 | 0 | 0 | 0 | 0 | 0 | 0
RPJ90 | 0 | 0 | 0 | 0 | 0 | 0
PCSEQ | 0 | 0 | 0 | 0 | 0 | 0
Retrofit Capacity by Reporting Type: RMPA
ReportingType | 2015 | 2020 | 2025 | 2030 | 2035 | 2040
FGD | 0 | 1282 | 1282 | 1282 | 1282 | 1282
SNCR | 0 | 0 | 0 | 0 | 0 | 0
SCR | 1554.6 | 777.3 | 777.3 | 777.3 | 777.3 | 777.3
ACI90 | 0 | 0 | 0 | 0 | 0 | 0
RPJ90 | 2874.6 | 6914.8 | 6562.8 | 6562.8 | 6562.8 | 6562.8
PCSEQ | 0 | 0 | 0 | 0 | 0 | 0
Retrofit Capacity by Reporting Type: SP15
ReportingType | 2015 | 2020 | 2025 | 2030 | 2035 | 2040
FGD | 0 | 0 | 0 | 0 | 0 | 0
SNCR | 0 | 0 | 0 | 0 | 0 | 0
SCR | 0 | 0 | 0 | 0 | 0 | 0
ACI90 | 0 | 0 | 0 | 0 | 0 | 0
RPJ90 | 0 | 101.2 | 101.2 | 101.2 | 101.2 | 0
PCSEQ | 0 | 0 | 0 | 0 | 0 | 0
Retrofit Capacity by Reporting Type: ALB
ReportingType | 2015 | 2020 | 2025 | 2030 | 2035 | 2040
FGD | 0 | 0 | 0 | 0 | 0 | 0
SNCR | 0 | 0 | 0 | 0 | 0 | 0
SCR | 0 | 0 | 0 | 0 | 0 | 0
ACI90 | 0 | 0 | 0 | 0 | 0 | 0
RPJ90 | 0 | 0 | 0 | 0 | 0 | 0
PCSEQ | 0 | 0 | 0 | 0 | 0 | 0
Retrofit Capacity by Reporting Type: BC
ReportingType | 2015 | 2020 | 2025 | 2030 | 2035 | 2040
FGD | 0 | 0 | 0 | 0 | 0 | 0
SNCR | 0 | 0 | 0 | 0 | 0 | 0
SCR | 0 | 0 | 0 | 0 | 0 | 0
ACI90 | 0 | 0 | 0 | 0 | 0 | 0
RPJ90 | 0 | 0 | 0 | 0 | 0 | 0
PCSEQ | 0 | 0 | 0 | 0 | 0 | 0
Retrofit Capacity by Reporting Type: HQ_IESO
ReportingType | 2015 | 2020 | 2025 | 2030 | 2035 | 2040
FGD | 0 | 0 | 0 | 0 | 0 | 0
SNCR | 0 | 0 | 0 | 0 | 0 | 0
SCR | 0 | 0 | 0 | 0 | 0 | 0
ACI90 | 0 | 0 | 0 | 0 | 0 | 0
RPJ90 | 0 | 0 | 0 | 0 | 0 | 0
PCSEQ | 0 | 0 | 0 | 0 | 0 | 0
Retrofit Capacity by Reporting Type: HQ_NEISO
ReportingType | 2015 | 2020 | 2025 | 2030 | 2035 | 2040
FGD | 0 | 0 | 0 | 0 | 0 | 0
SNCR | 0 | 0 | 0 | 0 | 0 | 0
SCR | 0 | 0 | 0 | 0 | 0 | 0
ACI90 | 0 | 0 | 0 | 0 | 0 | 0
RPJ90 | 0 | 0 | 0 | 0 | 0 | 0
PCSEQ | 0 | 0 | 0 | 0 | 0 | 0
Retrofit Capacity by Reporting Type: HQ_NY
ReportingType | 2015 | 2020 | 2025 | 2030 | 2035 | 2040
FGD | 0 | 0 | 0 | 0 | 0 | 0
SNCR | 0 | 0 | 0 | 0 | 0 | 0
SCR | 0 | 0 | 0 | 0 | 0 | 0
ACI90 | 0 | 0 | 0 | 0 | 0 | 0
RPJ90 | 0 | 0 | 0 | 0 | 0 | 0
PCSEQ | 0 | 0 | 0 | 0 | 0 | 0
Retrofit Capacity by Reporting Type: MARITIMES
ReportingType | 2015 | 2020 | 2025 | 2030 | 2035 | 2040
FGD | 0 | 0 | 0 | 0 | 0 | 0
SNCR | 0 | 0 | 0 | 0 | 0 | 0
SCR | 0 | 0 | 0 | 0 | 0 | 0
ACI90 | 0 | 0 | 0 | 0 | 0 | 0
RPJ90 | 0 | 0 | 0 | 0 | 0 | 0
PCSEQ | 0 | 0 | 0 | 0 | 0 | 0
Retrofit Capacity by Reporting Type: All
ReportingType | 2015 | 2020 | 2025 | 2030 | 2035 | 2040
FGD | 7551.7 | 81214.15 | 81214.15 | 81214.15 | 81214.15 | 81214.15
SNCR | 0 | 0 | 0 | 0 | 0 | 0
SCR | 23456.96 | 13312.13 | 13312.13 | 13312.13 | 13312.13 | 13312.13
ACI90 | 0 | 0 | 0 | 0 | 0 | 0
RPJ90 | 38183.95 | 238194.61 | 237842.78 | 237842.96 | 237843.17 | 237713.95
PCSEQ | 0 | 0 | 0 | 0 | 0 | 0
Retrofit Capacity by Reporting Type: EI_US
ReportingType | 2015 | 2020 | 2025 | 2030 | 2035 | 2040
FGD | 7167.7 | 72665.95 | 72665.95 | 72665.95 | 72665.95 | 72665.95
SNCR | 0 | 0 | 0 | 0 | 0 | 0
SCR | 16732.36 | 9949.83 | 9949.83 | 9949.83 | 9949.83 | 9949.83
ACI90 | 0 | 0 | 0 | 0 | 0 | 0
RPJ90 | 22373.73 | 191738.66 | 191738.82 | 191739 | 191739.19 | 191739.37
PCSEQ | 0 | 0 | 0 | 0 | 0 | 0
Retrofit Capacity by Reporting Type: EI_Canada
ReportingType | 2015 | 2020 | 2025 | 2030 | 2035 | 2040
FGD | 0 | 0 | 0 | 0 | 0 | 0
SNCR | 0 | 0 | 0 | 0 | 0 | 0
SCR | 0 | 0 | 0 | 0 | 0 | 0
ACI90 | 0 | 0 | 0 | 0 | 0 | 0
RPJ90 | 0 | 0 | 0 | 0 | 0 | 0
PCSEQ | 0 | 0 | 0 | 0 | 0 | 0
Retrofit Capacity by Reporting Type: EI
ReportingType | 2015 | 2020 | 2025 | 2030 | 2035 | 2040
FGD | 7167.7 | 72665.95 | 72665.95 | 72665.95 | 72665.95 | 72665.95
SNCR | 0 | 0 | 0 | 0 | 0 | 0
SCR | 16732.36 | 9949.83 | 9949.83 | 9949.83 | 9949.83 | 9949.83
ACI90 | 0 | 0 | 0 | 0 | 0 | 0
RPJ90 | 22373.73 | 191738.66 | 191738.82 | 191739 | 191739.19 | 191739.37
PCSEQ | 0 | 0 | 0 | 0 | 0 | 0
Retrofit Capacity by Reporting Type: Outside_EI
ReportingType | 2015 | 2020 | 2025 | 2030 | 2035 | 2040
FGD | 384 | 8548.2 | 8548.2 | 8548.2 | 8548.2 | 8548.2
SNCR | 0 | 0 | 0 | 0 | 0 | 0
SCR | 6724.6 | 3362.3 | 3362.3 | 3362.3 | 3362.3 | 3362.3
ACI90 | 0 | 0 | 0 | 0 | 0 | 0
RPJ90 | 15810.21 | 46455.94 | 46103.95 | 46103.96 | 46103.98 | 45974.59
PCSEQ | 0 | 0 | 0 | 0 | 0 | 0
#7 | Reserve Margin (MW)
Reserve Margin Data: ALB
| 2015 | 2020 | 2025 | 2030 | 2035 | 2040
a. Peak Demand | 10305.74 | 11655.76 | 13154.51 | 14771.9 | 16643.33 | 18762.41
b. Peak Demand + Reserve Margin | 12160.78 | 13753.79 | 15522.32 | 17430.84 | 19639.13 | 22139.64
c. DR MW | 109.43 | 394.9 | 759.6 | 856.11 | 964.87 | 1087.46
d. Capacity Credit | 12287.04 | 13812.82 | 15522.32 | 17430.84 | 19639.13 | 22139.64
Reserve Margin Data: BC
| 2015 | 2020 | 2025 | 2030 | 2035 | 2040
a. Peak Demand | 12600.26 | 13940.46 | 15390.33 | 16906.21 | 18633.16 | 20548.09
b. Peak Demand + Reserve Margin | 14868.31 | 16449.75 | 18160.59 | 19949.33 | 21987.13 | 24246.75
c. DR MW | 0.01 | 289.48 | 638.31 | 703.74 | 775.87 | 855.4
d. Capacity Credit | 14868.31 | 16449.75 | 18160.59 | 19949.33 | 21987.13 | 24246.75
Reserve Margin Data: ENT
| 2015 | 2020 | 2025 | 2030 | 2035 | 2040
a. Peak Demand | 32270.99 | 36114.39 | 39325.21 | 42219.46 | 45065.97 | 49544.9
b. Peak Demand + Reserve Margin | 36788.93 | 41170.4 | 44830.74 | 48130.19 | 51375.2 | 56481.18
c. DR MW | 313.8 | 1683.13 | 3280.98 | 3540.7 | 3820.98 | 4123.44
d. Capacity Credit | 36788.93 | 41170.4 | 44830.74 | 48130.19 | 51375.2 | 56481.18
Reserve Margin Data: ERCOT
| 2015 | 2020 | 2025 | 2030 | 2035 | 2040
a. Peak Demand | 72498.76 | 82490.99 | 89430 | 97378.59 | 106232.91 | 116353.22
b. Peak Demand + Reserve Margin | 81561.1 | 92802.37 | 100608.75 | 109550.91 | 119512.02 | 130897.38
c. DR MW | 770.89 | 3956.66 | 7724.81 | 8367.66 | 9085.72 | 9863.71
d. Capacity Credit | 81561.08 | 92802.36 | 100608.74 | 109550.91 | 119512.02 | 130897.38
Reserve Margin Data: FRCC
| 2015 | 2020 | 2025 | 2030 | 2035 | 2040
a. Peak Demand | 51991.98 | 58726.03 | 65491.86 | 72795.82 | 82112.92 | 87951.45
b. Peak Demand + Reserve Margin | 60310.7 | 68122.2 | 75970.55 | 84443.16 | 95250.99 | 102023.69
c. DR MW | 2845.48 | 4334.11 | 6353.86 | 7102.41 | 7939.13 | 8874.43
d. Capacity Credit | 60310.7 | 68122.2 | 75970.55 | 84443.15 | 95250.99 | 102023.69
Reserve Margin Data: IESO
| 2015 | 2020 | 2025 | 2030 | 2035 | 2040
a. Peak Demand | 24240.88 | 25293.99 | 27538.01 | 29831.5 | 32423.49 | 35260.55
b. Peak Demand + Reserve Margin | 28361.83 | 29593.97 | 32219.47 | 34902.86 | 37935.48 | 41254.85
c. DR MW | 2038.33 | 2260.47 | 2690.39 | 2925.08 | 3180.25 | 3457.67
d. Capacity Credit | 34015.61 | 34237.74 | 34667.67 | 34902.86 | 37935.48 | 41254.85
Reserve Margin Data: MAPP_CA
| 2015 | 2020 | 2025 | 2030 | 2035 | 2040
a. Peak Demand | 9019.11 | 10228.47 | 11191.33 | 12183.72 | 13308.23 | 14544.72
b. Peak Demand + Reserve Margin | 10101.4 | 11455.89 | 12534.29 | 13645.77 | 14905.22 | 16290.09
c. DR MW | 93.13 | 337.01 | 628.45 | 686.68 | 750.29 | 819.8
d. Capacity Credit | 10101.4 | 11455.89 | 12534.29 | 13645.77 | 14905.22 | 16476.85
Reserve Margin Data: MAPP_US
| 2015 | 2020 | 2025 | 2030 | 2035 | 2040
a. Peak Demand | 5882.9 | 6484.42 | 7064.23 | 7779.65 | 8545.16 | 9312.78
b. Peak Demand + Reserve Margin | 6706.51 | 7392.24 | 8053.22 | 8868.8 | 9741.48 | 10616.57
c. DR MW | 61.39 | 218.08 | 406.68 | 444.36 | 485.52 | 530.5
d. Capacity Credit | 7452.55 | 7724.41 | 8053.22 | 8868.8 | 9741.48 | 10616.57
Reserve Margin Data: NEISO
| 2015 | 2020 | 2025 | 2030 | 2035 | 2040
a. Peak Demand | 29006.63 | 30962.95 | 32782.28 | 34716.19 | 36693.45 | 38783.84
b. Peak Demand + Reserve Margin | 33647.69 | 35917.03 | 38027.44 | 40270.78 | 42564.4 | 44989.25
c. DR MW | 3217.96 | 3967.58 | 4863.03 | 5143.87 | 5437.63 | 5748.18
d. Capacity Credit | 35260.25 | 36356.38 | 38027.44 | 40270.78 | 42564.4 | 44989.25
Reserve Margin Data: NonRTO_Midwest
| 2015 | 2020 | 2025 | 2030 | 2035 | 2040
a. Peak Demand | 12064.69 | 13129.71 | 14183.39 | 15867.47 | 17091.94 | 18497.07
b. Peak Demand + Reserve Margin | 13753.75 | 14967.86 | 16169.07 | 18088.92 | 19484.81 | 21086.66
c. DR MW | 201.86 | 495.85 | 836.68 | 901.12 | 970.52 | 1045.26
d. Capacity Credit | 13753.75 | 14967.86 | 16169.07 | 18088.92 | 19484.81 | 21086.66
Reserve Margin Data: NYISO_J-K
| 2015 | 2020 | 2025 | 2030 | 2035 | 2040
a. Peak Demand | 16300.36 | 18412.04 | 20125.28 | 22209.51 | 24383.06 | 26810.05
b. Peak Demand + Reserve Margin | 14996.33 | 16939.08 | 18515.25 | 20432.75 | 22432.41 | 24665.24
c. DR MW | 1372.63 | 1643.44 | 1975.51 | 2169.26 | 2382.01 | 2615.63
d. Capacity Credit | 18085.73 | 19250.52 | 20554.51 | 22806.96 | 25446.84 | 28779.81
Reserve Margin Data: PJM_E
| 2015 | 2020 | 2025 | 2030 | 2035 | 2040
a. Peak Demand | 31767.81 | 31505.06 | 34213.9 | 37023.96 | 40316.41 | 43891.42
b. Peak Demand + Reserve Margin | 31068.91 | 30811.94 | 33461.19 | 36209.43 | 39429.45 | 42925.81
c. DR MW | 1307.75 | 1879.13 | 2745.66 | 2983.69 | 3242.36 | 3523.45
d. Capacity Credit | 34487.7 | 33956.02 | 35152.55 | 36209.43 | 39429.45 | 42925.81
Reserve Margin Data: RMPA
| 2015 | 2020 | 2025 | 2030 | 2035 | 2040
a. Peak Demand | 13459.2 | 15428.22 | 17524.14 | 19566.29 | 21891.05 | 24493.41
b. Peak Demand + Reserve Margin | 15343.49 | 17588.17 | 19977.52 | 22305.58 | 24955.79 | 27922.49
c. DR MW | 505.79 | 681.25 | 924.75 | 1035.21 | 1158.72 | 1297.01
d. Capacity Credit | 16003.8 | 17588.17 | 20042.26 | 22305.58 | 24955.79 | 27922.49
Reserve Margin Data: SOCO
| 2015 | 2020 | 2025 | 2030 | 2035 | 2040
a. Peak Demand | 55673.04 | 63742.46 | 69597.25 | 76866.19 | 83583.13 | 92067.62
b. Peak Demand + Reserve Margin | 63467.27 | 72666.4 | 79340.86 | 87627.46 | 95284.77 | 104957.08
c. DR MW | 2674.86 | 5221.22 | 8293.98 | 9075.87 | 9931.46 | 10867.71
d. Capacity Credit | 65002.98 | 72666.4 | 79340.86 | 87627.46 | 95284.77 | 104957.08
Reserve Margin Data: TVA
| 2015 | 2020 | 2025 | 2030 | 2035 | 2040
a. Peak Demand | 36509.15 | 42026.06 | 45089.66 | 49684.15 | 52143.28 | 56418.76
b. Peak Demand + Reserve Margin | 41985.52 | 48329.97 | 51853.1 | 57136.77 | 59964.77 | 64881.57
c. DR MW | 1878.29 | 2795.4 | 3859.81 | 4157.07 | 4477.22 | 4822.03
d. Capacity Credit | 41985.52 | 48329.97 | 51853.1 | 57136.77 | 59964.77 | 64881.57
Reserve Margin Data: VACAR
| 2015 | 2020 | 2025 | 2030 | 2035 | 2040
a. Peak Demand | 50634.29 | 57937.51 | 65367.32 | 70379.56 | 79060.21 | 86637.3
b. Peak Demand + Reserve Margin | 57723.09 | 66048.76 | 74518.75 | 80232.69 | 90128.64 | 98766.52
c. DR MW | 2434.26 | 4230.61 | 6496.28 | 7161.73 | 7895.36 | 8704.13
d. Capacity Credit | 57723.09 | 66048.76 | 74518.75 | 80232.69 | 90128.64 | 98766.52
Reserve Margin Data: AZ_NM_SNV
| 2015 | 2020 | 2025 | 2030 | 2035 | 2040
a. Peak Demand | 28116.55 | 32999.85 | 37052.62 | 41263.26 | 46269.96 | 51923.42
b. Peak Demand + Reserve Margin | 32530.85 | 38180.83 | 42869.88 | 47741.59 | 53534.34 | 60075.4
c. DR MW | 348.13 | 1177.58 | 2216.56 | 2488.51 | 2789.15 | 3128.56
d. Capacity Credit | 33003.73 | 38180.83 | 42869.88 | 49760.34 | 59471.22 | 60075.4
Reserve Margin Data: CA
| 2015 | 2020 | 2025 | 2030 | 2035 | 2040
a. Peak Demand | 64955.65 | 72398.76 | 79675.11 | 87748.36 | 97192.03 | 108784.25
b. Peak Demand + Reserve Margin | 75738.28 | 84416.95 | 92901.17 | 102314.59 | 113325.91 | 126842.43
c. DR MW | 4621.54 | 5034.64 | 5739.62 | 6375.75 | 7049.42 | 7786.91
d. Capacity Credit | 75738.28 | 84416.95 | 92901.17 | 102314.59 | 113325.9 | 126842.43
Reserve Margin Data: MISO
| 2015 | 2020 | 2025 | 2030 | 2035 | 2040
a. Peak Demand | 102787.63 | 111602.09 | 122756.66 | 134943.29 | 147330.45 | 160834.75
b. Peak Demand + Reserve Margin | 120672.67 | 131020.85 | 144116.31 | 158423.42 | 172965.95 | 188819.99
c. DR MW | 6269.41 | 8878.31 | 12263.97 | 13385.36 | 14609.47 | 15945.72
d. Capacity Credit | 120672.67 | 131020.85 | 144116.31 | 158423.42 | 172965.95 | 188819.99
Reserve Margin Data: NWPP
| 2015 | 2020 | 2025 | 2030 | 2035 | 2040
a. Peak Demand | 41692.76 | 45906.2 | 50571.94 | 56004.74 | 61767.82 | 68044.47
b. Peak Demand + Reserve Margin | 49197.46 | 54169.32 | 59674.88 | 66085.59 | 72886.02 | 80292.48
c. DR MW | 0.01 | 1042.66 | 2285.99 | 2526.32 | 2785.47 | 3067.66
d. Capacity Credit | 55940.72 | 57046.46 | 63480.68 | 72290.57 | 72934.32 | 80292.48
Reserve Margin Data: NYISO
| 2015 | 2020 | 2025 | 2030 | 2035 | 2040
a. Peak Demand | 31681.99 | 35619.67 | 38785.99 | 42321.78 | 46147.89 | 50357.69
b. Peak Demand + Reserve Margin | 36909.51 | 41496.92 | 45185.67 | 49304.88 | 53762.29 | 58666.7
c. DR MW | 2670.01 | 3172.93 | 3788.94 | 4133.46 | 4509.63 | 4920.4
d. Capacity Credit | 39764.88 | 41496.92 | 45185.67 | 49304.88 | 53762.29 | 58666.7
Reserve Margin Data: NYISO_G-I_J-K
| 2015 | 2020 | 2025 | 2030 | 2035 | 2040
a. Peak Demand | 20496.49 | 23075.19 | 25211.79 | 27773.27 | 30515.91 | 33554.32
b. Peak Demand + Reserve Margin | 19471.67 | 21921.43 | 23951.2 | 26384.61 | 28990.11 | 31876.6
c. DR MW | 1725.98 | 2059.39 | 2474.77 | 2716.66 | 2982.21 | 3273.71
d. Capacity Credit | 23023.34 | 24479.41 | 27868.09 | 32239.08 | 36993.71 | 41112.37
Reserve Margin Data: PJM
| 2015 | 2020 | 2025 | 2030 | 2035 | 2040
a. Peak Demand | 162538.51 | 172068.96 | 185374.3 | 198634.85 | 216279.26 | 234120.31
b. Peak Demand + Reserve Margin | 187406.9 | 198395.51 | 213736.57 | 229025.99 | 249369.98 | 269940.71
c. DR MW | 7168.4 | 11798.81 | 17849.15 | 19360.25 | 20999.33 | 22777.22
d. Capacity Credit | 187406.9 | 198395.51 | 213736.57 | 229025.99 | 249369.98 | 269940.71
Reserve Margin Data: SPP
| 2015 | 2020 | 2025 | 2030 | 2035 | 2040
a. Peak Demand | 59345.23 | 66488.97 | 72603.65 | 79255.92 | 85561.04 | 93543.21
b. Peak Demand + Reserve Margin | 67416.18 | 75531.47 | 82477.75 | 90034.72 | 97197.34 | 106265.09
c. DR MW | 1178.19 | 3752.42 | 6794.96 | 7405.13 | 8070.36 | 8795.64
d. Capacity Credit | 67416.18 | 75531.47 | 82477.75 | 90034.72 | 97197.34 | 106265.09

## Transmission
$/MW
[8 empty] | Transfer |  | $/MWh | $/MWh | Wheel+ | $/MWh
Year | Line | From | To | EI Internal/External | Season | Block | Duration | Limit | MW flow | From price | To price | Friction | Shadow Price
2015 | ENT_2_MISO_MO-IL | ENT | MISO_MO-IL | Internal | Shoulder | B11 | 25 | 2260 | 0 | 55.02 | 48.8 | 8 | 0
2015 | ENT_2_MISO_MO-IL | ENT | MISO_MO-IL | Internal | Shoulder | B12 | 200 | 2260 | 0 | 39.11 | 39.59 | 8 | 0
2015 | ENT_2_MISO_MO-IL | ENT | MISO_MO-IL | Internal | Shoulder | B13 | 600 | 2260 | 0 | 39.11 | 37.43 | 8 | 0
2015 | ENT_2_MISO_MO-IL | ENT | MISO_MO-IL | Internal | Shoulder | B14 | 900 | 2260 | 0 | 38.83 | 36.03 | 8 | 0
2015 | ENT_2_MISO_MO-IL | ENT | MISO_MO-IL | Internal | Shoulder | B15 | 1203 | 2260 | 0 | 38.83 | 33.5 | 8 | 0
2015 | ENT_2_MISO_MO-IL | ENT | MISO_MO-IL | Internal | Summer | B1 | 10 | 2260 | 0 | 59.37 | 59.37 | 8 | 0
2015 | ENT_2_MISO_MO-IL | ENT | MISO_MO-IL | Internal | Summer | B2 | 25 | 2260 | 0 | 58.11 | 57.69 | 8 | 0
2015 | ENT_2_MISO_MO-IL | ENT | MISO_MO-IL | Internal | Summer | B3 | 75 | 2260 | 0 | 58.11 | 57.59 | 8 | 0
2015 | ENT_2_MISO_MO-IL | ENT | MISO_MO-IL | Internal | Summer | B4 | 100 | 2260 | 0 | 57.34 | 53.47 | 8 | 0
2015 | ENT_2_MISO_MO-IL | ENT | MISO_MO-IL | Internal | Summer | B5 | 200 | 2260 | 0 | 53.27 | 46.19 | 8 | 0
2015 | ENT_2_MISO_MO-IL | ENT | MISO_MO-IL | Internal | Summer | B6 | 300 | 2260 | 0 | 48.97 | 40.97 | 8 | 0
2015 | ENT_2_MISO_MO-IL | ENT | MISO_MO-IL | Internal | Summer | B7 | 400 | 2260 | 0 | 43.43 | 36.05 | 8 | 0
2015 | ENT_2_MISO_MO-IL | ENT | MISO_MO-IL | Internal | Summer | B8 | 500 | 2260 | 0 | 37.89 | 34.21 | 8 | 0
2015 | ENT_2_MISO_MO-IL | ENT | MISO_MO-IL | Internal | Summer | B9 | 800 | 2260 | 0 | 37.62 | 33.42 | 8 | 0
2015 | ENT_2_MISO_MO-IL | ENT | MISO_MO-IL | Internal | Summer | B10 | 1262 | 2260 | 0 | 36.4 | 31.18 | 8 | 0
2015 | ENT_2_MISO_MO-IL | ENT | MISO_MO-IL | Internal | Winter | B16 | 25 | 2260 | 0 | 54.91 | 47.11 | 8 | 0
2015 | ENT_2_MISO_MO-IL | ENT | MISO_MO-IL | Internal | Winter | B17 | 100 | 2260 | 0 | 41.55 | 41.7 | 8 | 0
2015 | ENT_2_MISO_MO-IL | ENT | MISO_MO-IL | Internal | Winter | B18 | 400 | 2260 | 0 | 41.48 | 38.24 | 8 | 0
2015 | ENT_2_MISO_MO-IL | ENT | MISO_MO-IL | Internal | Winter | B19 | 700 | 2260 | 0 | 41.25 | 36.38 | 8 | 0
2015 | ENT_2_MISO_MO-IL | ENT | MISO_MO-IL | Internal | Winter | B20 | 935 | 2260 | 0 | 39.91 | 33 | 8 | 0
2015 | ENT_2_SOCO | ENT | SOCO | Internal | Shoulder | B11 | 25 | 2000 | 0 | 55.02 | 62.72 | 8 | 0
2015 | ENT_2_SOCO | ENT | SOCO | Internal | Shoulder | B12 | 200 | 2000 | 0 | 39.11 | 44.51 | 8 | 0
2015 | ENT_2_SOCO | ENT | SOCO | Internal | Shoulder | B13 | 600 | 2000 | 0 | 39.11 | 41.07 | 8 | 0
2015 | ENT_2_SOCO | ENT | SOCO | Internal | Shoulder | B14 | 900 | 2000 | 0 | 38.83 | 39.8 | 8 | 0
2015 | ENT_2_SOCO | ENT | SOCO | Internal | Shoulder | B15 | 1203 | 2000 | 0 | 38.83 | 39.8 | 8 | 0
2015 | ENT_2_SOCO | ENT | SOCO | Internal | Summer | B1 | 10 | 2000 | 0 | 59.37 | 66.11 | 8 | 0
2015 | ENT_2_SOCO | ENT | SOCO | Internal | Summer | B2 | 25 | 2000 | 832.14 | 58.11 | 66.11 | 8 | 0
2015 | ENT_2_SOCO | ENT | SOCO | Internal | Summer | B3 | 75 | 2000 | 1924.81 | 58.11 | 66.11 | 8 | 0
2015 | ENT_2_SOCO | ENT | SOCO | Internal | Summer | B4 | 100 | 2000 | 2000 | 57.34 | 66.11 | 8 | 0.77
2015 | ENT_2_SOCO | ENT | SOCO | Internal | Summer | B5 | 200 | 2000 | 2000 | 53.27 | 61.67 | 8 | 0.4
2015 | ENT_2_SOCO | ENT | SOCO | Internal | Summer | B6 | 300 | 2000 | 0 | 48.97 | 53.88 | 8 | 0
2015 | ENT_2_SOCO | ENT | SOCO | Internal | Summer | B7 | 400 | 2000 | 683.08 | 43.43 | 51.43 | 8 | 0
2015 | ENT_2_SOCO | ENT | SOCO | Internal | Summer | B8 | 500 | 2000 | 340.16 | 37.89 | 45.89 | 8 | 0
2015 | ENT_2_SOCO | ENT | SOCO | Internal | Summer | B9 | 800 | 2000 | 0 | 37.62 | 40 | 8 | 0
2015 | ENT_2_SOCO | ENT | SOCO | Internal | Summer | B10 | 1262 | 2000 | 0 | 36.4 | 38.63 | 8 | 0
2015 | ENT_2_SOCO | ENT | SOCO | Internal | Winter | B16 | 25 | 2000 | 1763.9 | 54.91 | 62.91 | 8 | 0
2015 | ENT_2_SOCO | ENT | SOCO | Internal | Winter | B17 | 100 | 2000 | 0 | 41.55 | 48.33 | 8 | 0
2015 | ENT_2_SOCO | ENT | SOCO | Internal | Winter | B18 | 400 | 2000 | 0 | 41.48 | 42.18 | 8 | 0
2015 | ENT_2_SOCO | ENT | SOCO | Internal | Winter | B19 | 700 | 2000 | 0 | 41.25 | 42.18 | 8 | 0
2015 | ENT_2_SOCO | ENT | SOCO | Internal | Winter | B20 | 935 | 2000 | 0 | 39.91 | 42.18 | 8 | 0
2015 | ENT_2_SPP_N | ENT | SPP_N | Internal | Shoulder | B11 | 25 | 1300 | 0 | 55.02 | 55.82 | 8 | 0
2015 | ENT_2_SPP_N | ENT | SPP_N | Internal | Shoulder | B12 | 200 | 1300 | 0 | 39.11 | 40.37 | 8 | 0
2015 | ENT_2_SPP_N | ENT | SPP_N | Internal | Shoulder | B13 | 600 | 1300 | 0 | 39.11 | 39.1 | 8 | 0
2015 | ENT_2_SPP_N | ENT | SPP_N | Internal | Shoulder | B14 | 900 | 1300 | 0 | 38.83 | 38.45 | 8 | 0
2015 | ENT_2_SPP_N | ENT | SPP_N | Internal | Shoulder | B15 | 1203 | 1300 | 0 | 38.83 | 37.41 | 8 | 0
2015 | ENT_2_SPP_N | ENT | SPP_N | Internal | Summer | B1 | 10 | 1300 | 0 | 59.37 | 60.91 | 8 | 0
2015 | ENT_2_SPP_N | ENT | SPP_N | Internal | Summer | B2 | 25 | 1300 | 0 | 58.11 | 60.91 | 8 | 0
2015 | ENT_2_SPP_N | ENT | SPP_N | Internal | Summer | B3 | 75 | 1300 | 0 | 58.11 | 60.91 | 8 | 0
2015 | ENT_2_SPP_N | ENT | SPP_N | Internal | Summer | B4 | 100 | 1300 | 0 | 57.34 | 59.45 | 8 | 0
2015 | ENT_2_SPP_N | ENT | SPP_N | Internal | Summer | B5 | 200 | 1300 | 0 | 53.27 | 54.19 | 8 | 0
2015 | ENT_2_SPP_N | ENT | SPP_N | Internal | Summer | B6 | 300 | 1300 | 0 | 48.97 | 48.97 | 8 | 0
2015 | ENT_2_SPP_N | ENT | SPP_N | Internal | Summer | B7 | 400 | 1300 | 0 | 43.43 | 43.81 | 8 | 0
2015 | ENT_2_SPP_N | ENT | SPP_N | Internal | Summer | B8 | 500 | 1300 | 0 | 37.89 | 39 | 8 | 0
2015 | ENT_2_SPP_N | ENT | SPP_N | Internal | Summer | B9 | 800 | 1300 | 0 | 37.62 | 36.48 | 8 | 0
2015 | ENT_2_SPP_N | ENT | SPP_N | Internal | Summer | B10 | 1262 | 1300 | 0 | 36.4 | 36.07 | 8 | 0
2015 | ENT_2_SPP_N | ENT | SPP_N | Internal | Winter | B16 | 25 | 1300 | 0 | 54.91 | 54.1 | 8 | 0
2015 | ENT_2_SPP_N | ENT | SPP_N | Internal | Winter | B17 | 100 | 1300 | 0 | 41.55 | 41.7 | 8 | 0
2015 | ENT_2_SPP_N | ENT | SPP_N | Internal | Winter | B18 | 400 | 1300 | 0 | 41.48 | 39.89 | 8 | 0
2015 | ENT_2_SPP_N | ENT | SPP_N | Internal | Winter | B19 | 700 | 1300 | 0 | 41.25 | 39.89 | 8 | 0
2015 | ENT_2_SPP_N | ENT | SPP_N | Internal | Winter | B20 | 935 | 1300 | 0 | 39.91 | 39.8 | 8 | 0
2015 | ENT_2_SPP_S | ENT | SPP_S | Internal | Shoulder | B11 | 25 | 1300 | 0 | 55.02 | 53.77 | 8 | 0
2015 | ENT_2_SPP_S | ENT | SPP_S | Internal | Shoulder | B12 | 200 | 1300 | 0 | 39.11 | 40.38 | 8 | 0
2015 | ENT_2_SPP_S | ENT | SPP_S | Internal | Shoulder | B13 | 600 | 1300 | 0 | 39.11 | 39.11 | 8 | 0
2015 | ENT_2_SPP_S | ENT | SPP_S | Internal | Shoulder | B14 | 900 | 1300 | 0 | 38.83 | 38.46 | 8 | 0
2015 | ENT_2_SPP_S | ENT | SPP_S | Internal | Shoulder | B15 | 1203 | 1300 | 0 | 38.83 | 37.42 | 8 | 0
2015 | ENT_2_SPP_S | ENT | SPP_S | Internal | Summer | B1 | 10 | 1300 | 0 | 59.37 | 54.37 | 8 | 0
2015 | ENT_2_SPP_S | ENT | SPP_S | Internal | Summer | B2 | 25 | 1300 | 0 | 58.11 | 60.51 | 8 | 0
2015 | ENT_2_SPP_S | ENT | SPP_S | Internal | Summer | B3 | 75 | 1300 | 0 | 58.11 | 54.17 | 8 | 0
2015 | ENT_2_SPP_S | ENT | SPP_S | Internal | Summer | B4 | 100 | 1300 | 0 | 57.34 | 52.34 | 8 | 0
2015 | ENT_2_SPP_S | ENT | SPP_S | Internal | Summer | B5 | 200 | 1300 | 0 | 53.27 | 52.34 | 8 | 0
2015 | ENT_2_SPP_S | ENT | SPP_S | Internal | Summer | B6 | 300 | 1300 | 0 | 48.97 | 48.98 | 8 | 0
2015 | ENT_2_SPP_S | ENT | SPP_S | Internal | Summer | B7 | 400 | 1300 | 0 | 43.43 | 43.82 | 8 | 0
2015 | ENT_2_SPP_S | ENT | SPP_S | Internal | Summer | B8 | 500 | 1300 | 0 | 37.89 | 39.01 | 8 | 0
2015 | ENT_2_SPP_S | ENT | SPP_S | Internal | Summer | B9 | 800 | 1300 | 0 | 37.62 | 36.49 | 8 | 0
2015 | ENT_2_SPP_S | ENT | SPP_S | Internal | Summer | B10 | 1262 | 1300 | 0 | 36.4 | 36.08 | 8 | 0
2015 | ENT_2_SPP_S | ENT | SPP_S | Internal | Winter | B16 | 25 | 1300 | 0 | 54.91 | 54.11 | 8 | 0
2015 | ENT_2_SPP_S | ENT | SPP_S | Internal | Winter | B17 | 100 | 1300 | 0 | 41.55 | 41.71 | 8 | 0
2015 | ENT_2_SPP_S | ENT | SPP_S | Internal | Winter | B18 | 400 | 1300 | 0 | 41.48 | 39.9 | 8 | 0
2015 | ENT_2_SPP_S | ENT | SPP_S | Internal | Winter | B19 | 700 | 1300 | 0 | 41.25 | 39.9 | 8 | 0
2015 | ENT_2_SPP_S | ENT | SPP_S | Internal | Winter | B20 | 935 | 1300 | 0 | 39.91 | 39.81 | 8 | 0
2015 | ENT_2_TVA_Transmission | ENT | TVA_Transmission | Internal | Shoulder | B11 | 25 | 2100 | 0 | 55.02 | 54.93 | 8 | 0
2015 | ENT_2_TVA_Transmission | ENT | TVA_Transmission | Internal | Shoulder | B12 | 200 | 2100 | 0 | 39.11 | 43.67 | 8 | 0
2015 | ENT_2_TVA_Transmission | ENT | TVA_Transmission | Internal | Shoulder | B13 | 600 | 2100 | 0 | 39.11 | 41.7 | 8 | 0
2015 | ENT_2_TVA_Transmission | ENT | TVA_Transmission | Internal | Shoulder | B14 | 900 | 2100 | 0 | 38.83 | 40.62 | 8 | 0
2015 | ENT_2_TVA_Transmission | ENT | TVA_Transmission | Internal | Shoulder | B15 | 1203 | 2100 | 0 | 38.83 | 39.88 | 8 | 0
2015 | ENT_2_TVA_Transmission | ENT | TVA_Transmission | Internal | Summer | B1 | 10 | 2100 | 664.04 | 59.37 | 67.37 | 8 | 0
2015 | ENT_2_TVA_Transmission | ENT | TVA_Transmission | Internal | Summer | B2 | 25 | 2100 | 0 | 58.11 | 65.69 | 8 | 0
2015 | ENT_2_TVA_Transmission | ENT | TVA_Transmission | Internal | Summer | B3 | 75 | 2100 | 0 | 58.11 | 63.97 | 8 | 0
2015 | ENT_2_TVA_Transmission | ENT | TVA_Transmission | Internal | Summer | B4 | 100 | 2100 | 0 | 57.34 | 59.33 | 8 | 0
2015 | ENT_2_TVA_Transmission | ENT | TVA_Transmission | Internal | Summer | B5 | 200 | 2100 | 0 | 53.27 | 53.46 | 8 | 0
2015 | ENT_2_TVA_Transmission | ENT | TVA_Transmission | Internal | Summer | B6 | 300 | 2100 | 0 | 48.97 | 44.88 | 8 | 0
2015 | ENT_2_TVA_Transmission | ENT | TVA_Transmission | Internal | Summer | B7 | 400 | 2100 | 0 | 43.43 | 42.79 | 8 | 0
2015 | ENT_2_TVA_Transmission | ENT | TVA_Transmission | Internal | Summer | B8 | 500 | 2100 | 0 | 37.89 | 39.59 | 8 | 0
2015 | ENT_2_TVA_Transmission | ENT | TVA_Transmission | Internal | Summer | B9 | 800 | 2100 | 0 | 37.62 | 39.08 | 8 | 0
2015 | ENT_2_TVA_Transmission | ENT | TVA_Transmission | Internal | Summer | B10 | 1262 | 2100 | 0 | 36.4 | 36.84 | 8 | 0
2015 | ENT_2_TVA_Transmission | ENT | TVA_Transmission | Internal | Winter | B16 | 25 | 2100 | 0 | 54.91 | 54.77 | 8 | 0
2015 | ENT_2_TVA_Transmission | ENT | TVA_Transmission | Internal | Winter | B17 | 100 | 2100 | 0 | 41.55 | 46.13 | 8 | 0
2015 | ENT_2_TVA_Transmission | ENT | TVA_Transmission | Internal | Winter | B18 | 400 | 2100 | 0 | 41.48 | 42.31 | 8 | 0
2015 | ENT_2_TVA_Transmission | ENT | TVA_Transmission | Internal | Winter | B19 | 700 | 2100 | 0 | 41.25 | 40.7 | 8 | 0
2015 | ENT_2_TVA_Transmission | ENT | TVA_Transmission | Internal | Winter | B20 | 935 | 2100 | 0 | 39.91 | 39.77 | 8 | 0
2015 | FRCC_2_SOCO | FRCC | SOCO | Internal | Shoulder | B11 | 25 | 900 | 0 | 72.72 | 62.72 | 8 | 0
2015 | FRCC_2_SOCO | FRCC | SOCO | Internal | Shoulder | B12 | 200 | 900 | 0 | 54.51 | 44.51 | 8 | 0
2015 | FRCC_2_SOCO | FRCC | SOCO | Internal | Shoulder | B13 | 600 | 900 | 0 | 51.07 | 41.07 | 8 | 0
2015 | FRCC_2_SOCO | FRCC | SOCO | Internal | Shoulder | B14 | 900 | 900 | 0 | 46.95 | 39.8 | 8 | 0
2015 | FRCC_2_SOCO | FRCC | SOCO | Internal | Shoulder | B15 | 1203 | 900 | 0 | 44.21 | 39.8 | 8 | 0
2015 | FRCC_2_SOCO | FRCC | SOCO | Internal | Summer | B1 | 10 | 900 | 0 | 72.7 | 66.11 | 8 | 0
2015 | FRCC_2_SOCO | FRCC | SOCO | Internal | Summer | B2 | 25 | 900 | 0 | 72.7 | 66.11 | 8 | 0
2015 | FRCC_2_SOCO | FRCC | SOCO | Internal | Summer | B3 | 75 | 900 | 0 | 72.7 | 66.11 | 8 | 0
2015 | FRCC_2_SOCO | FRCC | SOCO | Internal | Summer | B4 | 100 | 900 | 0 | 72.7 | 66.11 | 8 | 0
2015 | FRCC_2_SOCO | FRCC | SOCO | Internal | Summer | B5 | 200 | 900 | 0 | 71.67 | 61.67 | 8 | 0
2015 | FRCC_2_SOCO | FRCC | SOCO | Internal | Summer | B6 | 300 | 900 | 0 | 63.88 | 53.88 | 8 | 0
2015 | FRCC_2_SOCO | FRCC | SOCO | Internal | Summer | B7 | 400 | 900 | 0 | 61.43 | 51.43 | 8 | 0
2015 | FRCC_2_SOCO | FRCC | SOCO | Internal | Summer | B8 | 500 | 900 | 0 | 55.89 | 45.89 | 8 | 0
2015 | FRCC_2_SOCO | FRCC | SOCO | Internal | Summer | B9 | 800 | 900 | 0 | 50 | 40 | 8 | 0
2015 | FRCC_2_SOCO | FRCC | SOCO | Internal | Summer | B10 | 1262 | 900 | 0 | 43.54 | 38.63 | 8 | 0
2015 | FRCC_2_SOCO | FRCC | SOCO | Internal | Winter | B16 | 25 | 900 | 0 | 72.91 | 62.91 | 8 | 0
2015 | FRCC_2_SOCO | FRCC | SOCO | Internal | Winter | B17 | 100 | 900 | 0 | 58.33 | 48.33 | 8 | 0
2015 | FRCC_2_SOCO | FRCC | SOCO | Internal | Winter | B18 | 400 | 900 | 0 | 52.18 | 42.18 | 8 | 0
2015 | FRCC_2_SOCO | FRCC | SOCO | Internal | Winter | B19 | 700 | 900 | 0 | 49.35 | 42.18 | 8 | 0
2015 | FRCC_2_SOCO | FRCC | SOCO | Internal | Winter | B20 | 935 | 900 | 0 | 46.23 | 42.18 | 8 | 0
2015 | HQ_NEISO_2_NEISO | HQ_NEISO | NEISO | Internal | Shoulder | B11 | 25 | 99999 | 2920 | 36.68 | 36.69 | 0.01 | 0
2015 | HQ_NEISO_2_NEISO | HQ_NEISO | NEISO | Internal | Shoulder | B12 | 200 | 99999 | 2920 | 36.68 | 36.69 | 0.01 | 0
2015 | HQ_NEISO_2_NEISO | HQ_NEISO | NEISO | Internal | Shoulder | B13 | 600 | 99999 | 2920 | 36.68 | 36.69 | 0.01 | 0
2015 | HQ_NEISO_2_NEISO | HQ_NEISO | NEISO | Internal | Shoulder | B14 | 900 | 99999 | 2920 | 36.68 | 36.69 | 0.01 | 0
2015 | HQ_NEISO_2_NEISO | HQ_NEISO | NEISO | Internal | Shoulder | B15 | 1203 | 99999 | 1143.24 | 36.68 | 36.69 | 0.01 | 0
2015 | HQ_NEISO_2_NEISO | HQ_NEISO | NEISO | Internal | Summer | B1 | 10 | 99999 | 2920 | 53.53 | 53.55 | 0.01 | 0
2015 | HQ_NEISO_2_NEISO | HQ_NEISO | NEISO | Internal | Summer | B2 | 25 | 99999 | 2920 | 49.44 | 49.45 | 0.01 | 0
2015 | HQ_NEISO_2_NEISO | HQ_NEISO | NEISO | Internal | Summer | B3 | 75 | 99999 | 2920 | 46.19 | 46.2 | 0.01 | 0
2015 | HQ_NEISO_2_NEISO | HQ_NEISO | NEISO | Internal | Summer | B4 | 100 | 99999 | 2920 | 37.31 | 37.33 | 0.01 | 0
2015 | HQ_NEISO_2_NEISO | HQ_NEISO | NEISO | Internal | Summer | B5 | 200 | 99999 | 2920 | 33.99 | 34 | 0.01 | 0
2015 | HQ_NEISO_2_NEISO | HQ_NEISO | NEISO | Internal | Summer | B6 | 300 | 99999 | 2920 | 33.99 | 34 | 0.01 | 0
2015 | HQ_NEISO_2_NEISO | HQ_NEISO | NEISO | Internal | Summer | B7 | 400 | 99999 | 2920 | 33.99 | 34 | 0.01 | 0
2015 | HQ_NEISO_2_NEISO | HQ_NEISO | NEISO | Internal | Summer | B8 | 500 | 99999 | 2920 | 33.99 | 34 | 0.01 | 0
2015 | HQ_NEISO_2_NEISO | HQ_NEISO | NEISO | Internal | Summer | B9 | 800 | 99999 | 2920 | 33.99 | 34 | 0.01 | 0
2015 | HQ_NEISO_2_NEISO | HQ_NEISO | NEISO | Internal | Summer | B10 | 1262 | 99999 | 795.94 | 33.99 | 34 | 0.01 | 0
2015 | HQ_NEISO_2_NEISO | HQ_NEISO | NEISO | Internal | Winter | B16 | 25 | 99999 | 2920 | 45.08 | 45.09 | 0.01 | 0
2015 | HQ_NEISO_2_NEISO | HQ_NEISO | NEISO | Internal | Winter | B17 | 100 | 99999 | 2920 | 45.08 | 45.09 | 0.01 | 0
2015 | HQ_NEISO_2_NEISO | HQ_NEISO | NEISO | Internal | Winter | B18 | 400 | 99999 | 2920 | 45.08 | 45.09 | 0.01 | 0
2015 | HQ_NEISO_2_NEISO | HQ_NEISO | NEISO | Internal | Winter | B19 | 700 | 99999 | 2920 | 45.08 | 45.09 | 0.01 | 0
2015 | HQ_NEISO_2_NEISO | HQ_NEISO | NEISO | Internal | Winter | B20 | 935 | 99999 | 1233.58 | 45.08 | 45.09 | 0.01 | 0
2015 | HQ_NY_2_NYISO_A-F | HQ_NY | NYISO_A-F | Internal | Shoulder | B11 | 25 | 99999 | 1000 | 39.92 | 39.93 | 0.01 | 0
2015 | HQ_NY_2_NYISO_A-F | HQ_NY | NYISO_A-F | Internal | Shoulder | B12 | 200 | 99999 | 1000 | 39.68 | 39.69 | 0.01 | 0
2015 | HQ_NY_2_NYISO_A-F | HQ_NY | NYISO_A-F | Internal | Shoulder | B13 | 600 | 99999 | 1000 | 39.67 | 39.68 | 0.01 | 0
2015 | HQ_NY_2_NYISO_A-F | HQ_NY | NYISO_A-F | Internal | Shoulder | B14 | 900 | 99999 | 1000 | 37.9 | 37.91 | 0.01 | 0
2015 | HQ_NY_2_NYISO_A-F | HQ_NY | NYISO_A-F | Internal | Shoulder | B15 | 1203 | 99999 | 188.69 | 37.9 | 37.91 | 0.01 | 0
2015 | HQ_NY_2_NYISO_A-F | HQ_NY | NYISO_A-F | Internal | Summer | B1 | 10 | 99999 | 1000 | 51.69 | 51.71 | 0.01 | 0
2015 | HQ_NY_2_NYISO_A-F | HQ_NY | NYISO_A-F | Internal | Summer | B2 | 25 | 99999 | 1000 | 51.69 | 51.71 | 0.01 | 0
2015 | HQ_NY_2_NYISO_A-F | HQ_NY | NYISO_A-F | Internal | Summer | B3 | 75 | 99999 | 1000 | 49.18 | 49.19 | 0.01 | 0
2015 | HQ_NY_2_NYISO_A-F | HQ_NY | NYISO_A-F | Internal | Summer | B4 | 100 | 99999 | 1000 | 45.33 | 45.34 | 0.01 | 0
2015 | HQ_NY_2_NYISO_A-F | HQ_NY | NYISO_A-F | Internal | Summer | B5 | 200 | 99999 | 1000 | 42.32 | 42.33 | 0.01 | 0
2015 | HQ_NY_2_NYISO_A-F | HQ_NY | NYISO_A-F | Internal | Summer | B6 | 300 | 99999 | 1000 | 40.96 | 40.97 | 0.01 | 0
2015 | HQ_NY_2_NYISO_A-F | HQ_NY | NYISO_A-F | Internal | Summer | B7 | 400 | 99999 | 1000 | 38.59 | 38.6 | 0.01 | 0
2015 | HQ_NY_2_NYISO_A-F | HQ_NY | NYISO_A-F | Internal | Summer | B8 | 500 | 99999 | 1000 | 37.04 | 37.05 | 0.01 | 0
2015 | HQ_NY_2_NYISO_A-F | HQ_NY | NYISO_A-F | Internal | Summer | B9 | 800 | 99999 | 1000 | 36.99 | 37 | 0.01 | 0
2015 | HQ_NY_2_NYISO_A-F | HQ_NY | NYISO_A-F | Internal | Summer | B10 | 1262 | 99999 | 30.11 | 36.99 | 37 | 0.01 | 0
2015 | HQ_NY_2_NYISO_A-F | HQ_NY | NYISO_A-F | Internal | Winter | B16 | 25 | 99999 | 1000 | 45.51 | 45.52 | 0.01 | 0
2015 | HQ_NY_2_NYISO_A-F | HQ_NY | NYISO_A-F | Internal | Winter | B17 | 100 | 99999 | 1000 | 42.34 | 42.35 | 0.01 | 0
2015 | HQ_NY_2_NYISO_A-F | HQ_NY | NYISO_A-F | Internal | Winter | B18 | 400 | 99999 | 1000 | 42.34 | 42.35 | 0.01 | 0
2015 | HQ_NY_2_NYISO_A-F | HQ_NY | NYISO_A-F | Internal | Winter | B19 | 700 | 99999 | 1000 | 42.34 | 42.35 | 0.01 | 0
2015 | HQ_NY_2_NYISO_A-F | HQ_NY | NYISO_A-F | Internal | Winter | B20 | 935 | 99999 | 229.95 | 42.34 | 42.35 | 0.01 | 0
2015 | HQ_IESO_2_IESO | HQ_IESO | IESO | Internal | Shoulder | B11 | 25 | 99999 | 400 | 29.03 | 29.04 | 0.01 | 0
2015 | HQ_IESO_2_IESO | HQ_IESO | IESO | Internal | Shoulder | B12 | 200 | 99999 | 400 | 29.16 | 29.17 | 0.01 | 0
2015 | HQ_IESO_2_IESO | HQ_IESO | IESO | Internal | Shoulder | B13 | 600 | 99999 | 400 | 29.03 | 29.04 | 0.01 | 0
2015 | HQ_IESO_2_IESO | HQ_IESO | IESO | Internal | Shoulder | B14 | 900 | 99999 | 400 | 29.03 | 29.04 | 0.01 | 0
2015 | HQ_IESO_2_IESO | HQ_IESO | IESO | Internal | Shoulder | B15 | 1203 | 99999 | 75.48 | 29.03 | 29.04 | 0.01 | 0
2015 | HQ_IESO_2_IESO | HQ_IESO | IESO | Internal | Summer | B1 | 10 | 99999 | 400 | 41.02 | 41.04 | 0.01 | 0
2015 | HQ_IESO_2_IESO | HQ_IESO | IESO | Internal | Summer | B2 | 25 | 99999 | 400 | 38.67 | 38.68 | 0.01 | 0
2015 | HQ_IESO_2_IESO | HQ_IESO | IESO | Internal | Summer | B3 | 75 | 99999 | 400 | 38.06 | 38.07 | 0.01 | 0
2015 | HQ_IESO_2_IESO | HQ_IESO | IESO | Internal | Summer | B4 | 100 | 99999 | 400 | 38.06 | 38.07 | 0.01 | 0
2015 | HQ_IESO_2_IESO | HQ_IESO | IESO | Internal | Summer | B5 | 200 | 99999 | 400 | 35.32 | 35.33 | 0.01 | 0
2015 | HQ_IESO_2_IESO | HQ_IESO | IESO | Internal | Summer | B6 | 300 | 99999 | 400 | 33.96 | 33.97 | 0.01 | 0
2015 | HQ_IESO_2_IESO | HQ_IESO | IESO | Internal | Summer | B7 | 400 | 99999 | 400 | 29.03 | 29.05 | 0.01 | 0
2015 | HQ_IESO_2_IESO | HQ_IESO | IESO | Internal | Summer | B8 | 500 | 99999 | 400 | 27.22 | 27.23 | 0.01 | 0
2015 | HQ_IESO_2_IESO | HQ_IESO | IESO | Internal | Summer | B9 | 800 | 99999 | 400 | 27.22 | 27.23 | 0.01 | 0
2015 | HQ_IESO_2_IESO | HQ_IESO | IESO | Internal | Summer | B10 | 1262 | 99999 | 12.04 | 27.22 | 27.23 | 0.01 | 0
2015 | HQ_IESO_2_IESO | HQ_IESO | IESO | Internal | Winter | B16 | 25 | 99999 | 400 | 38.51 | 38.52 | 0.01 | 0
2015 | HQ_IESO_2_IESO | HQ_IESO | IESO | Internal | Winter | B17 | 100 | 99999 | 400 | 34.68 | 34.7 | 0.01 | 0
2015 | HQ_IESO_2_IESO | HQ_IESO | IESO | Internal | Winter | B18 | 400 | 99999 | 400 | 31.24 | 31.25 | 0.01 | 0
2015 | HQ_IESO_2_IESO | HQ_IESO | IESO | Internal | Winter | B19 | 700 | 99999 | 400 | 31.24 | 31.25 | 0.01 | 0
2015 | HQ_IESO_2_IESO | HQ_IESO | IESO | Internal | Winter | B20 | 935 | 99999 | 91.98 | 31.24 | 31.25 | 0.01 | 0
2015 | IESO_2_MAPP_CA | IESO | MAPP_CA | Internal | Shoulder | B11 | 25 | 262 | 262 | 29.04 | 48.8 | 7 | 12.76
2015 | IESO_2_MAPP_CA | IESO | MAPP_CA | Internal | Shoulder | B12 | 200 | 262 | 262 | 29.17 | 39.57 | 7 | 3.4
2015 | IESO_2_MAPP_CA | IESO | MAPP_CA | Internal | Shoulder | B13 | 600 | 262 | 262 | 29.04 | 37.43 | 7 | 1.38
2015 | IESO_2_MAPP_CA | IESO | MAPP_CA | Internal | Shoulder | B14 | 900 | 262 | 262 | 29.04 | 37.28 | 7 | 1.24
2015 | IESO_2_MAPP_CA | IESO | MAPP_CA | Internal | Shoulder | B15 | 1203 | 262 | 262 | 29.04 | 37.28 | 7 | 1.24
2015 | IESO_2_MAPP_CA | IESO | MAPP_CA | Internal | Summer | B1 | 10 | 262 | 262 | 41.04 | 48.8 | 7 | 0.77
2015 | IESO_2_MAPP_CA | IESO | MAPP_CA | Internal | Summer | B2 | 25 | 262 | 262 | 38.68 | 48.8 | 7 | 3.12
2015 | IESO_2_MAPP_CA | IESO | MAPP_CA | Internal | Summer | B3 | 75 | 262 | 262 | 38.07 | 48.8 | 7 | 3.73
2015 | IESO_2_MAPP_CA | IESO | MAPP_CA | Internal | Summer | B4 | 100 | 262 | 262 | 38.07 | 48.8 | 7 | 3.73
2015 | IESO_2_MAPP_CA | IESO | MAPP_CA | Internal | Summer | B5 | 200 | 262 | 262 | 35.33 | 47.17 | 7 | 4.84
2015 | IESO_2_MAPP_CA | IESO | MAPP_CA | Internal | Summer | B6 | 300 | 262 | 262 | 33.97 | 41.96 | 7 | 0.99
2015 | IESO_2_MAPP_CA | IESO | MAPP_CA | Internal | Summer | B7 | 400 | 262 | 262 | 29.05 | 36.8 | 7 | 0.75
2015 | IESO_2_MAPP_CA | IESO | MAPP_CA | Internal | Summer | B8 | 500 | 262 | 86.84 | 27.23 | 34.23 | 7 | 0
2015 | IESO_2_MAPP_CA | IESO | MAPP_CA | Internal | Summer | B9 | 800 | 262 | 84.13 | 27.23 | 34.23 | 7 | 0
2015 | IESO_2_MAPP_CA | IESO | MAPP_CA | Internal | Summer | B10 | 1262 | 262 | 67.9 | 27.23 | 34.23 | 7 | 0
2015 | IESO_2_MAPP_CA | IESO | MAPP_CA | Internal | Winter | B16 | 25 | 262 | 262 | 38.52 | 47.09 | 7 | 1.57
2015 | IESO_2_MAPP_CA | IESO | MAPP_CA | Internal | Winter | B17 | 100 | 262 | 21.7 | 34.7 | 41.7 | 7 | 0
2015 | IESO_2_MAPP_CA | IESO | MAPP_CA | Internal | Winter | B18 | 400 | 262 | 262 | 31.25 | 39.88 | 7 | 1.63
2015 | IESO_2_MAPP_CA | IESO | MAPP_CA | Internal | Winter | B19 | 700 | 262 | 262 | 31.25 | 39.88 | 7 | 1.63
2015 | IESO_2_MAPP_CA | IESO | MAPP_CA | Internal | Winter | B20 | 935 | 262 | 262 | 31.25 | 39.88 | 7 | 1.63
2015 | IESO_2_MISO_MI | IESO | MISO_MI | Internal | Shoulder | B11 | 25 | 1840 | 1840 | 29.04 | 47.1 | 7 | 11.06
2015 | IESO_2_MISO_MI | IESO | MISO_MI | Internal | Shoulder | B12 | 200 | 1840 | 1840 | 29.17 | 39.6 | 7 | 3.42
2015 | IESO_2_MISO_MI | IESO | MISO_MI | Internal | Shoulder | B13 | 600 | 1840 | 1840 | 29.04 | 37.44 | 7 | 1.4
2015 | IESO_2_MISO_MI | IESO | MISO_MI | Internal | Shoulder | B14 | 900 | 1840 | 1116.26 | 29.04 | 36.04 | 7 | 0
2015 | IESO_2_MISO_MI | IESO | MISO_MI | Internal | Shoulder | B15 | 1203 | 1840 | 0 | 29.04 | 34.11 | 7 | 0
2015 | IESO_2_MISO_MI | IESO | MISO_MI | Internal | Summer | B1 | 10 | 1840 | 1840 | 41.04 | 59.09 | 7 | 11.06
2015 | IESO_2_MISO_MI | IESO | MISO_MI | Internal | Summer | B2 | 25 | 1840 | 1840 | 38.68 | 57.69 | 7 | 12.01
2015 | IESO_2_MISO_MI | IESO | MISO_MI | Internal | Summer | B3 | 75 | 1840 | 1840 | 38.07 | 53.68 | 7 | 8.6
2015 | IESO_2_MISO_MI | IESO | MISO_MI | Internal | Summer | B4 | 100 | 1840 | 1840 | 38.07 | 47.32 | 7 | 2.24
2015 | IESO_2_MISO_MI | IESO | MISO_MI | Internal | Summer | B5 | 200 | 1840 | 1840 | 35.33 | 45.88 | 7 | 3.55
2015 | IESO_2_MISO_MI | IESO | MISO_MI | Internal | Summer | B6 | 300 | 1840 | 509.82 | 33.97 | 40.97 | 7 | 0
2015 | IESO_2_MISO_MI | IESO | MISO_MI | Internal | Summer | B7 | 400 | 1840 | 594.42 | 29.05 | 36.05 | 7 | 0
2015 | IESO_2_MISO_MI | IESO | MISO_MI | Internal | Summer | B8 | 500 | 1840 | 1289.34 | 27.23 | 34.23 | 7 | 0
2015 | IESO_2_MISO_MI | IESO | MISO_MI | Internal | Summer | B9 | 800 | 1840 | 0 | 27.23 | 33.44 | 7 | 0
2015 | IESO_2_MISO_MI | IESO | MISO_MI | Internal | Summer | B10 | 1262 | 1840 | 0 | 27.23 | 32.63 | 7 | 0
2015 | IESO_2_MISO_MI | IESO | MISO_MI | Internal | Winter | B16 | 25 | 1840 | 1840 | 38.52 | 47.11 | 7 | 1.59
2015 | IESO_2_MISO_MI | IESO | MISO_MI | Internal | Winter | B17 | 100 | 1840 | 1193.31 | 34.7 | 41.7 | 7 | 0
2015 | IESO_2_MISO_MI | IESO | MISO_MI | Internal | Winter | B18 | 400 | 1840 | 0 | 31.25 | 38.24 | 7 | 0
2015 | IESO_2_MISO_MI | IESO | MISO_MI | Internal | Winter | B19 | 700 | 1840 | 0 | 31.25 | 36.38 | 7 | 0
2015 | IESO_2_MISO_MI | IESO | MISO_MI | Internal | Winter | B20 | 935 | 1840 | 0 | 31.25 | 33.55 | 7 | 0
2015 | IESO_2_MISO_W | IESO | MISO_W | Internal | Shoulder | B11 | 25 | 140 | 140 | 29.04 | 48.82 | 7 | 12.77
2015 | IESO_2_MISO_W | IESO | MISO_W | Internal | Shoulder | B12 | 200 | 140 | 140 | 29.17 | 39.59 | 7 | 3.41
2015 | IESO_2_MISO_W | IESO | MISO_W | Internal | Shoulder | B13 | 600 | 140 | 140 | 29.04 | 37.44 | 7 | 1.4
2015 | IESO_2_MISO_W | IESO | MISO_W | Internal | Shoulder | B14 | 900 | 140 | 67.33 | 29.04 | 36.04 | 7 | 0
2015 | IESO_2_MISO_W | IESO | MISO_W | Internal | Shoulder | B15 | 1203 | 140 | 0 | 29.04 | 34.13 | 7 | 0
2015 | IESO_2_MISO_W | IESO | MISO_W | Internal | Summer | B1 | 10 | 140 | 140 | 41.04 | 59.36 | 7 | 11.32
2015 | IESO_2_MISO_W | IESO | MISO_W | Internal | Summer | B2 | 25 | 140 | 140 | 38.68 | 58.51 | 7 | 12.83
2015 | IESO_2_MISO_W | IESO | MISO_W | Internal | Summer | B3 | 75 | 140 | 140 | 38.07 | 57.7 | 7 | 12.63
2015 | IESO_2_MISO_W | IESO | MISO_W | Internal | Summer | B4 | 100 | 140 | 140 | 38.07 | 53.48 | 7 | 8.4
2015 | IESO_2_MISO_W | IESO | MISO_W | Internal | Summer | B5 | 200 | 140 | 140 | 35.33 | 47.19 | 7 | 4.85
2015 | IESO_2_MISO_W | IESO | MISO_W | Internal | Summer | B6 | 300 | 140 | 140 | 33.97 | 41.97 | 7 | 1
2015 | IESO_2_MISO_W | IESO | MISO_W | Internal | Summer | B7 | 400 | 140 | 140 | 29.05 | 36.81 | 7 | 0.76
2015 | IESO_2_MISO_W | IESO | MISO_W | Internal | Summer | B8 | 500 | 140 | 0 | 27.23 | 34.22 | 7 | 0
2015 | IESO_2_MISO_W | IESO | MISO_W | Internal | Summer | B9 | 800 | 140 | 0 | 27.23 | 33.43 | 7 | 0
2015 | IESO_2_MISO_W | IESO | MISO_W | Internal | Summer | B10 | 1262 | 140 | 0 | 27.23 | 31.74 | 7 | 0
2015 | IESO_2_MISO_W | IESO | MISO_W | Internal | Winter | B16 | 25 | 140 | 140 | 38.52 | 47.1 | 7 | 1.58
2015 | IESO_2_MISO_W | IESO | MISO_W | Internal | Winter | B17 | 100 | 140 | 0 | 34.7 | 41.68 | 7 | 0
2015 | IESO_2_MISO_W | IESO | MISO_W | Internal | Winter | B18 | 400 | 140 | 61.57 | 31.25 | 38.25 | 7 | 0
2015 | IESO_2_MISO_W | IESO | MISO_W | Internal | Winter | B19 | 700 | 140 | 0 | 31.25 | 37.21 | 7 | 0
2015 | IESO_2_MISO_W | IESO | MISO_W | Internal | Winter | B20 | 935 | 140 | 0 | 31.25 | 32.99 | 7 | 0
2015 | IESO_2_NYISO_A-F | IESO | NYISO_A-F | Internal | Shoulder | B11 | 25 | 1725 | 1725 | 29.04 | 39.93 | 7 | 3.88
2015 | IESO_2_NYISO_A-F | IESO | NYISO_A-F | Internal | Shoulder | B12 | 200 | 1725 | 1725 | 29.17 | 39.69 | 7 | 3.52
2015 | IESO_2_NYISO_A-F | IESO | NYISO_A-F | Internal | Shoulder | B13 | 600 | 1725 | 1725 | 29.04 | 39.68 | 7 | 3.64
2015 | IESO_2_NYISO_A-F | IESO | NYISO_A-F | Internal | Shoulder | B14 | 900 | 1725 | 1725 | 29.04 | 37.91 | 7 | 1.87
2015 | IESO_2_NYISO_A-F | IESO | NYISO_A-F | Internal | Shoulder | B15 | 1203 | 1725 | 1725 | 29.04 | 37.91 | 7 | 1.87
2015 | IESO_2_NYISO_A-F | IESO | NYISO_A-F | Internal | Summer | B1 | 10 | 1725 | 1725 | 41.04 | 51.71 | 7 | 3.67
2015 | IESO_2_NYISO_A-F | IESO | NYISO_A-F | Internal | Summer | B2 | 25 | 1725 | 1725 | 38.68 | 51.71 | 7 | 6.02
2015 | IESO_2_NYISO_A-F | IESO | NYISO_A-F | Internal | Summer | B3 | 75 | 1725 | 1725 | 38.07 | 49.19 | 7 | 4.12
2015 | IESO_2_NYISO_A-F | IESO | NYISO_A-F | Internal | Summer | B4 | 100 | 1725 | 1725 | 38.07 | 45.34 | 7 | 0.27
2015 | IESO_2_NYISO_A-F | IESO | NYISO_A-F | Internal | Summer | B5 | 200 | 1725 | 342.67 | 35.33 | 42.33 | 7 | 0
2015 | IESO_2_NYISO_A-F | IESO | NYISO_A-F | Internal | Summer | B6 | 300 | 1725 | 1069.65 | 33.97 | 40.97 | 7 | 0
2015 | IESO_2_NYISO_A-F | IESO | NYISO_A-F | Internal | Summer | B7 | 400 | 1725 | 1725 | 29.05 | 38.6 | 7 | 2.55
2015 | IESO_2_NYISO_A-F | IESO | NYISO_A-F | Internal | Summer | B8 | 500 | 1725 | 1725 | 27.23 | 37.05 | 7 | 2.82
2015 | IESO_2_NYISO_A-F | IESO | NYISO_A-F | Internal | Summer | B9 | 800 | 1725 | 1725 | 27.23 | 37 | 7 | 2.77
2015 | IESO_2_NYISO_A-F | IESO | NYISO_A-F | Internal | Summer | B10 | 1262 | 1725 | 1725 | 27.23 | 37 | 7 | 2.77
2015 | IESO_2_NYISO_A-F | IESO | NYISO_A-F | Internal | Winter | B16 | 25 | 1725 | 602.27 | 38.52 | 45.52 | 7 | 0
2015 | IESO_2_NYISO_A-F | IESO | NYISO_A-F | Internal | Winter | B17 | 100 | 1725 | 1725 | 34.7 | 42.35 | 7 | 0.65
2015 | IESO_2_NYISO_A-F | IESO | NYISO_A-F | Internal | Winter | B18 | 400 | 1725 | 1725 | 31.25 | 42.35 | 7 | 4.1
2015 | IESO_2_NYISO_A-F | IESO | NYISO_A-F | Internal | Winter | B19 | 700 | 1725 | 1725 | 31.25 | 42.35 | 7 | 4.1
2015 | IESO_2_NYISO_A-F | IESO | NYISO_A-F | Internal | Winter | B20 | 935 | 1725 | 1725 | 31.25 | 42.35 | 7 | 4.1
2015 | MAPP_CA_2_IESO | MAPP_CA | IESO | Internal | Shoulder | B11 | 25 | 330 | 0 | 48.8 | 29.04 | 8 | 0
2015 | MAPP_CA_2_IESO | MAPP_CA | IESO | Internal | Shoulder | B12 | 200 | 330 | 0 | 39.57 | 29.17 | 8 | 0
2015 | MAPP_CA_2_IESO | MAPP_CA | IESO | Internal | Shoulder | B13 | 600 | 330 | 0 | 37.43 | 29.04 | 8 | 0
2015 | MAPP_CA_2_IESO | MAPP_CA | IESO | Internal | Shoulder | B14 | 900 | 330 | 0 | 37.28 | 29.04 | 8 | 0
2015 | MAPP_CA_2_IESO | MAPP_CA | IESO | Internal | Shoulder | B15 | 1203 | 330 | 0 | 37.28 | 29.04 | 8 | 0
2015 | MAPP_CA_2_IESO | MAPP_CA | IESO | Internal | Summer | B1 | 10 | 330 | 0 | 48.8 | 41.04 | 8 | 0
2015 | MAPP_CA_2_IESO | MAPP_CA | IESO | Internal | Summer | B2 | 25 | 330 | 0 | 48.8 | 38.68 | 8 | 0
2015 | MAPP_CA_2_IESO | MAPP_CA | IESO | Internal | Summer | B3 | 75 | 330 | 0 | 48.8 | 38.07 | 8 | 0
2015 | MAPP_CA_2_IESO | MAPP_CA | IESO | Internal | Summer | B4 | 100 | 330 | 0 | 48.8 | 38.07 | 8 | 0
2015 | MAPP_CA_2_IESO | MAPP_CA | IESO | Internal | Summer | B5 | 200 | 330 | 0 | 47.17 | 35.33 | 8 | 0
2015 | MAPP_CA_2_IESO | MAPP_CA | IESO | Internal | Summer | B6 | 300 | 330 | 0 | 41.96 | 33.97 | 8 | 0
2015 | MAPP_CA_2_IESO | MAPP_CA | IESO | Internal | Summer | B7 | 400 | 330 | 0 | 36.8 | 29.05 | 8 | 0
2015 | MAPP_CA_2_IESO | MAPP_CA | IESO | Internal | Summer | B8 | 500 | 330 | 0 | 34.23 | 27.23 | 8 | 0
2015 | MAPP_CA_2_IESO | MAPP_CA | IESO | Internal | Summer | B9 | 800 | 330 | 0 | 34.23 | 27.23 | 8 | 0
2015 | MAPP_CA_2_IESO | MAPP_CA | IESO | Internal | Summer | B10 | 1262 | 330 | 0 | 34.23 | 27.23 | 8 | 0
2015 | MAPP_CA_2_IESO | MAPP_CA | IESO | Internal | Winter | B16 | 25 | 330 | 0 | 47.09 | 38.52 | 8 | 0
2015 | MAPP_CA_2_IESO | MAPP_CA | IESO | Internal | Winter | B17 | 100 | 330 | 0 | 41.7 | 34.7 | 8 | 0
2015 | MAPP_CA_2_IESO | MAPP_CA | IESO | Internal | Winter | B18 | 400 | 330 | 0 | 39.88 | 31.25 | 8 | 0
2015 | MAPP_CA_2_IESO | MAPP_CA | IESO | Internal | Winter | B19 | 700 | 330 | 0 | 39.88 | 31.25 | 8 | 0
2015 | MAPP_CA_2_IESO | MAPP_CA | IESO | Internal | Winter | B20 | 935 | 330 | 0 | 39.88 | 31.25 | 8 | 0
2015 | MAPP_CA_2_MAPP_US | MAPP_CA | MAPP_US | Internal | Shoulder | B11 | 25 | 372 | 0 | 48.8 | 41.82 | 7 | 0
2015 | MAPP_CA_2_MAPP_US | MAPP_CA | MAPP_US | Internal | Shoulder | B12 | 200 | 372 | 0 | 39.57 | 32.59 | 7 | 0
2015 | MAPP_CA_2_MAPP_US | MAPP_CA | MAPP_US | Internal | Shoulder | B13 | 600 | 372 | 0 | 37.43 | 31.44 | 7 | 0
2015 | MAPP_CA_2_MAPP_US | MAPP_CA | MAPP_US | Internal | Shoulder | B14 | 900 | 372 | 0 | 37.28 | 31.44 | 7 | 0
2015 | MAPP_CA_2_MAPP_US | MAPP_CA | MAPP_US | Internal | Shoulder | B15 | 1203 | 372 | 0 | 37.28 | 30.4 | 7 | 0
2015 | MAPP_CA_2_MAPP_US | MAPP_CA | MAPP_US | Internal | Summer | B1 | 10 | 372 | 0 | 48.8 | 52.43 | 7 | 0
2015 | MAPP_CA_2_MAPP_US | MAPP_CA | MAPP_US | Internal | Summer | B2 | 25 | 372 | 0 | 48.8 | 52.43 | 7 | 0
2015 | MAPP_CA_2_MAPP_US | MAPP_CA | MAPP_US | Internal | Summer | B3 | 75 | 372 | 0 | 48.8 | 52.43 | 7 | 0
2015 | MAPP_CA_2_MAPP_US | MAPP_CA | MAPP_US | Internal | Summer | B4 | 100 | 372 | 0 | 48.8 | 52.43 | 7 | 0
2015 | MAPP_CA_2_MAPP_US | MAPP_CA | MAPP_US | Internal | Summer | B5 | 200 | 372 | 0 | 47.17 | 47.17 | 7 | 0
2015 | MAPP_CA_2_MAPP_US | MAPP_CA | MAPP_US | Internal | Summer | B6 | 300 | 372 | 0 | 41.96 | 34.97 | 7 | 0
2015 | MAPP_CA_2_MAPP_US | MAPP_CA | MAPP_US | Internal | Summer | B7 | 400 | 372 | 0 | 36.8 | 30.29 | 7 | 0
2015 | MAPP_CA_2_MAPP_US | MAPP_CA | MAPP_US | Internal | Summer | B8 | 500 | 372 | 0 | 34.23 | 28.51 | 7 | 0
2015 | MAPP_CA_2_MAPP_US | MAPP_CA | MAPP_US | Internal | Summer | B9 | 800 | 372 | 0 | 34.23 | 28.51 | 7 | 0
2015 | MAPP_CA_2_MAPP_US | MAPP_CA | MAPP_US | Internal | Summer | B10 | 1262 | 372 | 0 | 34.23 | 27.23 | 7 | 0
2015 | MAPP_CA_2_MAPP_US | MAPP_CA | MAPP_US | Internal | Winter | B16 | 25 | 372 | 0 | 47.09 | 40.1 | 7 | 0
2015 | MAPP_CA_2_MAPP_US | MAPP_CA | MAPP_US | Internal | Winter | B17 | 100 | 372 | 0 | 41.7 | 34.68 | 7 | 0
2015 | MAPP_CA_2_MAPP_US | MAPP_CA | MAPP_US | Internal | Winter | B18 | 400 | 372 | 0 | 39.88 | 32.88 | 7 | 0
2015 | MAPP_CA_2_MAPP_US | MAPP_CA | MAPP_US | Internal | Winter | B19 | 700 | 372 | 0 | 39.88 | 32.88 | 7 | 0
2015 | MAPP_CA_2_MAPP_US | MAPP_CA | MAPP_US | Internal | Winter | B20 | 935 | 372 | 0 | 39.88 | 28.56 | 7 | 0
2015 | MAPP_CA_2_MISO_W | MAPP_CA | MISO_W | Internal | Shoulder | B11 | 25 | 1970 | 1667.43 | 48.8 | 48.82 | 0.01 | 0
2015 | MAPP_CA_2_MISO_W | MAPP_CA | MISO_W | Internal | Shoulder | B12 | 200 | 1970 | 1166.74 | 39.57 | 39.59 | 0.01 | 0
2015 | MAPP_CA_2_MISO_W | MAPP_CA | MISO_W | Internal | Shoulder | B13 | 600 | 1970 | 856.7 | 37.43 | 37.44 | 0.01 | 0
2015 | MAPP_CA_2_MISO_W | MAPP_CA | MISO_W | Internal | Shoulder | B14 | 900 | 1970 | 0 | 37.28 | 36.04 | 0.01 | 0
2015 | MAPP_CA_2_MISO_W | MAPP_CA | MISO_W | Internal | Shoulder | B15 | 1203 | 1970 | 0 | 37.28 | 34.13 | 0.01 | 0
2015 | MAPP_CA_2_MISO_W | MAPP_CA | MISO_W | Internal | Summer | B1 | 10 | 1970 | 1970 | 48.8 | 59.36 | 0.01 | 10.54
2015 | MAPP_CA_2_MISO_W | MAPP_CA | MISO_W | Internal | Summer | B2 | 25 | 1970 | 1970 | 48.8 | 58.51 | 0.01 | 9.7
2015 | MAPP_CA_2_MISO_W | MAPP_CA | MISO_W | Internal | Summer | B3 | 75 | 1970 | 1970 | 48.8 | 57.7 | 0.01 | 8.89
2015 | MAPP_CA_2_MISO_W | MAPP_CA | MISO_W | Internal | Summer | B4 | 100 | 1970 | 1970 | 48.8 | 53.48 | 0.01 | 4.66
2015 | MAPP_CA_2_MISO_W | MAPP_CA | MISO_W | Internal | Summer | B5 | 200 | 1970 | 1240.79 | 47.17 | 47.19 | 0.01 | 0
2015 | MAPP_CA_2_MISO_W | MAPP_CA | MISO_W | Internal | Summer | B6 | 300 | 1970 | 1369.62 | 41.96 | 41.97 | 0.01 | 0
2015 | MAPP_CA_2_MISO_W | MAPP_CA | MISO_W | Internal | Summer | B7 | 400 | 1970 | 1100.63 | 36.8 | 36.81 | 0.01 | 0
2015 | MAPP_CA_2_MISO_W | MAPP_CA | MISO_W | Internal | Summer | B8 | 500 | 1970 | 0 | 34.23 | 34.22 | 0.01 | 0
2015 | MAPP_CA_2_MISO_W | MAPP_CA | MISO_W | Internal | Summer | B9 | 800 | 1970 | 0 | 34.23 | 33.43 | 0.01 | 0
2015 | MAPP_CA_2_MISO_W | MAPP_CA | MISO_W | Internal | Summer | B10 | 1262 | 1970 | 0 | 34.23 | 31.74 | 0.01 | 0
2015 | MAPP_CA_2_MISO_W | MAPP_CA | MISO_W | Internal | Winter | B16 | 25 | 1970 | 456.87 | 47.09 | 47.1 | 0.01 | 0
2015 | MAPP_CA_2_MISO_W | MAPP_CA | MISO_W | Internal | Winter | B17 | 100 | 1970 | 0 | 41.7 | 41.68 | 0.01 | 0
2015 | MAPP_CA_2_MISO_W | MAPP_CA | MISO_W | Internal | Winter | B18 | 400 | 1970 | 0 | 39.88 | 38.25 | 0.01 | 0
2015 | MAPP_CA_2_MISO_W | MAPP_CA | MISO_W | Internal | Winter | B19 | 700 | 1970 | 0 | 39.88 | 37.21 | 0.01 | 0
2015 | MAPP_CA_2_MISO_W | MAPP_CA | MISO_W | Internal | Winter | B20 | 935 | 1970 | 0 | 39.88 | 32.99 | 0.01 | 0
2015 | MAPP_US_2_MAPP_CA | MAPP_US | MAPP_CA | Internal | Shoulder | B11 | 25 | 165 | 0 | 41.82 | 48.8 | 7 | 0
2015 | MAPP_US_2_MAPP_CA | MAPP_US | MAPP_CA | Internal | Shoulder | B12 | 200 | 165 | 0 | 32.59 | 39.57 | 7 | 0
2015 | MAPP_US_2_MAPP_CA | MAPP_US | MAPP_CA | Internal | Shoulder | B13 | 600 | 165 | 0 | 31.44 | 37.43 | 7 | 0
2015 | MAPP_US_2_MAPP_CA | MAPP_US | MAPP_CA | Internal | Shoulder | B14 | 900 | 165 | 0 | 31.44 | 37.28 | 7 | 0
2015 | MAPP_US_2_MAPP_CA | MAPP_US | MAPP_CA | Internal | Shoulder | B15 | 1203 | 165 | 0 | 30.4 | 37.28 | 7 | 0
2015 | MAPP_US_2_MAPP_CA | MAPP_US | MAPP_CA | Internal | Summer | B1 | 10 | 165 | 0 | 52.43 | 48.8 | 7 | 0
2015 | MAPP_US_2_MAPP_CA | MAPP_US | MAPP_CA | Internal | Summer | B2 | 25 | 165 | 0 | 52.43 | 48.8 | 7 | 0
2015 | MAPP_US_2_MAPP_CA | MAPP_US | MAPP_CA | Internal | Summer | B3 | 75 | 165 | 0 | 52.43 | 48.8 | 7 | 0
2015 | MAPP_US_2_MAPP_CA | MAPP_US | MAPP_CA | Internal | Summer | B4 | 100 | 165 | 0 | 52.43 | 48.8 | 7 | 0
2015 | MAPP_US_2_MAPP_CA | MAPP_US | MAPP_CA | Internal | Summer | B5 | 200 | 165 | 0 | 47.17 | 47.17 | 7 | 0
2015 | MAPP_US_2_MAPP_CA | MAPP_US | MAPP_CA | Internal | Summer | B6 | 300 | 165 | 0 | 34.97 | 41.96 | 7 | 0
2015 | MAPP_US_2_MAPP_CA | MAPP_US | MAPP_CA | Internal | Summer | B7 | 400 | 165 | 0 | 30.29 | 36.8 | 7 | 0
2015 | MAPP_US_2_MAPP_CA | MAPP_US | MAPP_CA | Internal | Summer | B8 | 500 | 165 | 0 | 28.51 | 34.23 | 7 | 0
2015 | MAPP_US_2_MAPP_CA | MAPP_US | MAPP_CA | Internal | Summer | B9 | 800 | 165 | 0 | 28.51 | 34.23 | 7 | 0
2015 | MAPP_US_2_MAPP_CA | MAPP_US | MAPP_CA | Internal | Summer | B10 | 1262 | 165 | 164.99 | 27.23 | 34.23 | 7 | 0
2015 | MAPP_US_2_MAPP_CA | MAPP_US | MAPP_CA | Internal | Winter | B16 | 25 | 165 | 0 | 40.1 | 47.09 | 7 | 0
2015 | MAPP_US_2_MAPP_CA | MAPP_US | MAPP_CA | Internal | Winter | B17 | 100 | 165 | 165 | 34.68 | 41.7 | 7 | 0.01
2015 | MAPP_US_2_MAPP_CA | MAPP_US | MAPP_CA | Internal | Winter | B18 | 400 | 165 | 68.73 | 32.88 | 39.88 | 7 | 0
2015 | MAPP_US_2_MAPP_CA | MAPP_US | MAPP_CA | Internal | Winter | B19 | 700 | 165 | 61.69 | 32.88 | 39.88 | 7 | 0
2015 | MAPP_US_2_MAPP_CA | MAPP_US | MAPP_CA | Internal | Winter | B20 | 935 | 165 | 165 | 28.56 | 39.88 | 7 | 4.32
2015 | MAPP_US_2_MISO_W | MAPP_US | MISO_W | Internal | Shoulder | B11 | 25 | 2635 | 984.46 | 41.82 | 48.82 | 7 | 0
2015 | MAPP_US_2_MISO_W | MAPP_US | MISO_W | Internal | Shoulder | B12 | 200 | 2635 | 769.98 | 32.59 | 39.59 | 7 | 0
2015 | MAPP_US_2_MISO_W | MAPP_US | MISO_W | Internal | Shoulder | B13 | 600 | 2635 | 0 | 31.44 | 37.44 | 7 | 0
2015 | MAPP_US_2_MISO_W | MAPP_US | MISO_W | Internal | Shoulder | B14 | 900 | 2635 | 0 | 31.44 | 36.04 | 7 | 0
2015 | MAPP_US_2_MISO_W | MAPP_US | MISO_W | Internal | Shoulder | B15 | 1203 | 2635 | 0 | 30.4 | 34.13 | 7 | 0
2015 | MAPP_US_2_MISO_W | MAPP_US | MISO_W | Internal | Summer | B1 | 10 | 2635 | 0 | 52.43 | 59.36 | 7 | 0
2015 | MAPP_US_2_MISO_W | MAPP_US | MISO_W | Internal | Summer | B2 | 25 | 2635 | 0 | 52.43 | 58.51 | 7 | 0
2015 | MAPP_US_2_MISO_W | MAPP_US | MISO_W | Internal | Summer | B3 | 75 | 2635 | 0 | 52.43 | 57.7 | 7 | 0
2015 | MAPP_US_2_MISO_W | MAPP_US | MISO_W | Internal | Summer | B4 | 100 | 2635 | 0 | 52.43 | 53.48 | 7 | 0
2015 | MAPP_US_2_MISO_W | MAPP_US | MISO_W | Internal | Summer | B5 | 200 | 2635 | 0 | 47.17 | 47.19 | 7 | 0
2015 | MAPP_US_2_MISO_W | MAPP_US | MISO_W | Internal | Summer | B6 | 300 | 2635 | 161.92 | 34.97 | 41.97 | 7 | 0
2015 | MAPP_US_2_MISO_W | MAPP_US | MISO_W | Internal | Summer | B7 | 400 | 2635 | 0 | 30.29 | 36.81 | 7 | 0
2015 | MAPP_US_2_MISO_W | MAPP_US | MISO_W | Internal | Summer | B8 | 500 | 2635 | 0 | 28.51 | 34.22 | 7 | 0
2015 | MAPP_US_2_MISO_W | MAPP_US | MISO_W | Internal | Summer | B9 | 800 | 2635 | 0 | 28.51 | 33.43 | 7 | 0
2015 | MAPP_US_2_MISO_W | MAPP_US | MISO_W | Internal | Summer | B10 | 1262 | 2635 | 0 | 27.23 | 31.74 | 7 | 0
2015 | MAPP_US_2_MISO_W | MAPP_US | MISO_W | Internal | Winter | B16 | 25 | 2635 | 923.17 | 40.1 | 47.1 | 7 | 0
2015 | MAPP_US_2_MISO_W | MAPP_US | MISO_W | Internal | Winter | B17 | 100 | 2635 | 1024.36 | 34.68 | 41.68 | 7 | 0
2015 | MAPP_US_2_MISO_W | MAPP_US | MISO_W | Internal | Winter | B18 | 400 | 2635 | 0 | 32.88 | 38.25 | 7 | 0
2015 | MAPP_US_2_MISO_W | MAPP_US | MISO_W | Internal | Winter | B19 | 700 | 2635 | 0 | 32.88 | 37.21 | 7 | 0
2015 | MAPP_US_2_MISO_W | MAPP_US | MISO_W | Internal | Winter | B20 | 935 | 2635 | 0 | 28.56 | 32.99 | 7 | 0
2015 | MAPP_US_2_NE | MAPP_US | NE | Internal | Shoulder | B11 | 25 | 2000 | 953.7 | 41.82 | 48.82 | 7 | 0
2015 | MAPP_US_2_NE | MAPP_US | NE | Internal | Shoulder | B12 | 200 | 2000 | 750.62 | 32.59 | 39.59 | 7 | 0
2015 | MAPP_US_2_NE | MAPP_US | NE | Internal | Shoulder | B13 | 600 | 2000 | 923.3 | 31.44 | 38.44 | 7 | 0
2015 | MAPP_US_2_NE | MAPP_US | NE | Internal | Shoulder | B14 | 900 | 2000 | 182.11 | 31.44 | 38.44 | 7 | 0
2015 | MAPP_US_2_NE | MAPP_US | NE | Internal | Shoulder | B15 | 1203 | 2000 | 90.65 | 30.4 | 37.4 | 7 | 0
2015 | MAPP_US_2_NE | MAPP_US | NE | Internal | Summer | B1 | 10 | 2000 | 1271.99 | 52.43 | 59.43 | 7 | 0
2015 | MAPP_US_2_NE | MAPP_US | NE | Internal | Summer | B2 | 25 | 2000 | 1292.06 | 52.43 | 59.43 | 7 | 0
2015 | MAPP_US_2_NE | MAPP_US | NE | Internal | Summer | B3 | 75 | 2000 | 1259.96 | 52.43 | 59.43 | 7 | 0
2015 | MAPP_US_2_NE | MAPP_US | NE | Internal | Summer | B4 | 100 | 2000 | 1522.21 | 52.43 | 59.43 | 7 | 0
2015 | MAPP_US_2_NE | MAPP_US | NE | Internal | Summer | B5 | 200 | 2000 | 1308.08 | 47.17 | 54.17 | 7 | 0
2015 | MAPP_US_2_NE | MAPP_US | NE | Internal | Summer | B6 | 300 | 2000 | 1393.54 | 34.97 | 41.97 | 7 | 0
2015 | MAPP_US_2_NE | MAPP_US | NE | Internal | Summer | B7 | 400 | 2000 | 1159.21 | 30.29 | 37.29 | 7 | 0
2015 | MAPP_US_2_NE | MAPP_US | NE | Internal | Summer | B8 | 500 | 2000 | 1178.89 | 28.51 | 35.51 | 7 | 0
2015 | MAPP_US_2_NE | MAPP_US | NE | Internal | Summer | B9 | 800 | 2000 | 780.4 | 28.51 | 35.51 | 7 | 0
2015 | MAPP_US_2_NE | MAPP_US | NE | Internal | Summer | B10 | 1262 | 2000 | 218.64 | 27.23 | 34.23 | 7 | 0
2015 | MAPP_US_2_NE | MAPP_US | NE | Internal | Winter | B16 | 25 | 2000 | 709.99 | 40.1 | 47.1 | 7 | 0
2015 | MAPP_US_2_NE | MAPP_US | NE | Internal | Winter | B17 | 100 | 2000 | 17.9 | 34.68 | 41.68 | 7 | 0
2015 | MAPP_US_2_NE | MAPP_US | NE | Internal | Winter | B18 | 400 | 2000 | 613.29 | 32.88 | 39.88 | 7 | 0
2015 | MAPP_US_2_NE | MAPP_US | NE | Internal | Winter | B19 | 700 | 2000 | 432.18 | 32.88 | 39.88 | 7 | 0
2015 | MAPP_US_2_NE | MAPP_US | NE | Internal | Winter | B20 | 935 | 2000 | 96.43 | 28.56 | 35.56 | 7 | 0
2015 | MARITIMES_2_NEISO | MARITIMES | NEISO | Internal | Shoulder | B11 | 25 | 99999 | 1400 | 36.68 | 36.69 | 0.01 | 0
2015 | MARITIMES_2_NEISO | MARITIMES | NEISO | Internal | Shoulder | B12 | 200 | 99999 | 1400 | 36.68 | 36.69 | 0.01 | 0
2015 | MARITIMES_2_NEISO | MARITIMES | NEISO | Internal | Shoulder | B13 | 600 | 99999 | 1400 | 36.68 | 36.69 | 0.01 | 0
2015 | MARITIMES_2_NEISO | MARITIMES | NEISO | Internal | Shoulder | B14 | 900 | 99999 | 1400 | 36.68 | 36.69 | 0.01 | 0
2015 | MARITIMES_2_NEISO | MARITIMES | NEISO | Internal | Shoulder | B15 | 1203 | 99999 | 426.43 | 36.68 | 36.69 | 0.01 | 0
2015 | MARITIMES_2_NEISO | MARITIMES | NEISO | Internal | Summer | B1 | 10 | 99999 | 1400 | 53.53 | 53.55 | 0.01 | 0
2015 | MARITIMES_2_NEISO | MARITIMES | NEISO | Internal | Summer | B2 | 25 | 99999 | 1400 | 49.44 | 49.45 | 0.01 | 0
2015 | MARITIMES_2_NEISO | MARITIMES | NEISO | Internal | Summer | B3 | 75 | 99999 | 1400 | 46.19 | 46.2 | 0.01 | 0
2015 | MARITIMES_2_NEISO | MARITIMES | NEISO | Internal | Summer | B4 | 100 | 99999 | 1400 | 37.31 | 37.33 | 0.01 | 0
2015 | MARITIMES_2_NEISO | MARITIMES | NEISO | Internal | Summer | B5 | 200 | 99999 | 1400 | 33.99 | 34 | 0.01 | 0
2015 | MARITIMES_2_NEISO | MARITIMES | NEISO | Internal | Summer | B6 | 300 | 99999 | 1400 | 33.99 | 34 | 0.01 | 0
2015 | MARITIMES_2_NEISO | MARITIMES | NEISO | Internal | Summer | B7 | 400 | 99999 | 1400 | 33.99 | 34 | 0.01 | 0
2015 | MARITIMES_2_NEISO | MARITIMES | NEISO | Internal | Summer | B8 | 500 | 99999 | 1400 | 33.99 | 34 | 0.01 | 0
2015 | MARITIMES_2_NEISO | MARITIMES | NEISO | Internal | Summer | B9 | 800 | 99999 | 1400 | 33.99 | 34 | 0.01 | 0
2015 | MARITIMES_2_NEISO | MARITIMES | NEISO | Internal | Summer | B10 | 1262 | 99999 | 236.13 | 33.99 | 34 | 0.01 | 0
2015 | MARITIMES_2_NEISO | MARITIMES | NEISO | Internal | Winter | B16 | 25 | 99999 | 1400 | 45.08 | 45.09 | 0.01 | 0
2015 | MARITIMES_2_NEISO | MARITIMES | NEISO | Internal | Winter | B17 | 100 | 99999 | 1400 | 45.08 | 45.09 | 0.01 | 0
2015 | MARITIMES_2_NEISO | MARITIMES | NEISO | Internal | Winter | B18 | 400 | 99999 | 1400 | 45.08 | 45.09 | 0.01 | 0
2015 | MARITIMES_2_NEISO | MARITIMES | NEISO | Internal | Winter | B19 | 700 | 99999 | 1400 | 45.08 | 45.09 | 0.01 | 0
2015 | MARITIMES_2_NEISO | MARITIMES | NEISO | Internal | Winter | B20 | 935 | 99999 | 475.94 | 45.08 | 45.09 | 0.01 | 0
2015 | MISO_IN_2_MISO_MI | MISO_IN | MISO_MI | Internal | Shoulder | B11 | 25 | 5000 | 0 | 48.82 | 47.1 | 0.01 | 0
2015 | MISO_IN_2_MISO_MI | MISO_IN | MISO_MI | Internal | Shoulder | B12 | 200 | 5000 | 0 | 39.6 | 39.6 | 0.01 | 0
2015 | MISO_IN_2_MISO_MI | MISO_IN | MISO_MI | Internal | Shoulder | B13 | 600 | 5000 | 0 | 37.44 | 37.44 | 0.01 | 0
2015 | MISO_IN_2_MISO_MI | MISO_IN | MISO_MI | Internal | Shoulder | B14 | 900 | 5000 | 0 | 36.04 | 36.04 | 0.01 | 0
2015 | MISO_IN_2_MISO_MI | MISO_IN | MISO_MI | Internal | Shoulder | B15 | 1203 | 5000 | 1670.47 | 34.1 | 34.11 | 0.01 | 0
2015 | MISO_IN_2_MISO_MI | MISO_IN | MISO_MI | Internal | Summer | B1 | 10 | 5000 | 0 | 59.38 | 59.09 | 0.01 | 0
2015 | MISO_IN_2_MISO_MI | MISO_IN | MISO_MI | Internal | Summer | B2 | 25 | 5000 | 0 | 57.71 | 57.69 | 0.01 | 0
2015 | MISO_IN_2_MISO_MI | MISO_IN | MISO_MI | Internal | Summer | B3 | 75 | 5000 | 0 | 57.61 | 53.68 | 0.01 | 0
2015 | MISO_IN_2_MISO_MI | MISO_IN | MISO_MI | Internal | Summer | B4 | 100 | 5000 | 0 | 53.48 | 47.32 | 0.01 | 0
2015 | MISO_IN_2_MISO_MI | MISO_IN | MISO_MI | Internal | Summer | B5 | 200 | 5000 | 0 | 46.19 | 45.88 | 0.01 | 0
2015 | MISO_IN_2_MISO_MI | MISO_IN | MISO_MI | Internal | Summer | B6 | 300 | 5000 | 0 | 40.98 | 40.97 | 0.01 | 0
2015 | MISO_IN_2_MISO_MI | MISO_IN | MISO_MI | Internal | Summer | B7 | 400 | 5000 | 0 | 36.06 | 36.05 | 0.01 | 0
2015 | MISO_IN_2_MISO_MI | MISO_IN | MISO_MI | Internal | Summer | B8 | 500 | 5000 | 54.82 | 34.22 | 34.23 | 0.01 | 0
2015 | MISO_IN_2_MISO_MI | MISO_IN | MISO_MI | Internal | Summer | B9 | 800 | 5000 | 781.24 | 33.43 | 33.44 | 0.01 | 0
2015 | MISO_IN_2_MISO_MI | MISO_IN | MISO_MI | Internal | Summer | B10 | 1262 | 5000 | 2136.08 | 32.62 | 32.63 | 0.01 | 0
2015 | MISO_IN_2_MISO_MI | MISO_IN | MISO_MI | Internal | Winter | B16 | 25 | 5000 | 0 | 47.83 | 47.11 | 0.01 | 0
2015 | MISO_IN_2_MISO_MI | MISO_IN | MISO_MI | Internal | Winter | B17 | 100 | 5000 | 0 | 41.71 | 41.7 | 0.01 | 0
2015 | MISO_IN_2_MISO_MI | MISO_IN | MISO_MI | Internal | Winter | B18 | 400 | 5000 | 0 | 38.25 | 38.24 | 0.01 | 0
2015 | MISO_IN_2_MISO_MI | MISO_IN | MISO_MI | Internal | Winter | B19 | 700 | 5000 | 0 | 36.39 | 36.38 | 0.01 | 0
2015 | MISO_IN_2_MISO_MI | MISO_IN | MISO_MI | Internal | Winter | B20 | 935 | 5000 | 74.1 | 33.54 | 33.55 | 0.01 | 0
2015 | MISO_IN_2_MISO_MO-IL | MISO_IN | MISO_MO-IL | Internal | Shoulder | B11 | 25 | 5000 | 0 | 48.82 | 48.8 | 0.01 | 0
2015 | MISO_IN_2_MISO_MO-IL | MISO_IN | MISO_MO-IL | Internal | Shoulder | B12 | 200 | 5000 | 0 | 39.6 | 39.59 | 0.01 | 0
2015 | MISO_IN_2_MISO_MO-IL | MISO_IN | MISO_MO-IL | Internal | Shoulder | B13 | 600 | 5000 | 0 | 37.44 | 37.43 | 0.01 | 0
2015 | MISO_IN_2_MISO_MO-IL | MISO_IN | MISO_MO-IL | Internal | Shoulder | B14 | 900 | 5000 | 0 | 36.04 | 36.03 | 0.01 | 0
2015 | MISO_IN_2_MISO_MO-IL | MISO_IN | MISO_MO-IL | Internal | Shoulder | B15 | 1203 | 5000 | 0 | 34.1 | 33.5 | 0.01 | 0
2015 | MISO_IN_2_MISO_MO-IL | MISO_IN | MISO_MO-IL | Internal | Summer | B1 | 10 | 5000 | 0 | 59.38 | 59.37 | 0.01 | 0
2015 | MISO_IN_2_MISO_MO-IL | MISO_IN | MISO_MO-IL | Internal | Summer | B2 | 25 | 5000 | 0 | 57.71 | 57.69 | 0.01 | 0
2015 | MISO_IN_2_MISO_MO-IL | MISO_IN | MISO_MO-IL | Internal | Summer | B3 | 75 | 5000 | 0 | 57.61 | 57.59 | 0.01 | 0
2015 | MISO_IN_2_MISO_MO-IL | MISO_IN | MISO_MO-IL | Internal | Summer | B4 | 100 | 5000 | 0 | 53.48 | 53.47 | 0.01 | 0
2015 | MISO_IN_2_MISO_MO-IL | MISO_IN | MISO_MO-IL | Internal | Summer | B5 | 200 | 5000 | 0 | 46.19 | 46.19 | 0.01 | 0
2015 | MISO_IN_2_MISO_MO-IL | MISO_IN | MISO_MO-IL | Internal | Summer | B6 | 300 | 5000 | 0 | 40.98 | 40.97 | 0.01 | 0
2015 | MISO_IN_2_MISO_MO-IL | MISO_IN | MISO_MO-IL | Internal | Summer | B7 | 400 | 5000 | 0 | 36.06 | 36.05 | 0.01 | 0
2015 | MISO_IN_2_MISO_MO-IL | MISO_IN | MISO_MO-IL | Internal | Summer | B8 | 500 | 5000 | 0 | 34.22 | 34.21 | 0.01 | 0
2015 | MISO_IN_2_MISO_MO-IL | MISO_IN | MISO_MO-IL | Internal | Summer | B9 | 800 | 5000 | 0 | 33.43 | 33.42 | 0.01 | 0
2015 | MISO_IN_2_MISO_MO-IL | MISO_IN | MISO_MO-IL | Internal | Summer | B10 | 1262 | 5000 | 0 | 32.62 | 31.18 | 0.01 | 0
2015 | MISO_IN_2_MISO_MO-IL | MISO_IN | MISO_MO-IL | Internal | Winter | B16 | 25 | 5000 | 0 | 47.83 | 47.11 | 0.01 | 0
2015 | MISO_IN_2_MISO_MO-IL | MISO_IN | MISO_MO-IL | Internal | Winter | B17 | 100 | 5000 | 0 | 41.71 | 41.7 | 0.01 | 0
2015 | MISO_IN_2_MISO_MO-IL | MISO_IN | MISO_MO-IL | Internal | Winter | B18 | 400 | 5000 | 0 | 38.25 | 38.24 | 0.01 | 0
2015 | MISO_IN_2_MISO_MO-IL | MISO_IN | MISO_MO-IL | Internal | Winter | B19 | 700 | 5000 | 0 | 36.39 | 36.38 | 0.01 | 0
2015 | MISO_IN_2_MISO_MO-IL | MISO_IN | MISO_MO-IL | Internal | Winter | B20 | 935 | 5000 | 0 | 33.54 | 33 | 0.01 | 0
2015 | MISO_IN_2_NonRTO_Midwest | MISO_IN | NonRTO_Midwest | Internal | Shoulder | B11 | 25 | 4800 | 1017.31 | 48.82 | 56.82 | 8 | 0
2015 | MISO_IN_2_NonRTO_Midwest | MISO_IN | NonRTO_Midwest | Internal | Shoulder | B12 | 200 | 4800 | 574.31 | 39.6 | 47.6 | 8 | 0
2015 | MISO_IN_2_NonRTO_Midwest | MISO_IN | NonRTO_Midwest | Internal | Shoulder | B13 | 600 | 4800 | 0 | 37.44 | 40.99 | 8 | 0
2015 | MISO_IN_2_NonRTO_Midwest | MISO_IN | NonRTO_Midwest | Internal | Shoulder | B14 | 900 | 4800 | 0 | 36.04 | 35.48 | 8 | 0
2015 | MISO_IN_2_NonRTO_Midwest | MISO_IN | NonRTO_Midwest | Internal | Shoulder | B15 | 1203 | 4800 | 0 | 34.1 | 34.45 | 8 | 0
2015 | MISO_IN_2_NonRTO_Midwest | MISO_IN | NonRTO_Midwest | Internal | Summer | B1 | 10 | 4800 | 0 | 59.38 | 64.7 | 8 | 0
2015 | MISO_IN_2_NonRTO_Midwest | MISO_IN | NonRTO_Midwest | Internal | Summer | B2 | 25 | 4800 | 0 | 57.71 | 64.7 | 8 | 0
2015 | MISO_IN_2_NonRTO_Midwest | MISO_IN | NonRTO_Midwest | Internal | Summer | B3 | 75 | 4800 | 0 | 57.61 | 64.7 | 8 | 0
2015 | MISO_IN_2_NonRTO_Midwest | MISO_IN | NonRTO_Midwest | Internal | Summer | B4 | 100 | 4800 | 713.84 | 53.48 | 61.48 | 8 | 0
2015 | MISO_IN_2_NonRTO_Midwest | MISO_IN | NonRTO_Midwest | Internal | Summer | B5 | 200 | 4800 | 385.58 | 46.19 | 54.19 | 8 | 0
2015 | MISO_IN_2_NonRTO_Midwest | MISO_IN | NonRTO_Midwest | Internal | Summer | B6 | 300 | 4800 | 0 | 40.98 | 36.88 | 8 | 0
2015 | MISO_IN_2_NonRTO_Midwest | MISO_IN | NonRTO_Midwest | Internal | Summer | B7 | 400 | 4800 | 0 | 36.06 | 35.48 | 8 | 0
2015 | MISO_IN_2_NonRTO_Midwest | MISO_IN | NonRTO_Midwest | Internal | Summer | B8 | 500 | 4800 | 0 | 34.22 | 34.45 | 8 | 0
2015 | MISO_IN_2_NonRTO_Midwest | MISO_IN | NonRTO_Midwest | Internal | Summer | B9 | 800 | 4800 | 0 | 33.43 | 34.45 | 8 | 0
2015 | MISO_IN_2_NonRTO_Midwest | MISO_IN | NonRTO_Midwest | Internal | Summer | B10 | 1262 | 4800 | 0 | 32.62 | 33.62 | 8 | 0
2015 | MISO_IN_2_NonRTO_Midwest | MISO_IN | NonRTO_Midwest | Internal | Winter | B16 | 25 | 4800 | 1950.59 | 47.83 | 55.83 | 8 | 0
2015 | MISO_IN_2_NonRTO_Midwest | MISO_IN | NonRTO_Midwest | Internal | Winter | B17 | 100 | 4800 | 894.42 | 41.71 | 49.71 | 8 | 0
2015 | MISO_IN_2_NonRTO_Midwest | MISO_IN | NonRTO_Midwest | Internal | Winter | B18 | 400 | 4800 | 0 | 38.25 | 42.32 | 8 | 0
2015 | MISO_IN_2_NonRTO_Midwest | MISO_IN | NonRTO_Midwest | Internal | Winter | B19 | 700 | 4800 | 0 | 36.39 | 35.48 | 8 | 0
2015 | MISO_IN_2_NonRTO_Midwest | MISO_IN | NonRTO_Midwest | Internal | Winter | B20 | 935 | 4800 | 0 | 33.54 | 34.45 | 8 | 0
2015 | MISO_IN_2_PJM_ROR | MISO_IN | PJM_ROR | Internal | Shoulder | B11 | 25 | 992 | 0 | 48.82 | 49.1 | 2 | 0
2015 | MISO_IN_2_PJM_ROR | MISO_IN | PJM_ROR | Internal | Shoulder | B12 | 200 | 992 | 22.5 | 39.6 | 41.6 | 2 | 0
2015 | MISO_IN_2_PJM_ROR | MISO_IN | PJM_ROR | Internal | Shoulder | B13 | 600 | 992 | 592.61 | 37.44 | 39.44 | 2 | 0
2015 | MISO_IN_2_PJM_ROR | MISO_IN | PJM_ROR | Internal | Shoulder | B14 | 900 | 992 | 474.23 | 36.04 | 38.04 | 2 | 0
2015 | MISO_IN_2_PJM_ROR | MISO_IN | PJM_ROR | Internal | Shoulder | B15 | 1203 | 992 | 0 | 34.1 | 35.05 | 2 | 0
2015 | MISO_IN_2_PJM_ROR | MISO_IN | PJM_ROR | Internal | Summer | B1 | 10 | 992 | 0 | 59.38 | 61.37 | 2 | 0
2015 | MISO_IN_2_PJM_ROR | MISO_IN | PJM_ROR | Internal | Summer | B2 | 25 | 992 | 0 | 57.71 | 59.69 | 2 | 0
2015 | MISO_IN_2_PJM_ROR | MISO_IN | PJM_ROR | Internal | Summer | B3 | 75 | 992 | 0 | 57.61 | 57.97 | 2 | 0
2015 | MISO_IN_2_PJM_ROR | MISO_IN | PJM_ROR | Internal | Summer | B4 | 100 | 992 | 0 | 53.48 | 53.33 | 2 | 0
2015 | MISO_IN_2_PJM_ROR | MISO_IN | PJM_ROR | Internal | Summer | B5 | 200 | 992 | 512.91 | 46.19 | 48.19 | 2 | 0
2015 | MISO_IN_2_PJM_ROR | MISO_IN | PJM_ROR | Internal | Summer | B6 | 300 | 992 | 0 | 40.98 | 42.97 | 2 | 0
2015 | MISO_IN_2_PJM_ROR | MISO_IN | PJM_ROR | Internal | Summer | B7 | 400 | 992 | 0 | 36.06 | 38.05 | 2 | 0
2015 | MISO_IN_2_PJM_ROR | MISO_IN | PJM_ROR | Internal | Summer | B8 | 500 | 992 | 992 | 34.22 | 36.23 | 2 | 0.01
2015 | MISO_IN_2_PJM_ROR | MISO_IN | PJM_ROR | Internal | Summer | B9 | 800 | 992 | 0 | 33.43 | 35.42 | 2 | 0
2015 | MISO_IN_2_PJM_ROR | MISO_IN | PJM_ROR | Internal | Summer | B10 | 1262 | 992 | 0 | 32.62 | 32.87 | 2 | 0
2015 | MISO_IN_2_PJM_ROR | MISO_IN | PJM_ROR | Internal | Winter | B16 | 25 | 992 | 0 | 47.83 | 49.11 | 2 | 0
2015 | MISO_IN_2_PJM_ROR | MISO_IN | PJM_ROR | Internal | Winter | B17 | 100 | 992 | 0 | 41.71 | 43.7 | 2 | 0
2015 | MISO_IN_2_PJM_ROR | MISO_IN | PJM_ROR | Internal | Winter | B18 | 400 | 992 | 0 | 38.25 | 40.24 | 2 | 0
2015 | MISO_IN_2_PJM_ROR | MISO_IN | PJM_ROR | Internal | Winter | B19 | 700 | 992 | 0 | 36.39 | 37.79 | 2 | 0
2015 | MISO_IN_2_PJM_ROR | MISO_IN | PJM_ROR | Internal | Winter | B20 | 935 | 992 | 0 | 33.54 | 34.99 | 2 | 0
2015 | MISO_MI_2_MISO_IN | MISO_MI | MISO_IN | Internal | Shoulder | B11 | 25 | 2045 | 2045 | 47.1 | 48.82 | 0.01 | 1.7
2015 | MISO_MI_2_MISO_IN | MISO_MI | MISO_IN | Internal | Shoulder | B12 | 200 | 2045 | 0 | 39.6 | 39.6 | 0.01 | 0
2015 | MISO_MI_2_MISO_IN | MISO_MI | MISO_IN | Internal | Shoulder | B13 | 600 | 2045 | 0 | 37.44 | 37.44 | 0.01 | 0
2015 | MISO_MI_2_MISO_IN | MISO_MI | MISO_IN | Internal | Shoulder | B14 | 900 | 2045 | 0 | 36.04 | 36.04 | 0.01 | 0
2015 | MISO_MI_2_MISO_IN | MISO_MI | MISO_IN | Internal | Shoulder | B15 | 1203 | 2045 | 0 | 34.11 | 34.1 | 0.01 | 0
2015 | MISO_MI_2_MISO_IN | MISO_MI | MISO_IN | Internal | Summer | B1 | 10 | 2045 | 2045 | 59.09 | 59.38 | 0.01 | 0.28
2015 | MISO_MI_2_MISO_IN | MISO_MI | MISO_IN | Internal | Summer | B2 | 25 | 2045 | 2003.88 | 57.69 | 57.71 | 0.01 | 0
2015 | MISO_MI_2_MISO_IN | MISO_MI | MISO_IN | Internal | Summer | B3 | 75 | 2045 | 2045 | 53.68 | 57.61 | 0.01 | 3.92
2015 | MISO_MI_2_MISO_IN | MISO_MI | MISO_IN | Internal | Summer | B4 | 100 | 2045 | 2045 | 47.32 | 53.48 | 0.01 | 6.15
2015 | MISO_MI_2_MISO_IN | MISO_MI | MISO_IN | Internal | Summer | B5 | 200 | 2045 | 2045 | 45.88 | 46.19 | 0.01 | 0.3
2015 | MISO_MI_2_MISO_IN | MISO_MI | MISO_IN | Internal | Summer | B6 | 300 | 2045 | 621.98 | 40.97 | 40.98 | 0.01 | 0
2015 | MISO_MI_2_MISO_IN | MISO_MI | MISO_IN | Internal | Summer | B7 | 400 | 2045 | 156.52 | 36.05 | 36.06 | 0.01 | 0
2015 | MISO_MI_2_MISO_IN | MISO_MI | MISO_IN | Internal | Summer | B8 | 500 | 2045 | 0 | 34.23 | 34.22 | 0.01 | 0
2015 | MISO_MI_2_MISO_IN | MISO_MI | MISO_IN | Internal | Summer | B9 | 800 | 2045 | 0 | 33.44 | 33.43 | 0.01 | 0
2015 | MISO_MI_2_MISO_IN | MISO_MI | MISO_IN | Internal | Summer | B10 | 1262 | 2045 | 0 | 32.63 | 32.62 | 0.01 | 0
2015 | MISO_MI_2_MISO_IN | MISO_MI | MISO_IN | Internal | Winter | B16 | 25 | 2045 | 2045 | 47.11 | 47.83 | 0.01 | 0.7
2015 | MISO_MI_2_MISO_IN | MISO_MI | MISO_IN | Internal | Winter | B17 | 100 | 2045 | 712.41 | 41.7 | 41.71 | 0.01 | 0
2015 | MISO_MI_2_MISO_IN | MISO_MI | MISO_IN | Internal | Winter | B18 | 400 | 2045 | 56.9 | 38.24 | 38.25 | 0.01 | 0
2015 | MISO_MI_2_MISO_IN | MISO_MI | MISO_IN | Internal | Winter | B19 | 700 | 2045 | 746.73 | 36.38 | 36.39 | 0.01 | 0
2015 | MISO_MI_2_MISO_IN | MISO_MI | MISO_IN | Internal | Winter | B20 | 935 | 2045 | 0 | 33.55 | 33.54 | 0.01 | 0
2015 | MISO_MI_2_MISO_WUMS | MISO_MI | MISO_WUMS | Internal | Shoulder | B11 | 25 | 117 | 117 | 47.1 | 48.83 | 0.01 | 1.71
2015 | MISO_MI_2_MISO_WUMS | MISO_MI | MISO_WUMS | Internal | Shoulder | B12 | 200 | 117 | 0 | 39.6 | 39.6 | 0.01 | 0
2015 | MISO_MI_2_MISO_WUMS | MISO_MI | MISO_WUMS | Internal | Shoulder | B13 | 600 | 117 | 61.93 | 37.44 | 37.45 | 0.01 | 0
2015 | MISO_MI_2_MISO_WUMS | MISO_MI | MISO_WUMS | Internal | Shoulder | B14 | 900 | 117 | 55.89 | 36.04 | 36.06 | 0.01 | 0
2015 | MISO_MI_2_MISO_WUMS | MISO_MI | MISO_WUMS | Internal | Shoulder | B15 | 1203 | 117 | 117 | 34.11 | 34.14 | 0.01 | 0.02
2015 | MISO_MI_2_MISO_WUMS | MISO_MI | MISO_WUMS | Internal | Summer | B1 | 10 | 117 | 117 | 59.09 | 59.37 | 0.01 | 0.27
2015 | MISO_MI_2_MISO_WUMS | MISO_MI | MISO_WUMS | Internal | Summer | B2 | 25 | 117 | 117 | 57.69 | 58.52 | 0.01 | 0.82
2015 | MISO_MI_2_MISO_WUMS | MISO_MI | MISO_WUMS | Internal | Summer | B3 | 75 | 117 | 117 | 53.68 | 57.71 | 0.01 | 4.02
2015 | MISO_MI_2_MISO_WUMS | MISO_MI | MISO_WUMS | Internal | Summer | B4 | 100 | 117 | 117 | 47.32 | 53.47 | 0.01 | 6.13
2015 | MISO_MI_2_MISO_WUMS | MISO_MI | MISO_WUMS | Internal | Summer | B5 | 200 | 117 | 117 | 45.88 | 47.17 | 0.01 | 1.28
2015 | MISO_MI_2_MISO_WUMS | MISO_MI | MISO_WUMS | Internal | Summer | B6 | 300 | 117 | 117 | 40.97 | 41.51 | 0.01 | 0.53
2015 | MISO_MI_2_MISO_WUMS | MISO_MI | MISO_WUMS | Internal | Summer | B7 | 400 | 117 | 117 | 36.05 | 36.8 | 0.01 | 0.74
2015 | MISO_MI_2_MISO_WUMS | MISO_MI | MISO_WUMS | Internal | Summer | B8 | 500 | 117 | 0 | 34.23 | 34.23 | 0.01 | 0
2015 | MISO_MI_2_MISO_WUMS | MISO_MI | MISO_WUMS | Internal | Summer | B9 | 800 | 117 | 0 | 33.44 | 33.44 | 0.01 | 0
2015 | MISO_MI_2_MISO_WUMS | MISO_MI | MISO_WUMS | Internal | Summer | B10 | 1262 | 117 | 117 | 32.63 | 32.97 | 0.01 | 0.33
2015 | MISO_MI_2_MISO_WUMS | MISO_MI | MISO_WUMS | Internal | Winter | B16 | 25 | 117 | 0 | 47.11 | 47.11 | 0.01 | 0
2015 | MISO_MI_2_MISO_WUMS | MISO_MI | MISO_WUMS | Internal | Winter | B17 | 100 | 117 | 0 | 41.7 | 41.7 | 0.01 | 0
2015 | MISO_MI_2_MISO_WUMS | MISO_MI | MISO_WUMS | Internal | Winter | B18 | 400 | 117 | 109.58 | 38.24 | 38.25 | 0.01 | 0
2015 | MISO_MI_2_MISO_WUMS | MISO_MI | MISO_WUMS | Internal | Winter | B19 | 700 | 117 | 117 | 36.38 | 37.2 | 0.01 | 0.8
2015 | MISO_MI_2_MISO_WUMS | MISO_MI | MISO_WUMS | Internal | Winter | B20 | 935 | 117 | 0 | 33.55 | 33.54 | 0.01 | 0
2015 | MISO_MI_2_PJM_ROR | MISO_MI | PJM_ROR | Internal | Shoulder | B11 | 25 | 1424 | 307.45 | 47.1 | 49.1 | 2 | 0
2015 | MISO_MI_2_PJM_ROR | MISO_MI | PJM_ROR | Internal | Shoulder | B12 | 200 | 1424 | 995.02 | 39.6 | 41.6 | 2 | 0
2015 | MISO_MI_2_PJM_ROR | MISO_MI | PJM_ROR | Internal | Shoulder | B13 | 600 | 1424 | 1024.94 | 37.44 | 39.44 | 2 | 0
2015 | MISO_MI_2_PJM_ROR | MISO_MI | PJM_ROR | Internal | Shoulder | B14 | 900 | 1424 | 133.57 | 36.04 | 38.04 | 2 | 0
2015 | MISO_MI_2_PJM_ROR | MISO_MI | PJM_ROR | Internal | Shoulder | B15 | 1203 | 1424 | 0 | 34.11 | 35.05 | 2 | 0
2015 | MISO_MI_2_PJM_ROR | MISO_MI | PJM_ROR | Internal | Summer | B1 | 10 | 1424 | 1424 | 59.09 | 61.37 | 2 | 0.28
2015 | MISO_MI_2_PJM_ROR | MISO_MI | PJM_ROR | Internal | Summer | B2 | 25 | 1424 | 1377.53 | 57.69 | 59.69 | 2 | 0
2015 | MISO_MI_2_PJM_ROR | MISO_MI | PJM_ROR | Internal | Summer | B3 | 75 | 1424 | 1424 | 53.68 | 57.97 | 2 | 2.29
2015 | MISO_MI_2_PJM_ROR | MISO_MI | PJM_ROR | Internal | Summer | B4 | 100 | 1424 | 1424 | 47.32 | 53.33 | 2 | 4.01
2015 | MISO_MI_2_PJM_ROR | MISO_MI | PJM_ROR | Internal | Summer | B5 | 200 | 1424 | 1424 | 45.88 | 48.19 | 2 | 0.31
2015 | MISO_MI_2_PJM_ROR | MISO_MI | PJM_ROR | Internal | Summer | B6 | 300 | 1424 | 1323.38 | 40.97 | 42.97 | 2 | 0
2015 | MISO_MI_2_PJM_ROR | MISO_MI | PJM_ROR | Internal | Summer | B7 | 400 | 1424 | 918.8 | 36.05 | 38.05 | 2 | 0
2015 | MISO_MI_2_PJM_ROR | MISO_MI | PJM_ROR | Internal | Summer | B8 | 500 | 1424 | 128.26 | 34.23 | 36.23 | 2 | 0
2015 | MISO_MI_2_PJM_ROR | MISO_MI | PJM_ROR | Internal | Summer | B9 | 800 | 1424 | 0 | 33.44 | 35.42 | 2 | 0
2015 | MISO_MI_2_PJM_ROR | MISO_MI | PJM_ROR | Internal | Summer | B10 | 1262 | 1424 | 0 | 32.63 | 32.87 | 2 | 0
2015 | MISO_MI_2_PJM_ROR | MISO_MI | PJM_ROR | Internal | Winter | B16 | 25 | 1424 | 904.09 | 47.11 | 49.11 | 2 | 0
2015 | MISO_MI_2_PJM_ROR | MISO_MI | PJM_ROR | Internal | Winter | B17 | 100 | 1424 | 894.98 | 41.7 | 43.7 | 2 | 0
2015 | MISO_MI_2_PJM_ROR | MISO_MI | PJM_ROR | Internal | Winter | B18 | 400 | 1424 | 50.23 | 38.24 | 40.24 | 2 | 0
2015 | MISO_MI_2_PJM_ROR | MISO_MI | PJM_ROR | Internal | Winter | B19 | 700 | 1424 | 0 | 36.38 | 37.79 | 2 | 0
2015 | MISO_MI_2_PJM_ROR | MISO_MI | PJM_ROR | Internal | Winter | B20 | 935 | 1424 | 0 | 33.55 | 34.99 | 2 | 0
2015 | MISO_MO-IL_2_ENT | MISO_MO-IL | ENT | Internal | Shoulder | B11 | 25 | 2540 | 0 | 48.8 | 55.02 | 8 | 0
2015 | MISO_MO-IL_2_ENT | MISO_MO-IL | ENT | Internal | Shoulder | B12 | 200 | 2540 | 0 | 39.59 | 39.11 | 8 | 0
2015 | MISO_MO-IL_2_ENT | MISO_MO-IL | ENT | Internal | Shoulder | B13 | 600 | 2540 | 0 | 37.43 | 39.11 | 8 | 0
2015 | MISO_MO-IL_2_ENT | MISO_MO-IL | ENT | Internal | Shoulder | B14 | 900 | 2540 | 0 | 36.03 | 38.83 | 8 | 0
2015 | MISO_MO-IL_2_ENT | MISO_MO-IL | ENT | Internal | Shoulder | B15 | 1203 | 2540 | 0 | 33.5 | 38.83 | 8 | 0
2015 | MISO_MO-IL_2_ENT | MISO_MO-IL | ENT | Internal | Summer | B1 | 10 | 2540 | 0 | 59.37 | 59.37 | 8 | 0
2015 | MISO_MO-IL_2_ENT | MISO_MO-IL | ENT | Internal | Summer | B2 | 25 | 2540 | 0 | 57.69 | 58.11 | 8 | 0
2015 | MISO_MO-IL_2_ENT | MISO_MO-IL | ENT | Internal | Summer | B3 | 75 | 2540 | 0 | 57.59 | 58.11 | 8 | 0
2015 | MISO_MO-IL_2_ENT | MISO_MO-IL | ENT | Internal | Summer | B4 | 100 | 2540 | 0 | 53.47 | 57.34 | 8 | 0
2015 | MISO_MO-IL_2_ENT | MISO_MO-IL | ENT | Internal | Summer | B5 | 200 | 2540 | 0 | 46.19 | 53.27 | 8 | 0
2015 | MISO_MO-IL_2_ENT | MISO_MO-IL | ENT | Internal | Summer | B6 | 300 | 2540 | 0.68 | 40.97 | 48.97 | 8 | 0
2015 | MISO_MO-IL_2_ENT | MISO_MO-IL | ENT | Internal | Summer | B7 | 400 | 2540 | 0 | 36.05 | 43.43 | 8 | 0
2015 | MISO_MO-IL_2_ENT | MISO_MO-IL | ENT | Internal | Summer | B8 | 500 | 2540 | 0 | 34.21 | 37.89 | 8 | 0
2015 | MISO_MO-IL_2_ENT | MISO_MO-IL | ENT | Internal | Summer | B9 | 800 | 2540 | 0 | 33.42 | 37.62 | 8 | 0
2015 | MISO_MO-IL_2_ENT | MISO_MO-IL | ENT | Internal | Summer | B10 | 1262 | 2540 | 0 | 31.18 | 36.4 | 8 | 0
2015 | MISO_MO-IL_2_ENT | MISO_MO-IL | ENT | Internal | Winter | B16 | 25 | 2540 | 0 | 47.11 | 54.91 | 8 | 0
2015 | MISO_MO-IL_2_ENT | MISO_MO-IL | ENT | Internal | Winter | B17 | 100 | 2540 | 0 | 41.7 | 41.55 | 8 | 0
2015 | MISO_MO-IL_2_ENT | MISO_MO-IL | ENT | Internal | Winter | B18 | 400 | 2540 | 0 | 38.24 | 41.48 | 8 | 0
2015 | MISO_MO-IL_2_ENT | MISO_MO-IL | ENT | Internal | Winter | B19 | 700 | 2540 | 0 | 36.38 | 41.25 | 8 | 0
2015 | MISO_MO-IL_2_ENT | MISO_MO-IL | ENT | Internal | Winter | B20 | 935 | 2540 | 0 | 33 | 39.91 | 8 | 0
2015 | MISO_MO-IL_2_MISO_IN | MISO_MO-IL | MISO_IN | Internal | Shoulder | B11 | 25 | 2100 | 5.4 | 48.8 | 48.82 | 0.01 | 0
2015 | MISO_MO-IL_2_MISO_IN | MISO_MO-IL | MISO_IN | Internal | Shoulder | B12 | 200 | 2100 | 1281.39 | 39.59 | 39.6 | 0.01 | 0
2015 | MISO_MO-IL_2_MISO_IN | MISO_MO-IL | MISO_IN | Internal | Shoulder | B13 | 600 | 2100 | 806.22 | 37.43 | 37.44 | 0.01 | 0
2015 | MISO_MO-IL_2_MISO_IN | MISO_MO-IL | MISO_IN | Internal | Shoulder | B14 | 900 | 2100 | 1192.28 | 36.03 | 36.04 | 0.01 | 0
2015 | MISO_MO-IL_2_MISO_IN | MISO_MO-IL | MISO_IN | Internal | Shoulder | B15 | 1203 | 2100 | 2100 | 33.5 | 34.1 | 0.01 | 0.58
2015 | MISO_MO-IL_2_MISO_IN | MISO_MO-IL | MISO_IN | Internal | Summer | B1 | 10 | 2100 | 1417.87 | 59.37 | 59.38 | 0.01 | 0
2015 | MISO_MO-IL_2_MISO_IN | MISO_MO-IL | MISO_IN | Internal | Summer | B2 | 25 | 2100 | 1179.14 | 57.69 | 57.71 | 0.01 | 0
2015 | MISO_MO-IL_2_MISO_IN | MISO_MO-IL | MISO_IN | Internal | Summer | B3 | 75 | 2100 | 235.64 | 57.59 | 57.61 | 0.01 | 0
2015 | MISO_MO-IL_2_MISO_IN | MISO_MO-IL | MISO_IN | Internal | Summer | B4 | 100 | 2100 | 371.19 | 53.47 | 53.48 | 0.01 | 0
2015 | MISO_MO-IL_2_MISO_IN | MISO_MO-IL | MISO_IN | Internal | Summer | B5 | 200 | 2100 | 0 | 46.19 | 46.19 | 0.01 | 0
2015 | MISO_MO-IL_2_MISO_IN | MISO_MO-IL | MISO_IN | Internal | Summer | B6 | 300 | 2100 | 53.13 | 40.97 | 40.98 | 0.01 | 0
2015 | MISO_MO-IL_2_MISO_IN | MISO_MO-IL | MISO_IN | Internal | Summer | B7 | 400 | 2100 | 450.21 | 36.05 | 36.06 | 0.01 | 0
2015 | MISO_MO-IL_2_MISO_IN | MISO_MO-IL | MISO_IN | Internal | Summer | B8 | 500 | 2100 | 1152.25 | 34.21 | 34.22 | 0.01 | 0
2015 | MISO_MO-IL_2_MISO_IN | MISO_MO-IL | MISO_IN | Internal | Summer | B9 | 800 | 2100 | 1843.68 | 33.42 | 33.43 | 0.01 | 0
2015 | MISO_MO-IL_2_MISO_IN | MISO_MO-IL | MISO_IN | Internal | Summer | B10 | 1262 | 2100 | 2100 | 31.18 | 32.62 | 0.01 | 1.42
2015 | MISO_MO-IL_2_MISO_IN | MISO_MO-IL | MISO_IN | Internal | Winter | B16 | 25 | 2100 | 2100 | 47.11 | 47.83 | 0.01 | 0.7
2015 | MISO_MO-IL_2_MISO_IN | MISO_MO-IL | MISO_IN | Internal | Winter | B17 | 100 | 2100 | 1796.71 | 41.7 | 41.71 | 0.01 | 0
2015 | MISO_MO-IL_2_MISO_IN | MISO_MO-IL | MISO_IN | Internal | Winter | B18 | 400 | 2100 | 1201.13 | 38.24 | 38.25 | 0.01 | 0
2015 | MISO_MO-IL_2_MISO_IN | MISO_MO-IL | MISO_IN | Internal | Winter | B19 | 700 | 2100 | 1030.86 | 36.38 | 36.39 | 0.01 | 0
2015 | MISO_MO-IL_2_MISO_IN | MISO_MO-IL | MISO_IN | Internal | Winter | B20 | 935 | 2100 | 2100 | 33 | 33.54 | 0.01 | 0.53
2015 | MISO_MO-IL_2_MISO_W | MISO_MO-IL | MISO_W | Internal | Shoulder | B11 | 25 | 960 | 429.41 | 48.8 | 48.82 | 0.01 | 0
2015 | MISO_MO-IL_2_MISO_W | MISO_MO-IL | MISO_W | Internal | Shoulder | B12 | 200 | 960 | 0 | 39.59 | 39.59 | 0.01 | 0
2015 | MISO_MO-IL_2_MISO_W | MISO_MO-IL | MISO_W | Internal | Shoulder | B13 | 600 | 960 | 572.02 | 37.43 | 37.44 | 0.01 | 0
2015 | MISO_MO-IL_2_MISO_W | MISO_MO-IL | MISO_W | Internal | Shoulder | B14 | 900 | 960 | 815.13 | 36.03 | 36.04 | 0.01 | 0
2015 | MISO_MO-IL_2_MISO_W | MISO_MO-IL | MISO_W | Internal | Shoulder | B15 | 1203 | 960 | 960 | 33.5 | 34.13 | 0.01 | 0.62
2015 | MISO_MO-IL_2_MISO_W | MISO_MO-IL | MISO_W | Internal | Summer | B1 | 10 | 960 | 0 | 59.37 | 59.36 | 0.01 | 0
2015 | MISO_MO-IL_2_MISO_W | MISO_MO-IL | MISO_W | Internal | Summer | B2 | 25 | 960 | 960 | 57.69 | 58.51 | 0.01 | 0.8
2015 | MISO_MO-IL_2_MISO_W | MISO_MO-IL | MISO_W | Internal | Summer | B3 | 75 | 960 | 960 | 57.59 | 57.7 | 0.01 | 0.1
2015 | MISO_MO-IL_2_MISO_W | MISO_MO-IL | MISO_W | Internal | Summer | B4 | 100 | 960 | 808.25 | 53.47 | 53.48 | 0.01 | 0
2015 | MISO_MO-IL_2_MISO_W | MISO_MO-IL | MISO_W | Internal | Summer | B5 | 200 | 960 | 960 | 46.19 | 47.19 | 0.01 | 0.99
2015 | MISO_MO-IL_2_MISO_W | MISO_MO-IL | MISO_W | Internal | Summer | B6 | 300 | 960 | 960 | 40.97 | 41.97 | 0.01 | 0.99
2015 | MISO_MO-IL_2_MISO_W | MISO_MO-IL | MISO_W | Internal | Summer | B7 | 400 | 960 | 960 | 36.05 | 36.81 | 0.01 | 0.75
2015 | MISO_MO-IL_2_MISO_W | MISO_MO-IL | MISO_W | Internal | Summer | B8 | 500 | 960 | 756.33 | 34.21 | 34.22 | 0.01 | 0
2015 | MISO_MO-IL_2_MISO_W | MISO_MO-IL | MISO_W | Internal | Summer | B9 | 800 | 960 | 825.8 | 33.42 | 33.43 | 0.01 | 0
2015 | MISO_MO-IL_2_MISO_W | MISO_MO-IL | MISO_W | Internal | Summer | B10 | 1262 | 960 | 960 | 31.18 | 31.74 | 0.01 | 0.54
2015 | MISO_MO-IL_2_MISO_W | MISO_MO-IL | MISO_W | Internal | Winter | B16 | 25 | 960 | 0 | 47.11 | 47.1 | 0.01 | 0
2015 | MISO_MO-IL_2_MISO_W | MISO_MO-IL | MISO_W | Internal | Winter | B17 | 100 | 960 | 0 | 41.7 | 41.68 | 0.01 | 0
2015 | MISO_MO-IL_2_MISO_W | MISO_MO-IL | MISO_W | Internal | Winter | B18 | 400 | 960 | 215.38 | 38.24 | 38.25 | 0.01 | 0
2015 | MISO_MO-IL_2_MISO_W | MISO_MO-IL | MISO_W | Internal | Winter | B19 | 700 | 960 | 960 | 36.38 | 37.21 | 0.01 | 0.81
2015 | MISO_MO-IL_2_MISO_W | MISO_MO-IL | MISO_W | Internal | Winter | B20 | 935 | 960 | 0 | 33 | 32.99 | 0.01 | 0
2015 | MISO_MO-IL_2_PJM_ROR | MISO_MO-IL | PJM_ROR | Internal | Shoulder | B11 | 25 | 1212 | 0 | 48.8 | 49.1 | 2 | 0
2015 | MISO_MO-IL_2_PJM_ROR | MISO_MO-IL | PJM_ROR | Internal | Shoulder | B12 | 200 | 1212 | 1212 | 39.59 | 41.6 | 2 | 0.01
2015 | MISO_MO-IL_2_PJM_ROR | MISO_MO-IL | PJM_ROR | Internal | Shoulder | B13 | 600 | 1212 | 1212 | 37.43 | 39.44 | 2 | 0.01
2015 | MISO_MO-IL_2_PJM_ROR | MISO_MO-IL | PJM_ROR | Internal | Shoulder | B14 | 900 | 1212 | 1212 | 36.03 | 38.04 | 2 | 0.01
2015 | MISO_MO-IL_2_PJM_ROR | MISO_MO-IL | PJM_ROR | Internal | Shoulder | B15 | 1203 | 1212 | 0 | 33.5 | 35.05 | 2 | 0
2015 | MISO_MO-IL_2_PJM_ROR | MISO_MO-IL | PJM_ROR | Internal | Summer | B1 | 10 | 1212 | 573.4 | 59.37 | 61.37 | 2 | 0
2015 | MISO_MO-IL_2_PJM_ROR | MISO_MO-IL | PJM_ROR | Internal | Summer | B2 | 25 | 1212 | 349.22 | 57.69 | 59.69 | 2 | 0
2015 | MISO_MO-IL_2_PJM_ROR | MISO_MO-IL | PJM_ROR | Internal | Summer | B3 | 75 | 1212 | 0 | 57.59 | 57.97 | 2 | 0
2015 | MISO_MO-IL_2_PJM_ROR | MISO_MO-IL | PJM_ROR | Internal | Summer | B4 | 100 | 1212 | 0 | 53.47 | 53.33 | 2 | 0
2015 | MISO_MO-IL_2_PJM_ROR | MISO_MO-IL | PJM_ROR | Internal | Summer | B5 | 200 | 1212 | 286.37 | 46.19 | 48.19 | 2 | 0
2015 | MISO_MO-IL_2_PJM_ROR | MISO_MO-IL | PJM_ROR | Internal | Summer | B6 | 300 | 1212 | 125.22 | 40.97 | 42.97 | 2 | 0
2015 | MISO_MO-IL_2_PJM_ROR | MISO_MO-IL | PJM_ROR | Internal | Summer | B7 | 400 | 1212 | 1042.43 | 36.05 | 38.05 | 2 | 0
2015 | MISO_MO-IL_2_PJM_ROR | MISO_MO-IL | PJM_ROR | Internal | Summer | B8 | 500 | 1212 | 1212 | 34.21 | 36.23 | 2 | 0.02
2015 | MISO_MO-IL_2_PJM_ROR | MISO_MO-IL | PJM_ROR | Internal | Summer | B9 | 800 | 1212 | 102.89 | 33.42 | 35.42 | 2 | 0
2015 | MISO_MO-IL_2_PJM_ROR | MISO_MO-IL | PJM_ROR | Internal | Summer | B10 | 1262 | 1212 | 0 | 31.18 | 32.87 | 2 | 0
2015 | MISO_MO-IL_2_PJM_ROR | MISO_MO-IL | PJM_ROR | Internal | Winter | B16 | 25 | 1212 | 53.31 | 47.11 | 49.11 | 2 | 0
2015 | MISO_MO-IL_2_PJM_ROR | MISO_MO-IL | PJM_ROR | Internal | Winter | B17 | 100 | 1212 | 1027.36 | 41.7 | 43.7 | 2 | 0
2015 | MISO_MO-IL_2_PJM_ROR | MISO_MO-IL | PJM_ROR | Internal | Winter | B18 | 400 | 1212 | 650.25 | 38.24 | 40.24 | 2 | 0
2015 | MISO_MO-IL_2_PJM_ROR | MISO_MO-IL | PJM_ROR | Internal | Winter | B19 | 700 | 1212 | 0 | 36.38 | 37.79 | 2 | 0
2015 | MISO_MO-IL_2_PJM_ROR | MISO_MO-IL | PJM_ROR | Internal | Winter | B20 | 935 | 1212 | 0 | 33 | 34.99 | 2 | 0
2015 | MISO_MO-IL_2_SPP_N | MISO_MO-IL | SPP_N | Internal | Shoulder | B11 | 25 | 2000 | 0 | 48.8 | 55.82 | 8 | 0
2015 | MISO_MO-IL_2_SPP_N | MISO_MO-IL | SPP_N | Internal | Shoulder | B12 | 200 | 2000 | 0 | 39.59 | 40.37 | 8 | 0
2015 | MISO_MO-IL_2_SPP_N | MISO_MO-IL | SPP_N | Internal | Shoulder | B13 | 600 | 2000 | 0 | 37.43 | 39.1 | 8 | 0
2015 | MISO_MO-IL_2_SPP_N | MISO_MO-IL | SPP_N | Internal | Shoulder | B14 | 900 | 2000 | 0 | 36.03 | 38.45 | 8 | 0
2015 | MISO_MO-IL_2_SPP_N | MISO_MO-IL | SPP_N | Internal | Shoulder | B15 | 1203 | 2000 | 0 | 33.5 | 37.41 | 8 | 0
2015 | MISO_MO-IL_2_SPP_N | MISO_MO-IL | SPP_N | Internal | Summer | B1 | 10 | 2000 | 0 | 59.37 | 60.91 | 8 | 0
2015 | MISO_MO-IL_2_SPP_N | MISO_MO-IL | SPP_N | Internal | Summer | B2 | 25 | 2000 | 0 | 57.69 | 60.91 | 8 | 0
2015 | MISO_MO-IL_2_SPP_N | MISO_MO-IL | SPP_N | Internal | Summer | B3 | 75 | 2000 | 0 | 57.59 | 60.91 | 8 | 0
2015 | MISO_MO-IL_2_SPP_N | MISO_MO-IL | SPP_N | Internal | Summer | B4 | 100 | 2000 | 0 | 53.47 | 59.45 | 8 | 0
2015 | MISO_MO-IL_2_SPP_N | MISO_MO-IL | SPP_N | Internal | Summer | B5 | 200 | 2000 | 390.83 | 46.19 | 54.19 | 8 | 0
2015 | MISO_MO-IL_2_SPP_N | MISO_MO-IL | SPP_N | Internal | Summer | B6 | 300 | 2000 | 1129.5 | 40.97 | 48.97 | 8 | 0
2015 | MISO_MO-IL_2_SPP_N | MISO_MO-IL | SPP_N | Internal | Summer | B7 | 400 | 2000 | 0 | 36.05 | 43.81 | 8 | 0
2015 | MISO_MO-IL_2_SPP_N | MISO_MO-IL | SPP_N | Internal | Summer | B8 | 500 | 2000 | 0 | 34.21 | 39 | 8 | 0
2015 | MISO_MO-IL_2_SPP_N | MISO_MO-IL | SPP_N | Internal | Summer | B9 | 800 | 2000 | 0 | 33.42 | 36.48 | 8 | 0
2015 | MISO_MO-IL_2_SPP_N | MISO_MO-IL | SPP_N | Internal | Summer | B10 | 1262 | 2000 | 0 | 31.18 | 36.07 | 8 | 0
2015 | MISO_MO-IL_2_SPP_N | MISO_MO-IL | SPP_N | Internal | Winter | B16 | 25 | 2000 | 0 | 47.11 | 54.1 | 8 | 0
2015 | MISO_MO-IL_2_SPP_N | MISO_MO-IL | SPP_N | Internal | Winter | B17 | 100 | 2000 | 0 | 41.7 | 41.7 | 8 | 0
2015 | MISO_MO-IL_2_SPP_N | MISO_MO-IL | SPP_N | Internal | Winter | B18 | 400 | 2000 | 0 | 38.24 | 39.89 | 8 | 0
2015 | MISO_MO-IL_2_SPP_N | MISO_MO-IL | SPP_N | Internal | Winter | B19 | 700 | 2000 | 0 | 36.38 | 39.89 | 8 | 0
2015 | MISO_MO-IL_2_SPP_N | MISO_MO-IL | SPP_N | Internal | Winter | B20 | 935 | 2000 | 0 | 33 | 39.8 | 8 | 0
2015 | MISO_MO-IL_2_TVA_Transmission | MISO_MO-IL | TVA_Transmission | Internal | Shoulder | B11 | 25 | 4000 | 0 | 48.8 | 54.93 | 8 | 0
2015 | MISO_MO-IL_2_TVA_Transmission | MISO_MO-IL | TVA_Transmission | Internal | Shoulder | B12 | 200 | 4000 | 0 | 39.59 | 43.67 | 8 | 0
2015 | MISO_MO-IL_2_TVA_Transmission | MISO_MO-IL | TVA_Transmission | Internal | Shoulder | B13 | 600 | 4000 | 0 | 37.43 | 41.7 | 8 | 0
2015 | MISO_MO-IL_2_TVA_Transmission | MISO_MO-IL | TVA_Transmission | Internal | Shoulder | B14 | 900 | 4000 | 0 | 36.03 | 40.62 | 8 | 0
2015 | MISO_MO-IL_2_TVA_Transmission | MISO_MO-IL | TVA_Transmission | Internal | Shoulder | B15 | 1203 | 4000 | 0 | 33.5 | 39.88 | 8 | 0
2015 | MISO_MO-IL_2_TVA_Transmission | MISO_MO-IL | TVA_Transmission | Internal | Summer | B1 | 10 | 4000 | 1634.98 | 59.37 | 67.37 | 8 | 0
2015 | MISO_MO-IL_2_TVA_Transmission | MISO_MO-IL | TVA_Transmission | Internal | Summer | B2 | 25 | 4000 | 934.6 | 57.69 | 65.69 | 8 | 0
2015 | MISO_MO-IL_2_TVA_Transmission | MISO_MO-IL | TVA_Transmission | Internal | Summer | B3 | 75 | 4000 | 0 | 57.59 | 63.97 | 8 | 0
2015 | MISO_MO-IL_2_TVA_Transmission | MISO_MO-IL | TVA_Transmission | Internal | Summer | B4 | 100 | 4000 | 0 | 53.47 | 59.33 | 8 | 0
2015 | MISO_MO-IL_2_TVA_Transmission | MISO_MO-IL | TVA_Transmission | Internal | Summer | B5 | 200 | 4000 | 0 | 46.19 | 53.46 | 8 | 0
2015 | MISO_MO-IL_2_TVA_Transmission | MISO_MO-IL | TVA_Transmission | Internal | Summer | B6 | 300 | 4000 | 0 | 40.97 | 44.88 | 8 | 0
2015 | MISO_MO-IL_2_TVA_Transmission | MISO_MO-IL | TVA_Transmission | Internal | Summer | B7 | 400 | 4000 | 0 | 36.05 | 42.79 | 8 | 0
2015 | MISO_MO-IL_2_TVA_Transmission | MISO_MO-IL | TVA_Transmission | Internal | Summer | B8 | 500 | 4000 | 0 | 34.21 | 39.59 | 8 | 0
2015 | MISO_MO-IL_2_TVA_Transmission | MISO_MO-IL | TVA_Transmission | Internal | Summer | B9 | 800 | 4000 | 0 | 33.42 | 39.08 | 8 | 0
2015 | MISO_MO-IL_2_TVA_Transmission | MISO_MO-IL | TVA_Transmission | Internal | Summer | B10 | 1262 | 4000 | 0 | 31.18 | 36.84 | 8 | 0
2015 | MISO_MO-IL_2_TVA_Transmission | MISO_MO-IL | TVA_Transmission | Internal | Winter | B16 | 25 | 4000 | 0 | 47.11 | 54.77 | 8 | 0
2015 | MISO_MO-IL_2_TVA_Transmission | MISO_MO-IL | TVA_Transmission | Internal | Winter | B17 | 100 | 4000 | 0 | 41.7 | 46.13 | 8 | 0
2015 | MISO_MO-IL_2_TVA_Transmission | MISO_MO-IL | TVA_Transmission | Internal | Winter | B18 | 400 | 4000 | 0 | 38.24 | 42.31 | 8 | 0
2015 | MISO_MO-IL_2_TVA_Transmission | MISO_MO-IL | TVA_Transmission | Internal | Winter | B19 | 700 | 4000 | 0 | 36.38 | 40.7 | 8 | 0
2015 | MISO_MO-IL_2_TVA_Transmission | MISO_MO-IL | TVA_Transmission | Internal | Winter | B20 | 935 | 4000 | 0 | 33 | 39.77 | 8 | 0
2015 | MISO_W_2_MAPP_CA | MISO_W | MAPP_CA | Internal | Shoulder | B11 | 25 | 700 | 0 | 48.82 | 48.8 | 0.01 | 0
2015 | MISO_W_2_MAPP_CA | MISO_W | MAPP_CA | Internal | Shoulder | B12 | 200 | 700 | 0 | 39.59 | 39.57 | 0.01 | 0
2015 | MISO_W_2_MAPP_CA | MISO_W | MAPP_CA | Internal | Shoulder | B13 | 600 | 700 | 0 | 37.44 | 37.43 | 0.01 | 0
2015 | MISO_W_2_MAPP_CA | MISO_W | MAPP_CA | Internal | Shoulder | B14 | 900 | 700 | 700 | 36.04 | 37.28 | 0.01 | 1.23
2015 | MISO_W_2_MAPP_CA | MISO_W | MAPP_CA | Internal | Shoulder | B15 | 1203 | 700 | 700 | 34.13 | 37.28 | 0.01 | 3.14
2015 | MISO_W_2_MAPP_CA | MISO_W | MAPP_CA | Internal | Summer | B1 | 10 | 700 | 0 | 59.36 | 48.8 | 0.01 | 0
2015 | MISO_W_2_MAPP_CA | MISO_W | MAPP_CA | Internal | Summer | B2 | 25 | 700 | 0 | 58.51 | 48.8 | 0.01 | 0
2015 | MISO_W_2_MAPP_CA | MISO_W | MAPP_CA | Internal | Summer | B3 | 75 | 700 | 0 | 57.7 | 48.8 | 0.01 | 0
2015 | MISO_W_2_MAPP_CA | MISO_W | MAPP_CA | Internal | Summer | B4 | 100 | 700 | 0 | 53.48 | 48.8 | 0.01 | 0
2015 | MISO_W_2_MAPP_CA | MISO_W | MAPP_CA | Internal | Summer | B5 | 200 | 700 | 0 | 47.19 | 47.17 | 0.01 | 0
2015 | MISO_W_2_MAPP_CA | MISO_W | MAPP_CA | Internal | Summer | B6 | 300 | 700 | 0 | 41.97 | 41.96 | 0.01 | 0
2015 | MISO_W_2_MAPP_CA | MISO_W | MAPP_CA | Internal | Summer | B7 | 400 | 700 | 0 | 36.81 | 36.8 | 0.01 | 0
2015 | MISO_W_2_MAPP_CA | MISO_W | MAPP_CA | Internal | Summer | B8 | 500 | 700 | 31.48 | 34.22 | 34.23 | 0.01 | 0
2015 | MISO_W_2_MAPP_CA | MISO_W | MAPP_CA | Internal | Summer | B9 | 800 | 700 | 700 | 33.43 | 34.23 | 0.01 | 0.79
2015 | MISO_W_2_MAPP_CA | MISO_W | MAPP_CA | Internal | Summer | B10 | 1262 | 700 | 700 | 31.74 | 34.23 | 0.01 | 2.48
2015 | MISO_W_2_MAPP_CA | MISO_W | MAPP_CA | Internal | Winter | B16 | 25 | 700 | 0 | 47.1 | 47.09 | 0.01 | 0
2015 | MISO_W_2_MAPP_CA | MISO_W | MAPP_CA | Internal | Winter | B17 | 100 | 700 | 25.04 | 41.68 | 41.7 | 0.01 | 0
2015 | MISO_W_2_MAPP_CA | MISO_W | MAPP_CA | Internal | Winter | B18 | 400 | 700 | 700 | 38.25 | 39.88 | 0.01 | 1.62
2015 | MISO_W_2_MAPP_CA | MISO_W | MAPP_CA | Internal | Winter | B19 | 700 | 700 | 700 | 37.21 | 39.88 | 0.01 | 2.66
2015 | MISO_W_2_MAPP_CA | MISO_W | MAPP_CA | Internal | Winter | B20 | 935 | 700 | 700 | 32.99 | 39.88 | 0.01 | 6.88
2015 | MISO_W_2_MISO_MO-IL | MISO_W | MISO_MO-IL | Internal | Shoulder | B11 | 25 | 3800 | 0 | 48.82 | 48.8 | 0.01 | 0
2015 | MISO_W_2_MISO_MO-IL | MISO_W | MISO_MO-IL | Internal | Shoulder | B12 | 200 | 3800 | 0 | 39.59 | 39.59 | 0.01 | 0
2015 | MISO_W_2_MISO_MO-IL | MISO_W | MISO_MO-IL | Internal | Shoulder | B13 | 600 | 3800 | 0 | 37.44 | 37.43 | 0.01 | 0
2015 | MISO_W_2_MISO_MO-IL | MISO_W | MISO_MO-IL | Internal | Shoulder | B14 | 900 | 3800 | 0 | 36.04 | 36.03 | 0.01 | 0
2015 | MISO_W_2_MISO_MO-IL | MISO_W | MISO_MO-IL | Internal | Shoulder | B15 | 1203 | 3800 | 0 | 34.13 | 33.5 | 0.01 | 0
2015 | MISO_W_2_MISO_MO-IL | MISO_W | MISO_MO-IL | Internal | Summer | B1 | 10 | 3800 | 832.17 | 59.36 | 59.37 | 0.01 | 0
2015 | MISO_W_2_MISO_MO-IL | MISO_W | MISO_MO-IL | Internal | Summer | B2 | 25 | 3800 | 0 | 58.51 | 57.69 | 0.01 | 0
2015 | MISO_W_2_MISO_MO-IL | MISO_W | MISO_MO-IL | Internal | Summer | B3 | 75 | 3800 | 0 | 57.7 | 57.59 | 0.01 | 0
2015 | MISO_W_2_MISO_MO-IL | MISO_W | MISO_MO-IL | Internal | Summer | B4 | 100 | 3800 | 0 | 53.48 | 53.47 | 0.01 | 0
2015 | MISO_W_2_MISO_MO-IL | MISO_W | MISO_MO-IL | Internal | Summer | B5 | 200 | 3800 | 0 | 47.19 | 46.19 | 0.01 | 0
2015 | MISO_W_2_MISO_MO-IL | MISO_W | MISO_MO-IL | Internal | Summer | B6 | 300 | 3800 | 0 | 41.97 | 40.97 | 0.01 | 0
2015 | MISO_W_2_MISO_MO-IL | MISO_W | MISO_MO-IL | Internal | Summer | B7 | 400 | 3800 | 0 | 36.81 | 36.05 | 0.01 | 0
2015 | MISO_W_2_MISO_MO-IL | MISO_W | MISO_MO-IL | Internal | Summer | B8 | 500 | 3800 | 0 | 34.22 | 34.21 | 0.01 | 0
2015 | MISO_W_2_MISO_MO-IL | MISO_W | MISO_MO-IL | Internal | Summer | B9 | 800 | 3800 | 0 | 33.43 | 33.42 | 0.01 | 0
2015 | MISO_W_2_MISO_MO-IL | MISO_W | MISO_MO-IL | Internal | Summer | B10 | 1262 | 3800 | 0 | 31.74 | 31.18 | 0.01 | 0
2015 | MISO_W_2_MISO_MO-IL | MISO_W | MISO_MO-IL | Internal | Winter | B16 | 25 | 3800 | 1210.24 | 47.1 | 47.11 | 0.01 | 0
2015 | MISO_W_2_MISO_MO-IL | MISO_W | MISO_MO-IL | Internal | Winter | B17 | 100 | 3800 | 1246.23 | 41.68 | 41.7 | 0.01 | 0
2015 | MISO_W_2_MISO_MO-IL | MISO_W | MISO_MO-IL | Internal | Winter | B18 | 400 | 3800 | 0 | 38.25 | 38.24 | 0.01 | 0
2015 | MISO_W_2_MISO_MO-IL | MISO_W | MISO_MO-IL | Internal | Winter | B19 | 700 | 3800 | 0 | 37.21 | 36.38 | 0.01 | 0
2015 | MISO_W_2_MISO_MO-IL | MISO_W | MISO_MO-IL | Internal | Winter | B20 | 935 | 3800 | 62.2 | 32.99 | 33 | 0.01 | 0
2015 | MISO_W_2_MISO_WUMS | MISO_W | MISO_WUMS | Internal | Shoulder | B11 | 25 | 1629 | 48.92 | 48.82 | 48.83 | 0.01 | 0
2015 | MISO_W_2_MISO_WUMS | MISO_W | MISO_WUMS | Internal | Shoulder | B12 | 200 | 1629 | 511.93 | 39.59 | 39.6 | 0.01 | 0
2015 | MISO_W_2_MISO_WUMS | MISO_W | MISO_WUMS | Internal | Shoulder | B13 | 600 | 1629 | 687.93 | 37.44 | 37.45 | 0.01 | 0
2015 | MISO_W_2_MISO_WUMS | MISO_W | MISO_WUMS | Internal | Shoulder | B14 | 900 | 1629 | 719.44 | 36.04 | 36.06 | 0.01 | 0
2015 | MISO_W_2_MISO_WUMS | MISO_W | MISO_WUMS | Internal | Shoulder | B15 | 1203 | 1629 | 628.28 | 34.13 | 34.14 | 0.01 | 0
2015 | MISO_W_2_MISO_WUMS | MISO_W | MISO_WUMS | Internal | Summer | B1 | 10 | 1629 | 19.56 | 59.36 | 59.37 | 0.01 | 0
2015 | MISO_W_2_MISO_WUMS | MISO_W | MISO_WUMS | Internal | Summer | B2 | 25 | 1629 | 1288.99 | 58.51 | 58.52 | 0.01 | 0
2015 | MISO_W_2_MISO_WUMS | MISO_W | MISO_WUMS | Internal | Summer | B3 | 75 | 1629 | 668.9 | 57.7 | 57.71 | 0.01 | 0
2015 | MISO_W_2_MISO_WUMS | MISO_W | MISO_WUMS | Internal | Summer | B4 | 100 | 1629 | 0 | 53.48 | 53.47 | 0.01 | 0
2015 | MISO_W_2_MISO_WUMS | MISO_W | MISO_WUMS | Internal | Summer | B5 | 200 | 1629 | 0 | 47.19 | 47.17 | 0.01 | 0
2015 | MISO_W_2_MISO_WUMS | MISO_W | MISO_WUMS | Internal | Summer | B6 | 300 | 1629 | 0 | 41.97 | 41.51 | 0.01 | 0
2015 | MISO_W_2_MISO_WUMS | MISO_W | MISO_WUMS | Internal | Summer | B7 | 400 | 1629 | 0 | 36.81 | 36.8 | 0.01 | 0
2015 | MISO_W_2_MISO_WUMS | MISO_W | MISO_WUMS | Internal | Summer | B8 | 500 | 1629 | 1147.95 | 34.22 | 34.23 | 0.01 | 0
2015 | MISO_W_2_MISO_WUMS | MISO_W | MISO_WUMS | Internal | Summer | B9 | 800 | 1629 | 689.68 | 33.43 | 33.44 | 0.01 | 0
2015 | MISO_W_2_MISO_WUMS | MISO_W | MISO_WUMS | Internal | Summer | B10 | 1262 | 1629 | 1629 | 31.74 | 32.97 | 0.01 | 1.22
2015 | MISO_W_2_MISO_WUMS | MISO_W | MISO_WUMS | Internal | Winter | B16 | 25 | 1629 | 51.43 | 47.1 | 47.11 | 0.01 | 0
2015 | MISO_W_2_MISO_WUMS | MISO_W | MISO_WUMS | Internal | Winter | B17 | 100 | 1629 | 346.31 | 41.68 | 41.7 | 0.01 | 0
2015 | MISO_W_2_MISO_WUMS | MISO_W | MISO_WUMS | Internal | Winter | B18 | 400 | 1629 | 0 | 38.25 | 38.25 | 0.01 | 0
2015 | MISO_W_2_MISO_WUMS | MISO_W | MISO_WUMS | Internal | Winter | B19 | 700 | 1629 | 0 | 37.21 | 37.2 | 0.01 | 0
2015 | MISO_W_2_MISO_WUMS | MISO_W | MISO_WUMS | Internal | Winter | B20 | 935 | 1629 | 1629 | 32.99 | 33.54 | 0.01 | 0.54
2015 | MISO_W_2_NE | MISO_W | NE | Internal | Shoulder | B11 | 25 | 2800 | 0 | 48.82 | 48.82 | 7 | 0
2015 | MISO_W_2_NE | MISO_W | NE | Internal | Shoulder | B12 | 200 | 2800 | 0 | 39.59 | 39.59 | 7 | 0
2015 | MISO_W_2_NE | MISO_W | NE | Internal | Shoulder | B13 | 600 | 2800 | 0 | 37.44 | 38.44 | 7 | 0
2015 | MISO_W_2_NE | MISO_W | NE | Internal | Shoulder | B14 | 900 | 2800 | 0 | 36.04 | 38.44 | 7 | 0
2015 | MISO_W_2_NE | MISO_W | NE | Internal | Shoulder | B15 | 1203 | 2800 | 0 | 34.13 | 37.4 | 7 | 0
2015 | MISO_W_2_NE | MISO_W | NE | Internal | Summer | B1 | 10 | 2800 | 0 | 59.36 | 59.43 | 7 | 0
2015 | MISO_W_2_NE | MISO_W | NE | Internal | Summer | B2 | 25 | 2800 | 0 | 58.51 | 59.43 | 7 | 0
2015 | MISO_W_2_NE | MISO_W | NE | Internal | Summer | B3 | 75 | 2800 | 0 | 57.7 | 59.43 | 7 | 0
2015 | MISO_W_2_NE | MISO_W | NE | Internal | Summer | B4 | 100 | 2800 | 0 | 53.48 | 59.43 | 7 | 0
2015 | MISO_W_2_NE | MISO_W | NE | Internal | Summer | B5 | 200 | 2800 | 0 | 47.19 | 54.17 | 7 | 0
2015 | MISO_W_2_NE | MISO_W | NE | Internal | Summer | B6 | 300 | 2800 | 0 | 41.97 | 41.97 | 7 | 0
2015 | MISO_W_2_NE | MISO_W | NE | Internal | Summer | B7 | 400 | 2800 | 0 | 36.81 | 37.29 | 7 | 0
2015 | MISO_W_2_NE | MISO_W | NE | Internal | Summer | B8 | 500 | 2800 | 0 | 34.22 | 35.51 | 7 | 0
2015 | MISO_W_2_NE | MISO_W | NE | Internal | Summer | B9 | 800 | 2800 | 0 | 33.43 | 35.51 | 7 | 0
2015 | MISO_W_2_NE | MISO_W | NE | Internal | Summer | B10 | 1262 | 2800 | 0 | 31.74 | 34.23 | 7 | 0
2015 | MISO_W_2_NE | MISO_W | NE | Internal | Winter | B16 | 25 | 2800 | 0 | 47.1 | 47.1 | 7 | 0
2015 | MISO_W_2_NE | MISO_W | NE | Internal | Winter | B17 | 100 | 2800 | 0 | 41.68 | 41.68 | 7 | 0
2015 | MISO_W_2_NE | MISO_W | NE | Internal | Winter | B18 | 400 | 2800 | 0 | 38.25 | 39.88 | 7 | 0
2015 | MISO_W_2_NE | MISO_W | NE | Internal | Winter | B19 | 700 | 2800 | 0 | 37.21 | 39.88 | 7 | 0
2015 | MISO_W_2_NE | MISO_W | NE | Internal | Winter | B20 | 935 | 2800 | 0 | 32.99 | 35.56 | 7 | 0
2015 | MISO_W_2_PJM_ROR | MISO_W | PJM_ROR | Internal | Shoulder | B11 | 25 | 773 | 0 | 48.82 | 49.1 | 2 | 0
2015 | MISO_W_2_PJM_ROR | MISO_W | PJM_ROR | Internal | Shoulder | B12 | 200 | 773 | 773 | 39.59 | 41.6 | 2 | 0.01
2015 | MISO_W_2_PJM_ROR | MISO_W | PJM_ROR | Internal | Shoulder | B13 | 600 | 773 | 347.74 | 37.44 | 39.44 | 2 | 0
2015 | MISO_W_2_PJM_ROR | MISO_W | PJM_ROR | Internal | Shoulder | B14 | 900 | 773 | 143.77 | 36.04 | 38.04 | 2 | 0
2015 | MISO_W_2_PJM_ROR | MISO_W | PJM_ROR | Internal | Shoulder | B15 | 1203 | 773 | 0 | 34.13 | 35.05 | 2 | 0
2015 | MISO_W_2_PJM_ROR | MISO_W | PJM_ROR | Internal | Summer | B1 | 10 | 773 | 772.99 | 59.36 | 61.37 | 2 | 0.01
2015 | MISO_W_2_PJM_ROR | MISO_W | PJM_ROR | Internal | Summer | B2 | 25 | 773 | 0 | 58.51 | 59.69 | 2 | 0
2015 | MISO_W_2_PJM_ROR | MISO_W | PJM_ROR | Internal | Summer | B3 | 75 | 773 | 0 | 57.7 | 57.97 | 2 | 0
2015 | MISO_W_2_PJM_ROR | MISO_W | PJM_ROR | Internal | Summer | B4 | 100 | 773 | 0 | 53.48 | 53.33 | 2 | 0
2015 | MISO_W_2_PJM_ROR | MISO_W | PJM_ROR | Internal | Summer | B5 | 200 | 773 | 0 | 47.19 | 48.19 | 2 | 0
2015 | MISO_W_2_PJM_ROR | MISO_W | PJM_ROR | Internal | Summer | B6 | 300 | 773 | 0 | 41.97 | 42.97 | 2 | 0
2015 | MISO_W_2_PJM_ROR | MISO_W | PJM_ROR | Internal | Summer | B7 | 400 | 773 | 0 | 36.81 | 38.05 | 2 | 0
2015 | MISO_W_2_PJM_ROR | MISO_W | PJM_ROR | Internal | Summer | B8 | 500 | 773 | 773 | 34.22 | 36.23 | 2 | 0.01
2015 | MISO_W_2_PJM_ROR | MISO_W | PJM_ROR | Internal | Summer | B9 | 800 | 773 | 0 | 33.43 | 35.42 | 2 | 0
2015 | MISO_W_2_PJM_ROR | MISO_W | PJM_ROR | Internal | Summer | B10 | 1262 | 773 | 0 | 31.74 | 32.87 | 2 | 0
2015 | MISO_W_2_PJM_ROR | MISO_W | PJM_ROR | Internal | Winter | B16 | 25 | 773 | 773 | 47.1 | 49.11 | 2 | 0.01
2015 | MISO_W_2_PJM_ROR | MISO_W | PJM_ROR | Internal | Winter | B17 | 100 | 773 | 773 | 41.68 | 43.7 | 2 | 0.01
2015 | MISO_W_2_PJM_ROR | MISO_W | PJM_ROR | Internal | Winter | B18 | 400 | 773 | 0 | 38.25 | 40.24 | 2 | 0
2015 | MISO_W_2_PJM_ROR | MISO_W | PJM_ROR | Internal | Winter | B19 | 700 | 773 | 0 | 37.21 | 37.79 | 2 | 0
2015 | MISO_W_2_PJM_ROR | MISO_W | PJM_ROR | Internal | Winter | B20 | 935 | 773 | 71.5 | 32.99 | 34.99 | 2 | 0
2015 | MISO_W_2_SPP_N | MISO_W | SPP_N | Internal | Shoulder | B11 | 25 | 3200 | 1073.88 | 48.82 | 55.82 | 7 | 0
2015 | MISO_W_2_SPP_N | MISO_W | SPP_N | Internal | Shoulder | B12 | 200 | 3200 | 0 | 39.59 | 40.37 | 7 | 0
2015 | MISO_W_2_SPP_N | MISO_W | SPP_N | Internal | Shoulder | B13 | 600 | 3200 | 0 | 37.44 | 39.1 | 7 | 0
2015 | MISO_W_2_SPP_N | MISO_W | SPP_N | Internal | Shoulder | B14 | 900 | 3200 | 0 | 36.04 | 38.45 | 7 | 0
2015 | MISO_W_2_SPP_N | MISO_W | SPP_N | Internal | Shoulder | B15 | 1203 | 3200 | 0 | 34.13 | 37.41 | 7 | 0
2015 | MISO_W_2_SPP_N | MISO_W | SPP_N | Internal | Summer | B1 | 10 | 3200 | 0 | 59.36 | 60.91 | 7 | 0
2015 | MISO_W_2_SPP_N | MISO_W | SPP_N | Internal | Summer | B2 | 25 | 3200 | 0 | 58.51 | 60.91 | 7 | 0
2015 | MISO_W_2_SPP_N | MISO_W | SPP_N | Internal | Summer | B3 | 75 | 3200 | 0 | 57.7 | 60.91 | 7 | 0
2015 | MISO_W_2_SPP_N | MISO_W | SPP_N | Internal | Summer | B4 | 100 | 3200 | 0 | 53.48 | 59.45 | 7 | 0
2015 | MISO_W_2_SPP_N | MISO_W | SPP_N | Internal | Summer | B5 | 200 | 3200 | 857.22 | 47.19 | 54.19 | 7 | 0
2015 | MISO_W_2_SPP_N | MISO_W | SPP_N | Internal | Summer | B6 | 300 | 3200 | 2866.6 | 41.97 | 48.97 | 7 | 0
2015 | MISO_W_2_SPP_N | MISO_W | SPP_N | Internal | Summer | B7 | 400 | 3200 | 2420.22 | 36.81 | 43.81 | 7 | 0
2015 | MISO_W_2_SPP_N | MISO_W | SPP_N | Internal | Summer | B8 | 500 | 3200 | 0 | 34.22 | 39 | 7 | 0
2015 | MISO_W_2_SPP_N | MISO_W | SPP_N | Internal | Summer | B9 | 800 | 3200 | 0 | 33.43 | 36.48 | 7 | 0
2015 | MISO_W_2_SPP_N | MISO_W | SPP_N | Internal | Summer | B10 | 1262 | 3200 | 0 | 31.74 | 36.07 | 7 | 0
2015 | MISO_W_2_SPP_N | MISO_W | SPP_N | Internal | Winter | B16 | 25 | 3200 | 166.55 | 47.1 | 54.1 | 7 | 0
2015 | MISO_W_2_SPP_N | MISO_W | SPP_N | Internal | Winter | B17 | 100 | 3200 | 0 | 41.68 | 41.7 | 7 | 0
2015 | MISO_W_2_SPP_N | MISO_W | SPP_N | Internal | Winter | B18 | 400 | 3200 | 0 | 38.25 | 39.89 | 7 | 0
2015 | MISO_W_2_SPP_N | MISO_W | SPP_N | Internal | Winter | B19 | 700 | 3200 | 0 | 37.21 | 39.89 | 7 | 0
2015 | MISO_W_2_SPP_N | MISO_W | SPP_N | Internal | Winter | B20 | 935 | 3200 | 0 | 32.99 | 39.8 | 7 | 0
2015 | MISO_WUMS_2_MISO_MI | MISO_WUMS | MISO_MI | Internal | Shoulder | B11 | 25 | 99 | 0 | 48.83 | 47.1 | 0.01 | 0
2015 | MISO_WUMS_2_MISO_MI | MISO_WUMS | MISO_MI | Internal | Shoulder | B12 | 200 | 99 | 0 | 39.6 | 39.6 | 0.01 | 0
2015 | MISO_WUMS_2_MISO_MI | MISO_WUMS | MISO_MI | Internal | Shoulder | B13 | 600 | 99 | 0 | 37.45 | 37.44 | 0.01 | 0
2015 | MISO_WUMS_2_MISO_MI | MISO_WUMS | MISO_MI | Internal | Shoulder | B14 | 900 | 99 | 0 | 36.06 | 36.04 | 0.01 | 0
2015 | MISO_WUMS_2_MISO_MI | MISO_WUMS | MISO_MI | Internal | Shoulder | B15 | 1203 | 99 | 0 | 34.14 | 34.11 | 0.01 | 0
2015 | MISO_WUMS_2_MISO_MI | MISO_WUMS | MISO_MI | Internal | Summer | B1 | 10 | 99 | 0 | 59.37 | 59.09 | 0.01 | 0
2015 | MISO_WUMS_2_MISO_MI | MISO_WUMS | MISO_MI | Internal | Summer | B2 | 25 | 99 | 0 | 58.52 | 57.69 | 0.01 | 0
2015 | MISO_WUMS_2_MISO_MI | MISO_WUMS | MISO_MI | Internal | Summer | B3 | 75 | 99 | 0 | 57.71 | 53.68 | 0.01 | 0
2015 | MISO_WUMS_2_MISO_MI | MISO_WUMS | MISO_MI | Internal | Summer | B4 | 100 | 99 | 0 | 53.47 | 47.32 | 0.01 | 0
2015 | MISO_WUMS_2_MISO_MI | MISO_WUMS | MISO_MI | Internal | Summer | B5 | 200 | 99 | 0 | 47.17 | 45.88 | 0.01 | 0
2015 | MISO_WUMS_2_MISO_MI | MISO_WUMS | MISO_MI | Internal | Summer | B6 | 300 | 99 | 0 | 41.51 | 40.97 | 0.01 | 0
2015 | MISO_WUMS_2_MISO_MI | MISO_WUMS | MISO_MI | Internal | Summer | B7 | 400 | 99 | 0 | 36.8 | 36.05 | 0.01 | 0
2015 | MISO_WUMS_2_MISO_MI | MISO_WUMS | MISO_MI | Internal | Summer | B8 | 500 | 99 | 0 | 34.23 | 34.23 | 0.01 | 0
2015 | MISO_WUMS_2_MISO_MI | MISO_WUMS | MISO_MI | Internal | Summer | B9 | 800 | 99 | 0 | 33.44 | 33.44 | 0.01 | 0
2015 | MISO_WUMS_2_MISO_MI | MISO_WUMS | MISO_MI | Internal | Summer | B10 | 1262 | 99 | 0 | 32.97 | 32.63 | 0.01 | 0
2015 | MISO_WUMS_2_MISO_MI | MISO_WUMS | MISO_MI | Internal | Winter | B16 | 25 | 99 | 0 | 47.11 | 47.11 | 0.01 | 0
2015 | MISO_WUMS_2_MISO_MI | MISO_WUMS | MISO_MI | Internal | Winter | B17 | 100 | 99 | 0 | 41.7 | 41.7 | 0.01 | 0
2015 | MISO_WUMS_2_MISO_MI | MISO_WUMS | MISO_MI | Internal | Winter | B18 | 400 | 99 | 0 | 38.25 | 38.24 | 0.01 | 0
2015 | MISO_WUMS_2_MISO_MI | MISO_WUMS | MISO_MI | Internal | Winter | B19 | 700 | 99 | 0 | 37.2 | 36.38 | 0.01 | 0
2015 | MISO_WUMS_2_MISO_MI | MISO_WUMS | MISO_MI | Internal | Winter | B20 | 935 | 99 | 41.92 | 33.54 | 33.55 | 0.01 | 0
2015 | MISO_WUMS_2_MISO_W | MISO_WUMS | MISO_W | Internal | Shoulder | B11 | 25 | 1137 | 0 | 48.83 | 48.82 | 0.01 | 0
2015 | MISO_WUMS_2_MISO_W | MISO_WUMS | MISO_W | Internal | Shoulder | B12 | 200 | 1137 | 0 | 39.6 | 39.59 | 0.01 | 0
2015 | MISO_WUMS_2_MISO_W | MISO_WUMS | MISO_W | Internal | Shoulder | B13 | 600 | 1137 | 0 | 37.45 | 37.44 | 0.01 | 0
2015 | MISO_WUMS_2_MISO_W | MISO_WUMS | MISO_W | Internal | Shoulder | B14 | 900 | 1137 | 0 | 36.06 | 36.04 | 0.01 | 0
2015 | MISO_WUMS_2_MISO_W | MISO_WUMS | MISO_W | Internal | Shoulder | B15 | 1203 | 1137 | 0 | 34.14 | 34.13 | 0.01 | 0
2015 | MISO_WUMS_2_MISO_W | MISO_WUMS | MISO_W | Internal | Summer | B1 | 10 | 1137 | 0 | 59.37 | 59.36 | 0.01 | 0
2015 | MISO_WUMS_2_MISO_W | MISO_WUMS | MISO_W | Internal | Summer | B2 | 25 | 1137 | 0 | 58.52 | 58.51 | 0.01 | 0
2015 | MISO_WUMS_2_MISO_W | MISO_WUMS | MISO_W | Internal | Summer | B3 | 75 | 1137 | 0 | 57.71 | 57.7 | 0.01 | 0
2015 | MISO_WUMS_2_MISO_W | MISO_WUMS | MISO_W | Internal | Summer | B4 | 100 | 1137 | 107.03 | 53.47 | 53.48 | 0.01 | 0
2015 | MISO_WUMS_2_MISO_W | MISO_WUMS | MISO_W | Internal | Summer | B5 | 200 | 1137 | 684.9 | 47.17 | 47.19 | 0.01 | 0
2015 | MISO_WUMS_2_MISO_W | MISO_WUMS | MISO_W | Internal | Summer | B6 | 300 | 1137 | 1137 | 41.51 | 41.97 | 0.01 | 0.45
2015 | MISO_WUMS_2_MISO_W | MISO_WUMS | MISO_W | Internal | Summer | B7 | 400 | 1137 | 136.82 | 36.8 | 36.81 | 0.01 | 0
2015 | MISO_WUMS_2_MISO_W | MISO_WUMS | MISO_W | Internal | Summer | B8 | 500 | 1137 | 0 | 34.23 | 34.22 | 0.01 | 0
2015 | MISO_WUMS_2_MISO_W | MISO_WUMS | MISO_W | Internal | Summer | B9 | 800 | 1137 | 0 | 33.44 | 33.43 | 0.01 | 0
2015 | MISO_WUMS_2_MISO_W | MISO_WUMS | MISO_W | Internal | Summer | B10 | 1262 | 1137 | 0 | 32.97 | 31.74 | 0.01 | 0
2015 | MISO_WUMS_2_MISO_W | MISO_WUMS | MISO_W | Internal | Winter | B16 | 25 | 1137 | 0 | 47.11 | 47.1 | 0.01 | 0
2015 | MISO_WUMS_2_MISO_W | MISO_WUMS | MISO_W | Internal | Winter | B17 | 100 | 1137 | 0 | 41.7 | 41.68 | 0.01 | 0
2015 | MISO_WUMS_2_MISO_W | MISO_WUMS | MISO_W | Internal | Winter | B18 | 400 | 1137 | 0 | 38.25 | 38.25 | 0.01 | 0
2015 | MISO_WUMS_2_MISO_W | MISO_WUMS | MISO_W | Internal | Winter | B19 | 700 | 1137 | 338.91 | 37.2 | 37.21 | 0.01 | 0
2015 | MISO_WUMS_2_MISO_W | MISO_WUMS | MISO_W | Internal | Winter | B20 | 935 | 1137 | 0 | 33.54 | 32.99 | 0.01 | 0
2015 | MISO_WUMS_2_PJM_ROR | MISO_WUMS | PJM_ROR | Internal | Shoulder | B11 | 25 | 1600 | 0 | 48.83 | 49.1 | 2 | 0
2015 | MISO_WUMS_2_PJM_ROR | MISO_WUMS | PJM_ROR | Internal | Shoulder | B12 | 200 | 1600 | 76.1 | 39.6 | 41.6 | 2 | 0
2015 | MISO_WUMS_2_PJM_ROR | MISO_WUMS | PJM_ROR | Internal | Shoulder | B13 | 600 | 1600 | 0 | 37.45 | 39.44 | 2 | 0
2015 | MISO_WUMS_2_PJM_ROR | MISO_WUMS | PJM_ROR | Internal | Shoulder | B14 | 900 | 1600 | 0 | 36.06 | 38.04 | 2 | 0
2015 | MISO_WUMS_2_PJM_ROR | MISO_WUMS | PJM_ROR | Internal | Shoulder | B15 | 1203 | 1600 | 0 | 34.14 | 35.05 | 2 | 0
2015 | MISO_WUMS_2_PJM_ROR | MISO_WUMS | PJM_ROR | Internal | Summer | B1 | 10 | 1600 | 1580.58 | 59.37 | 61.37 | 2 | 0
2015 | MISO_WUMS_2_PJM_ROR | MISO_WUMS | PJM_ROR | Internal | Summer | B2 | 25 | 1600 | 0 | 58.52 | 59.69 | 2 | 0
2015 | MISO_WUMS_2_PJM_ROR | MISO_WUMS | PJM_ROR | Internal | Summer | B3 | 75 | 1600 | 0 | 57.71 | 57.97 | 2 | 0
2015 | MISO_WUMS_2_PJM_ROR | MISO_WUMS | PJM_ROR | Internal | Summer | B4 | 100 | 1600 | 0 | 53.47 | 53.33 | 2 | 0
2015 | MISO_WUMS_2_PJM_ROR | MISO_WUMS | PJM_ROR | Internal | Summer | B5 | 200 | 1600 | 0 | 47.17 | 48.19 | 2 | 0
2015 | MISO_WUMS_2_PJM_ROR | MISO_WUMS | PJM_ROR | Internal | Summer | B6 | 300 | 1600 | 0 | 41.51 | 42.97 | 2 | 0
2015 | MISO_WUMS_2_PJM_ROR | MISO_WUMS | PJM_ROR | Internal | Summer | B7 | 400 | 1600 | 0 | 36.8 | 38.05 | 2 | 0
2015 | MISO_WUMS_2_PJM_ROR | MISO_WUMS | PJM_ROR | Internal | Summer | B8 | 500 | 1600 | 34.44 | 34.23 | 36.23 | 2 | 0
2015 | MISO_WUMS_2_PJM_ROR | MISO_WUMS | PJM_ROR | Internal | Summer | B9 | 800 | 1600 | 0 | 33.44 | 35.42 | 2 | 0
2015 | MISO_WUMS_2_PJM_ROR | MISO_WUMS | PJM_ROR | Internal | Summer | B10 | 1262 | 1600 | 0 | 32.97 | 32.87 | 2 | 0
2015 | MISO_WUMS_2_PJM_ROR | MISO_WUMS | PJM_ROR | Internal | Winter | B16 | 25 | 1600 | 834.18 | 47.11 | 49.11 | 2 | 0
2015 | MISO_WUMS_2_PJM_ROR | MISO_WUMS | PJM_ROR | Internal | Winter | B17 | 100 | 1600 | 1452.5 | 41.7 | 43.7 | 2 | 0
2015 | MISO_WUMS_2_PJM_ROR | MISO_WUMS | PJM_ROR | Internal | Winter | B18 | 400 | 1600 | 0 | 38.25 | 40.24 | 2 | 0
2015 | MISO_WUMS_2_PJM_ROR | MISO_WUMS | PJM_ROR | Internal | Winter | B19 | 700 | 1600 | 0 | 37.2 | 37.79 | 2 | 0
2015 | MISO_WUMS_2_PJM_ROR | MISO_WUMS | PJM_ROR | Internal | Winter | B20 | 935 | 1600 | 0 | 33.54 | 34.99 | 2 | 0
2015 | NE_2_MISO_W | NE | MISO_W | Internal | Shoulder | B11 | 25 | 1600 | 0 | 48.82 | 48.82 | 5 | 0
2015 | NE_2_MISO_W | NE | MISO_W | Internal | Shoulder | B12 | 200 | 1600 | 0 | 39.59 | 39.59 | 5 | 0
2015 | NE_2_MISO_W | NE | MISO_W | Internal | Shoulder | B13 | 600 | 1600 | 0 | 38.44 | 37.44 | 5 | 0
2015 | NE_2_MISO_W | NE | MISO_W | Internal | Shoulder | B14 | 900 | 1600 | 0 | 38.44 | 36.04 | 5 | 0
2015 | NE_2_MISO_W | NE | MISO_W | Internal | Shoulder | B15 | 1203 | 1600 | 0 | 37.4 | 34.13 | 5 | 0
2015 | NE_2_MISO_W | NE | MISO_W | Internal | Summer | B1 | 10 | 1600 | 0 | 59.43 | 59.36 | 5 | 0
2015 | NE_2_MISO_W | NE | MISO_W | Internal | Summer | B2 | 25 | 1600 | 0 | 59.43 | 58.51 | 5 | 0
2015 | NE_2_MISO_W | NE | MISO_W | Internal | Summer | B3 | 75 | 1600 | 0 | 59.43 | 57.7 | 5 | 0
2015 | NE_2_MISO_W | NE | MISO_W | Internal | Summer | B4 | 100 | 1600 | 0 | 59.43 | 53.48 | 5 | 0
2015 | NE_2_MISO_W | NE | MISO_W | Internal | Summer | B5 | 200 | 1600 | 0 | 54.17 | 47.19 | 5 | 0
2015 | NE_2_MISO_W | NE | MISO_W | Internal | Summer | B6 | 300 | 1600 | 0 | 41.97 | 41.97 | 5 | 0
2015 | NE_2_MISO_W | NE | MISO_W | Internal | Summer | B7 | 400 | 1600 | 0 | 37.29 | 36.81 | 5 | 0
2015 | NE_2_MISO_W | NE | MISO_W | Internal | Summer | B8 | 500 | 1600 | 0 | 35.51 | 34.22 | 5 | 0
2015 | NE_2_MISO_W | NE | MISO_W | Internal | Summer | B9 | 800 | 1600 | 0 | 35.51 | 33.43 | 5 | 0
2015 | NE_2_MISO_W | NE | MISO_W | Internal | Summer | B10 | 1262 | 1600 | 0 | 34.23 | 31.74 | 5 | 0
2015 | NE_2_MISO_W | NE | MISO_W | Internal | Winter | B16 | 25 | 1600 | 0 | 47.1 | 47.1 | 5 | 0
2015 | NE_2_MISO_W | NE | MISO_W | Internal | Winter | B17 | 100 | 1600 | 0 | 41.68 | 41.68 | 5 | 0
2015 | NE_2_MISO_W | NE | MISO_W | Internal | Winter | B18 | 400 | 1600 | 0 | 39.88 | 38.25 | 5 | 0
2015 | NE_2_MISO_W | NE | MISO_W | Internal | Winter | B19 | 700 | 1600 | 0 | 39.88 | 37.21 | 5 | 0
2015 | NE_2_MISO_W | NE | MISO_W | Internal | Winter | B20 | 935 | 1600 | 0 | 35.56 | 32.99 | 5 | 0
2015 | NE_2_SPP_N | NE | SPP_N | Internal | Shoulder | B11 | 25 | 1800 | 1800 | 48.82 | 55.82 | 0.01 | 6.99
2015 | NE_2_SPP_N | NE | SPP_N | Internal | Shoulder | B12 | 200 | 1800 | 1800 | 39.59 | 40.37 | 0.01 | 0.77
2015 | NE_2_SPP_N | NE | SPP_N | Internal | Shoulder | B13 | 600 | 1800 | 1800 | 38.44 | 39.1 | 0.01 | 0.65
2015 | NE_2_SPP_N | NE | SPP_N | Internal | Shoulder | B14 | 900 | 1800 | 1298.83 | 38.44 | 38.45 | 0.01 | 0
2015 | NE_2_SPP_N | NE | SPP_N | Internal | Shoulder | B15 | 1203 | 1800 | 1576.9 | 37.4 | 37.41 | 0.01 | 0
2015 | NE_2_SPP_N | NE | SPP_N | Internal | Summer | B1 | 10 | 1800 | 1800 | 59.43 | 60.91 | 0.01 | 1.46
2015 | NE_2_SPP_N | NE | SPP_N | Internal | Summer | B2 | 25 | 1800 | 1800 | 59.43 | 60.91 | 0.01 | 1.46
2015 | NE_2_SPP_N | NE | SPP_N | Internal | Summer | B3 | 75 | 1800 | 1800 | 59.43 | 60.91 | 0.01 | 1.46
2015 | NE_2_SPP_N | NE | SPP_N | Internal | Summer | B4 | 100 | 1800 | 1799.18 | 59.43 | 59.45 | 0.01 | 0
2015 | NE_2_SPP_N | NE | SPP_N | Internal | Summer | B5 | 200 | 1800 | 1480.79 | 54.17 | 54.19 | 0.01 | 0
2015 | NE_2_SPP_N | NE | SPP_N | Internal | Summer | B6 | 300 | 1800 | 1800 | 41.97 | 48.97 | 0.01 | 6.99
2015 | NE_2_SPP_N | NE | SPP_N | Internal | Summer | B7 | 400 | 1800 | 1800 | 37.29 | 43.81 | 0.01 | 6.51
2015 | NE_2_SPP_N | NE | SPP_N | Internal | Summer | B8 | 500 | 1800 | 1800 | 35.51 | 39 | 0.01 | 3.47
2015 | NE_2_SPP_N | NE | SPP_N | Internal | Summer | B9 | 800 | 1800 | 1800 | 35.51 | 36.48 | 0.01 | 0.95
2015 | NE_2_SPP_N | NE | SPP_N | Internal | Summer | B10 | 1262 | 1800 | 1800 | 34.23 | 36.07 | 0.01 | 1.82
2015 | NE_2_SPP_N | NE | SPP_N | Internal | Winter | B16 | 25 | 1800 | 1800 | 47.1 | 54.1 | 0.01 | 6.99
2015 | NE_2_SPP_N | NE | SPP_N | Internal | Winter | B17 | 100 | 1800 | 1367.22 | 41.68 | 41.7 | 0.01 | 0
2015 | NE_2_SPP_N | NE | SPP_N | Internal | Winter | B18 | 400 | 1800 | 1719.42 | 39.88 | 39.89 | 0.01 | 0
2015 | NE_2_SPP_N | NE | SPP_N | Internal | Winter | B19 | 700 | 1800 | 1725.81 | 39.88 | 39.89 | 0.01 | 0
2015 | NE_2_SPP_N | NE | SPP_N | Internal | Winter | B20 | 935 | 1800 | 1800 | 35.56 | 39.8 | 0.01 | 4.23
2015 | NEISO_2_NYISO_A-F | NEISO | NYISO_A-F | Internal | Shoulder | B11 | 25 | 600 | 600 | 36.69 | 39.93 | 3 | 0.23
2015 | NEISO_2_NYISO_A-F | NEISO | NYISO_A-F | Internal | Shoulder | B12 | 200 | 600 | 485.54 | 36.69 | 39.69 | 3 | 0
2015 | NEISO_2_NYISO_A-F | NEISO | NYISO_A-F | Internal | Shoulder | B13 | 600 | 600 | 0 | 36.69 | 39.68 | 3 | 0
2015 | NEISO_2_NYISO_A-F | NEISO | NYISO_A-F | Internal | Shoulder | B14 | 900 | 600 | 0 | 36.69 | 37.91 | 3 | 0
2015 | NEISO_2_NYISO_A-F | NEISO | NYISO_A-F | Internal | Shoulder | B15 | 1203 | 600 | 0 | 36.69 | 37.91 | 3 | 0
2015 | NEISO_2_NYISO_A-F | NEISO | NYISO_A-F | Internal | Summer | B1 | 10 | 600 | 0 | 53.55 | 51.71 | 3 | 0
2015 | NEISO_2_NYISO_A-F | NEISO | NYISO_A-F | Internal | Summer | B2 | 25 | 600 | 0 | 49.45 | 51.71 | 3 | 0
2015 | NEISO_2_NYISO_A-F | NEISO | NYISO_A-F | Internal | Summer | B3 | 75 | 600 | 0 | 46.2 | 49.19 | 3 | 0
2015 | NEISO_2_NYISO_A-F | NEISO | NYISO_A-F | Internal | Summer | B4 | 100 | 600 | 600 | 37.33 | 45.34 | 3 | 5.01
2015 | NEISO_2_NYISO_A-F | NEISO | NYISO_A-F | Internal | Summer | B5 | 200 | 600 | 600 | 34 | 42.33 | 3 | 5.33
2015 | NEISO_2_NYISO_A-F | NEISO | NYISO_A-F | Internal | Summer | B6 | 300 | 600 | 600 | 34 | 40.97 | 3 | 3.97
2015 | NEISO_2_NYISO_A-F | NEISO | NYISO_A-F | Internal | Summer | B7 | 400 | 600 | 600 | 34 | 38.6 | 3 | 1.6
2015 | NEISO_2_NYISO_A-F | NEISO | NYISO_A-F | Internal | Summer | B8 | 500 | 600 | 600 | 34 | 37.05 | 3 | 0.05
2015 | NEISO_2_NYISO_A-F | NEISO | NYISO_A-F | Internal | Summer | B9 | 800 | 600 | 34.96 | 34 | 37 | 3 | 0
2015 | NEISO_2_NYISO_A-F | NEISO | NYISO_A-F | Internal | Summer | B10 | 1262 | 600 | 20.46 | 34 | 37 | 3 | 0
2015 | NEISO_2_NYISO_A-F | NEISO | NYISO_A-F | Internal | Winter | B16 | 25 | 600 | 0 | 45.09 | 45.52 | 3 | 0
2015 | NEISO_2_NYISO_A-F | NEISO | NYISO_A-F | Internal | Winter | B17 | 100 | 600 | 0 | 45.09 | 42.35 | 3 | 0
2015 | NEISO_2_NYISO_A-F | NEISO | NYISO_A-F | Internal | Winter | B18 | 400 | 600 | 0 | 45.09 | 42.35 | 3 | 0
2015 | NEISO_2_NYISO_A-F | NEISO | NYISO_A-F | Internal | Winter | B19 | 700 | 600 | 0 | 45.09 | 42.35 | 3 | 0
2015 | NEISO_2_NYISO_A-F | NEISO | NYISO_A-F | Internal | Winter | B20 | 935 | 600 | 0 | 45.09 | 42.35 | 3 | 0
2015 | NEISO_2_NYISO_G-I | NEISO | NYISO_G-I | Internal | Shoulder | B11 | 25 | 600 | 600 | 36.69 | 41.08 | 3 | 1.38
2015 | NEISO_2_NYISO_G-I | NEISO | NYISO_G-I | Internal | Shoulder | B12 | 200 | 600 | 600 | 36.69 | 40.14 | 3 | 0.44
2015 | NEISO_2_NYISO_G-I | NEISO | NYISO_G-I | Internal | Shoulder | B13 | 600 | 600 | 544.23 | 36.69 | 39.69 | 3 | 0
2015 | NEISO_2_NYISO_G-I | NEISO | NYISO_G-I | Internal | Shoulder | B14 | 900 | 600 | 0 | 36.69 | 39.68 | 3 | 0
2015 | NEISO_2_NYISO_G-I | NEISO | NYISO_G-I | Internal | Shoulder | B15 | 1203 | 600 | 0 | 36.69 | 37.92 | 3 | 0
2015 | NEISO_2_NYISO_G-I | NEISO | NYISO_G-I | Internal | Summer | B1 | 10 | 600 | 0 | 53.55 | 53.39 | 3 | 0
2015 | NEISO_2_NYISO_G-I | NEISO | NYISO_G-I | Internal | Summer | B2 | 25 | 600 | 45.5 | 49.45 | 52.45 | 3 | 0
2015 | NEISO_2_NYISO_G-I | NEISO | NYISO_G-I | Internal | Summer | B3 | 75 | 600 | 466.21 | 46.2 | 49.2 | 3 | 0
2015 | NEISO_2_NYISO_G-I | NEISO | NYISO_G-I | Internal | Summer | B4 | 100 | 600 | 600 | 37.33 | 49.2 | 3 | 8.88
2015 | NEISO_2_NYISO_G-I | NEISO | NYISO_G-I | Internal | Summer | B5 | 200 | 600 | 600 | 34 | 49.2 | 3 | 12.2
2015 | NEISO_2_NYISO_G-I | NEISO | NYISO_G-I | Internal | Summer | B6 | 300 | 600 | 600 | 34 | 49.2 | 3 | 12.2
2015 | NEISO_2_NYISO_G-I | NEISO | NYISO_G-I | Internal | Summer | B7 | 400 | 600 | 600 | 34 | 38.61 | 3 | 1.61
2015 | NEISO_2_NYISO_G-I | NEISO | NYISO_G-I | Internal | Summer | B8 | 500 | 600 | 600 | 34 | 37.06 | 3 | 0.06
2015 | NEISO_2_NYISO_G-I | NEISO | NYISO_G-I | Internal | Summer | B9 | 800 | 600 | 600 | 34 | 37.01 | 3 | 0.01
2015 | NEISO_2_NYISO_G-I | NEISO | NYISO_G-I | Internal | Summer | B10 | 1262 | 600 | 600 | 34 | 37.01 | 3 | 0.01
2015 | NEISO_2_NYISO_G-I | NEISO | NYISO_G-I | Internal | Winter | B16 | 25 | 600 | 600 | 45.09 | 51.67 | 3 | 3.58
2015 | NEISO_2_NYISO_G-I | NEISO | NYISO_G-I | Internal | Winter | B17 | 100 | 600 | 600 | 45.09 | 50.98 | 3 | 2.89
2015 | NEISO_2_NYISO_G-I | NEISO | NYISO_G-I | Internal | Winter | B18 | 400 | 600 | 600 | 45.09 | 49.83 | 3 | 1.74
2015 | NEISO_2_NYISO_G-I | NEISO | NYISO_G-I | Internal | Winter | B19 | 700 | 600 | 0 | 45.09 | 48.08 | 3 | 0
2015 | NEISO_2_NYISO_G-I | NEISO | NYISO_G-I | Internal | Winter | B20 | 935 | 600 | 0 | 45.09 | 45.7 | 3 | 0
2015 | NEISO_2_NYISO_J-K | NEISO | NYISO_J-K | Internal | Shoulder | B11 | 25 | 430 | 430 | 36.69 | 41.09 | 3 | 1.4
2015 | NEISO_2_NYISO_J-K | NEISO | NYISO_J-K | Internal | Shoulder | B12 | 200 | 430 | 430 | 36.69 | 40.15 | 3 | 0.45
2015 | NEISO_2_NYISO_J-K | NEISO | NYISO_J-K | Internal | Shoulder | B13 | 600 | 430 | 430 | 36.69 | 39.71 | 3 | 0.01
2015 | NEISO_2_NYISO_J-K | NEISO | NYISO_J-K | Internal | Shoulder | B14 | 900 | 430 | 32.44 | 36.69 | 39.69 | 3 | 0
2015 | NEISO_2_NYISO_J-K | NEISO | NYISO_J-K | Internal | Shoulder | B15 | 1203 | 430 | 0 | 36.69 | 37.93 | 3 | 0
2015 | NEISO_2_NYISO_J-K | NEISO | NYISO_J-K | Internal | Summer | B1 | 10 | 430 | 0 | 53.55 | 53.41 | 3 | 0
2015 | NEISO_2_NYISO_J-K | NEISO | NYISO_J-K | Internal | Summer | B2 | 25 | 430 | 430 | 49.45 | 52.47 | 3 | 0.01
2015 | NEISO_2_NYISO_J-K | NEISO | NYISO_J-K | Internal | Summer | B3 | 75 | 430 | 430 | 46.2 | 49.22 | 3 | 0.01
2015 | NEISO_2_NYISO_J-K | NEISO | NYISO_J-K | Internal | Summer | B4 | 100 | 430 | 430 | 37.33 | 49.22 | 3 | 8.89
2015 | NEISO_2_NYISO_J-K | NEISO | NYISO_J-K | Internal | Summer | B5 | 200 | 430 | 430 | 34 | 49.22 | 3 | 12.22
2015 | NEISO_2_NYISO_J-K | NEISO | NYISO_J-K | Internal | Summer | B6 | 300 | 430 | 430 | 34 | 49.22 | 3 | 12.22
2015 | NEISO_2_NYISO_J-K | NEISO | NYISO_J-K | Internal | Summer | B7 | 400 | 430 | 430 | 34 | 38.62 | 3 | 1.62
2015 | NEISO_2_NYISO_J-K | NEISO | NYISO_J-K | Internal | Summer | B8 | 500 | 430 | 430 | 34 | 37.08 | 3 | 0.08
2015 | NEISO_2_NYISO_J-K | NEISO | NYISO_J-K | Internal | Summer | B9 | 800 | 430 | 430 | 34 | 37.02 | 3 | 0.02
2015 | NEISO_2_NYISO_J-K | NEISO | NYISO_J-K | Internal | Summer | B10 | 1262 | 430 | 430 | 34 | 37.02 | 3 | 0.02
2015 | NEISO_2_NYISO_J-K | NEISO | NYISO_J-K | Internal | Winter | B16 | 25 | 430 | 430 | 45.09 | 51.68 | 3 | 3.6
2015 | NEISO_2_NYISO_J-K | NEISO | NYISO_J-K | Internal | Winter | B17 | 100 | 430 | 430 | 45.09 | 50.99 | 3 | 2.9
2015 | NEISO_2_NYISO_J-K | NEISO | NYISO_J-K | Internal | Winter | B18 | 400 | 430 | 430 | 45.09 | 49.84 | 3 | 1.75
2015 | NEISO_2_NYISO_J-K | NEISO | NYISO_J-K | Internal | Winter | B19 | 700 | 430 | 8.04 | 45.09 | 48.09 | 3 | 0
2015 | NEISO_2_NYISO_J-K | NEISO | NYISO_J-K | Internal | Winter | B20 | 935 | 430 | 0 | 45.09 | 45.71 | 3 | 0
2015 | NonRTO_Midwest_2_MISO_IN | NonRTO_Midwest | MISO_IN | Internal | Shoulder | B11 | 25 | 4450 | 0 | 56.82 | 48.82 | 8 | 0
2015 | NonRTO_Midwest_2_MISO_IN | NonRTO_Midwest | MISO_IN | Internal | Shoulder | B12 | 200 | 4450 | 0 | 47.6 | 39.6 | 8 | 0
2015 | NonRTO_Midwest_2_MISO_IN | NonRTO_Midwest | MISO_IN | Internal | Shoulder | B13 | 600 | 4450 | 0 | 40.99 | 37.44 | 8 | 0
2015 | NonRTO_Midwest_2_MISO_IN | NonRTO_Midwest | MISO_IN | Internal | Shoulder | B14 | 900 | 4450 | 0 | 35.48 | 36.04 | 8 | 0
2015 | NonRTO_Midwest_2_MISO_IN | NonRTO_Midwest | MISO_IN | Internal | Shoulder | B15 | 1203 | 4450 | 0 | 34.45 | 34.1 | 8 | 0
2015 | NonRTO_Midwest_2_MISO_IN | NonRTO_Midwest | MISO_IN | Internal | Summer | B1 | 10 | 4450 | 0 | 64.7 | 59.38 | 8 | 0
2015 | NonRTO_Midwest_2_MISO_IN | NonRTO_Midwest | MISO_IN | Internal | Summer | B2 | 25 | 4450 | 0 | 64.7 | 57.71 | 8 | 0
2015 | NonRTO_Midwest_2_MISO_IN | NonRTO_Midwest | MISO_IN | Internal | Summer | B3 | 75 | 4450 | 0 | 64.7 | 57.61 | 8 | 0
2015 | NonRTO_Midwest_2_MISO_IN | NonRTO_Midwest | MISO_IN | Internal | Summer | B4 | 100 | 4450 | 0 | 61.48 | 53.48 | 8 | 0
2015 | NonRTO_Midwest_2_MISO_IN | NonRTO_Midwest | MISO_IN | Internal | Summer | B5 | 200 | 4450 | 0 | 54.19 | 46.19 | 8 | 0
2015 | NonRTO_Midwest_2_MISO_IN | NonRTO_Midwest | MISO_IN | Internal | Summer | B6 | 300 | 4450 | 0 | 36.88 | 40.98 | 8 | 0
2015 | NonRTO_Midwest_2_MISO_IN | NonRTO_Midwest | MISO_IN | Internal | Summer | B7 | 400 | 4450 | 0 | 35.48 | 36.06 | 8 | 0
2015 | NonRTO_Midwest_2_MISO_IN | NonRTO_Midwest | MISO_IN | Internal | Summer | B8 | 500 | 4450 | 0 | 34.45 | 34.22 | 8 | 0
2015 | NonRTO_Midwest_2_MISO_IN | NonRTO_Midwest | MISO_IN | Internal | Summer | B9 | 800 | 4450 | 0 | 34.45 | 33.43 | 8 | 0
2015 | NonRTO_Midwest_2_MISO_IN | NonRTO_Midwest | MISO_IN | Internal | Summer | B10 | 1262 | 4450 | 0 | 33.62 | 32.62 | 8 | 0
2015 | NonRTO_Midwest_2_MISO_IN | NonRTO_Midwest | MISO_IN | Internal | Winter | B16 | 25 | 4450 | 0 | 55.83 | 47.83 | 8 | 0
2015 | NonRTO_Midwest_2_MISO_IN | NonRTO_Midwest | MISO_IN | Internal | Winter | B17 | 100 | 4450 | 0 | 49.71 | 41.71 | 8 | 0
2015 | NonRTO_Midwest_2_MISO_IN | NonRTO_Midwest | MISO_IN | Internal | Winter | B18 | 400 | 4450 | 0 | 42.32 | 38.25 | 8 | 0
2015 | NonRTO_Midwest_2_MISO_IN | NonRTO_Midwest | MISO_IN | Internal | Winter | B19 | 700 | 4450 | 0 | 35.48 | 36.39 | 8 | 0
2015 | NonRTO_Midwest_2_MISO_IN | NonRTO_Midwest | MISO_IN | Internal | Winter | B20 | 935 | 4450 | 0 | 34.45 | 33.54 | 8 | 0
2015 | NonRTO_Midwest_2_TVA_Transmission | NonRTO_Midwest | TVA_Transmission | Internal | Shoulder | B11 | 25 | 2400 | 0 | 56.82 | 54.93 | 8 | 0
2015 | NonRTO_Midwest_2_TVA_Transmission | NonRTO_Midwest | TVA_Transmission | Internal | Shoulder | B12 | 200 | 2400 | 0 | 47.6 | 43.67 | 8 | 0
2015 | NonRTO_Midwest_2_TVA_Transmission | NonRTO_Midwest | TVA_Transmission | Internal | Shoulder | B13 | 600 | 2400 | 0 | 40.99 | 41.7 | 8 | 0
2015 | NonRTO_Midwest_2_TVA_Transmission | NonRTO_Midwest | TVA_Transmission | Internal | Shoulder | B14 | 900 | 2400 | 0 | 35.48 | 40.62 | 8 | 0
2015 | NonRTO_Midwest_2_TVA_Transmission | NonRTO_Midwest | TVA_Transmission | Internal | Shoulder | B15 | 1203 | 2400 | 0 | 34.45 | 39.88 | 8 | 0
2015 | NonRTO_Midwest_2_TVA_Transmission | NonRTO_Midwest | TVA_Transmission | Internal | Summer | B1 | 10 | 2400 | 0 | 64.7 | 67.37 | 8 | 0
2015 | NonRTO_Midwest_2_TVA_Transmission | NonRTO_Midwest | TVA_Transmission | Internal | Summer | B2 | 25 | 2400 | 0 | 64.7 | 65.69 | 8 | 0
2015 | NonRTO_Midwest_2_TVA_Transmission | NonRTO_Midwest | TVA_Transmission | Internal | Summer | B3 | 75 | 2400 | 0 | 64.7 | 63.97 | 8 | 0
2015 | NonRTO_Midwest_2_TVA_Transmission | NonRTO_Midwest | TVA_Transmission | Internal | Summer | B4 | 100 | 2400 | 0 | 61.48 | 59.33 | 8 | 0
2015 | NonRTO_Midwest_2_TVA_Transmission | NonRTO_Midwest | TVA_Transmission | Internal | Summer | B5 | 200 | 2400 | 0 | 54.19 | 53.46 | 8 | 0
2015 | NonRTO_Midwest_2_TVA_Transmission | NonRTO_Midwest | TVA_Transmission | Internal | Summer | B6 | 300 | 2400 | 122.94 | 36.88 | 44.88 | 8 | 0
2015 | NonRTO_Midwest_2_TVA_Transmission | NonRTO_Midwest | TVA_Transmission | Internal | Summer | B7 | 400 | 2400 | 0 | 35.48 | 42.79 | 8 | 0
2015 | NonRTO_Midwest_2_TVA_Transmission | NonRTO_Midwest | TVA_Transmission | Internal | Summer | B8 | 500 | 2400 | 0 | 34.45 | 39.59 | 8 | 0
2015 | NonRTO_Midwest_2_TVA_Transmission | NonRTO_Midwest | TVA_Transmission | Internal | Summer | B9 | 800 | 2400 | 0 | 34.45 | 39.08 | 8 | 0
2015 | NonRTO_Midwest_2_TVA_Transmission | NonRTO_Midwest | TVA_Transmission | Internal | Summer | B10 | 1262 | 2400 | 0 | 33.62 | 36.84 | 8 | 0
2015 | NonRTO_Midwest_2_TVA_Transmission | NonRTO_Midwest | TVA_Transmission | Internal | Winter | B16 | 25 | 2400 | 0 | 55.83 | 54.77 | 8 | 0
2015 | NonRTO_Midwest_2_TVA_Transmission | NonRTO_Midwest | TVA_Transmission | Internal | Winter | B17 | 100 | 2400 | 0 | 49.71 | 46.13 | 8 | 0
2015 | NonRTO_Midwest_2_TVA_Transmission | NonRTO_Midwest | TVA_Transmission | Internal | Winter | B18 | 400 | 2400 | 0 | 42.32 | 42.31 | 8 | 0
2015 | NonRTO_Midwest_2_TVA_Transmission | NonRTO_Midwest | TVA_Transmission | Internal | Winter | B19 | 700 | 2400 | 0 | 35.48 | 40.7 | 8 | 0
2015 | NonRTO_Midwest_2_TVA_Transmission | NonRTO_Midwest | TVA_Transmission | Internal | Winter | B20 | 935 | 2400 | 0 | 34.45 | 39.77 | 8 | 0
2015 | NYISO_A-F_2_IESO | NYISO_A-F | IESO | Internal | Shoulder | B11 | 25 | 1600 | 0 | 39.93 | 29.04 | 7 | 0
2015 | NYISO_A-F_2_IESO | NYISO_A-F | IESO | Internal | Shoulder | B12 | 200 | 1600 | 0 | 39.69 | 29.17 | 7 | 0
2015 | NYISO_A-F_2_IESO | NYISO_A-F | IESO | Internal | Shoulder | B13 | 600 | 1600 | 0 | 39.68 | 29.04 | 7 | 0
2015 | NYISO_A-F_2_IESO | NYISO_A-F | IESO | Internal | Shoulder | B14 | 900 | 1600 | 0 | 37.91 | 29.04 | 7 | 0
2015 | NYISO_A-F_2_IESO | NYISO_A-F | IESO | Internal | Shoulder | B15 | 1203 | 1600 | 0 | 37.91 | 29.04 | 7 | 0
2015 | NYISO_A-F_2_IESO | NYISO_A-F | IESO | Internal | Summer | B1 | 10 | 1600 | 0 | 51.71 | 41.04 | 7 | 0
2015 | NYISO_A-F_2_IESO | NYISO_A-F | IESO | Internal | Summer | B2 | 25 | 1600 | 0 | 51.71 | 38.68 | 7 | 0
2015 | NYISO_A-F_2_IESO | NYISO_A-F | IESO | Internal | Summer | B3 | 75 | 1600 | 0 | 49.19 | 38.07 | 7 | 0
2015 | NYISO_A-F_2_IESO | NYISO_A-F | IESO | Internal | Summer | B4 | 100 | 1600 | 0 | 45.34 | 38.07 | 7 | 0
2015 | NYISO_A-F_2_IESO | NYISO_A-F | IESO | Internal | Summer | B5 | 200 | 1600 | 0 | 42.33 | 35.33 | 7 | 0
2015 | NYISO_A-F_2_IESO | NYISO_A-F | IESO | Internal | Summer | B6 | 300 | 1600 | 0 | 40.97 | 33.97 | 7 | 0
2015 | NYISO_A-F_2_IESO | NYISO_A-F | IESO | Internal | Summer | B7 | 400 | 1600 | 0 | 38.6 | 29.05 | 7 | 0
2015 | NYISO_A-F_2_IESO | NYISO_A-F | IESO | Internal | Summer | B8 | 500 | 1600 | 0 | 37.05 | 27.23 | 7 | 0
2015 | NYISO_A-F_2_IESO | NYISO_A-F | IESO | Internal | Summer | B9 | 800 | 1600 | 0 | 37 | 27.23 | 7 | 0
2015 | NYISO_A-F_2_IESO | NYISO_A-F | IESO | Internal | Summer | B10 | 1262 | 1600 | 0 | 37 | 27.23 | 7 | 0
2015 | NYISO_A-F_2_IESO | NYISO_A-F | IESO | Internal | Winter | B16 | 25 | 1600 | 0 | 45.52 | 38.52 | 7 | 0
2015 | NYISO_A-F_2_IESO | NYISO_A-F | IESO | Internal | Winter | B17 | 100 | 1600 | 0 | 42.35 | 34.7 | 7 | 0
2015 | NYISO_A-F_2_IESO | NYISO_A-F | IESO | Internal | Winter | B18 | 400 | 1600 | 0 | 42.35 | 31.25 | 7 | 0
2015 | NYISO_A-F_2_IESO | NYISO_A-F | IESO | Internal | Winter | B19 | 700 | 1600 | 0 | 42.35 | 31.25 | 7 | 0
2015 | NYISO_A-F_2_IESO | NYISO_A-F | IESO | Internal | Winter | B20 | 935 | 1600 | 0 | 42.35 | 31.25 | 7 | 0
2015 | NYISO_A-F_2_NEISO | NYISO_A-F | NEISO | Internal | Shoulder | B11 | 25 | 600 | 0 | 39.93 | 36.69 | 3 | 0
2015 | NYISO_A-F_2_NEISO | NYISO_A-F | NEISO | Internal | Shoulder | B12 | 200 | 600 | 0 | 39.69 | 36.69 | 3 | 0
2015 | NYISO_A-F_2_NEISO | NYISO_A-F | NEISO | Internal | Shoulder | B13 | 600 | 600 | 0 | 39.68 | 36.69 | 3 | 0
2015 | NYISO_A-F_2_NEISO | NYISO_A-F | NEISO | Internal | Shoulder | B14 | 900 | 600 | 0 | 37.91 | 36.69 | 3 | 0
2015 | NYISO_A-F_2_NEISO | NYISO_A-F | NEISO | Internal | Shoulder | B15 | 1203 | 600 | 0 | 37.91 | 36.69 | 3 | 0
2015 | NYISO_A-F_2_NEISO | NYISO_A-F | NEISO | Internal | Summer | B1 | 10 | 600 | 0 | 51.71 | 53.55 | 3 | 0
2015 | NYISO_A-F_2_NEISO | NYISO_A-F | NEISO | Internal | Summer | B2 | 25 | 600 | 0 | 51.71 | 49.45 | 3 | 0
2015 | NYISO_A-F_2_NEISO | NYISO_A-F | NEISO | Internal | Summer | B3 | 75 | 600 | 0 | 49.19 | 46.2 | 3 | 0
2015 | NYISO_A-F_2_NEISO | NYISO_A-F | NEISO | Internal | Summer | B4 | 100 | 600 | 0 | 45.34 | 37.33 | 3 | 0
2015 | NYISO_A-F_2_NEISO | NYISO_A-F | NEISO | Internal | Summer | B5 | 200 | 600 | 0 | 42.33 | 34 | 3 | 0
2015 | NYISO_A-F_2_NEISO | NYISO_A-F | NEISO | Internal | Summer | B6 | 300 | 600 | 0 | 40.97 | 34 | 3 | 0
2015 | NYISO_A-F_2_NEISO | NYISO_A-F | NEISO | Internal | Summer | B7 | 400 | 600 | 0 | 38.6 | 34 | 3 | 0
2015 | NYISO_A-F_2_NEISO | NYISO_A-F | NEISO | Internal | Summer | B8 | 500 | 600 | 0 | 37.05 | 34 | 3 | 0
2015 | NYISO_A-F_2_NEISO | NYISO_A-F | NEISO | Internal | Summer | B9 | 800 | 600 | 0 | 37 | 34 | 3 | 0
2015 | NYISO_A-F_2_NEISO | NYISO_A-F | NEISO | Internal | Summer | B10 | 1262 | 600 | 0 | 37 | 34 | 3 | 0
2015 | NYISO_A-F_2_NEISO | NYISO_A-F | NEISO | Internal | Winter | B16 | 25 | 600 | 0 | 45.52 | 45.09 | 3 | 0
2015 | NYISO_A-F_2_NEISO | NYISO_A-F | NEISO | Internal | Winter | B17 | 100 | 600 | 0 | 42.35 | 45.09 | 3 | 0
2015 | NYISO_A-F_2_NEISO | NYISO_A-F | NEISO | Internal | Winter | B18 | 400 | 600 | 0 | 42.35 | 45.09 | 3 | 0
2015 | NYISO_A-F_2_NEISO | NYISO_A-F | NEISO | Internal | Winter | B19 | 700 | 600 | 0 | 42.35 | 45.09 | 3 | 0
2015 | NYISO_A-F_2_NEISO | NYISO_A-F | NEISO | Internal | Winter | B20 | 935 | 600 | 0 | 42.35 | 45.09 | 3 | 0
2015 | NYISO_A-F_2_NYISO_G-I | NYISO_A-F | NYISO_G-I | Internal | Shoulder | B11 | 25 | 4250 | 4250 | 39.93 | 41.08 | 0.01 | 1.14
2015 | NYISO_A-F_2_NYISO_G-I | NYISO_A-F | NYISO_G-I | Internal | Shoulder | B12 | 200 | 4250 | 4250 | 39.69 | 40.14 | 0.01 | 0.43
2015 | NYISO_A-F_2_NYISO_G-I | NYISO_A-F | NYISO_G-I | Internal | Shoulder | B13 | 600 | 4250 | 4201.31 | 39.68 | 39.69 | 0.01 | 0
2015 | NYISO_A-F_2_NYISO_G-I | NYISO_A-F | NYISO_G-I | Internal | Shoulder | B14 | 900 | 4250 | 4250 | 37.91 | 39.68 | 0.01 | 1.76
2015 | NYISO_A-F_2_NYISO_G-I | NYISO_A-F | NYISO_G-I | Internal | Shoulder | B15 | 1203 | 4250 | 2983.63 | 37.91 | 37.92 | 0.01 | 0
2015 | NYISO_A-F_2_NYISO_G-I | NYISO_A-F | NYISO_G-I | Internal | Summer | B1 | 10 | 4250 | 4250 | 51.71 | 53.39 | 0.01 | 1.68
2015 | NYISO_A-F_2_NYISO_G-I | NYISO_A-F | NYISO_G-I | Internal | Summer | B2 | 25 | 4250 | 4250 | 51.71 | 52.45 | 0.01 | 0.73
2015 | NYISO_A-F_2_NYISO_G-I | NYISO_A-F | NYISO_G-I | Internal | Summer | B3 | 75 | 4250 | 3886.05 | 49.19 | 49.2 | 0.01 | 0
2015 | NYISO_A-F_2_NYISO_G-I | NYISO_A-F | NYISO_G-I | Internal | Summer | B4 | 100 | 4250 | 4250 | 45.34 | 49.2 | 0.01 | 3.85
2015 | NYISO_A-F_2_NYISO_G-I | NYISO_A-F | NYISO_G-I | Internal | Summer | B5 | 200 | 4250 | 4250 | 42.33 | 49.2 | 0.01 | 6.86
2015 | NYISO_A-F_2_NYISO_G-I | NYISO_A-F | NYISO_G-I | Internal | Summer | B6 | 300 | 4250 | 4250 | 40.97 | 49.2 | 0.01 | 8.22
2015 | NYISO_A-F_2_NYISO_G-I | NYISO_A-F | NYISO_G-I | Internal | Summer | B7 | 400 | 4250 | 4154.45 | 38.6 | 38.61 | 0.01 | 0
2015 | NYISO_A-F_2_NYISO_G-I | NYISO_A-F | NYISO_G-I | Internal | Summer | B8 | 500 | 4250 | 4075.25 | 37.05 | 37.06 | 0.01 | 0
2015 | NYISO_A-F_2_NYISO_G-I | NYISO_A-F | NYISO_G-I | Internal | Summer | B9 | 800 | 4250 | 3538.71 | 37 | 37.01 | 0.01 | 0
2015 | NYISO_A-F_2_NYISO_G-I | NYISO_A-F | NYISO_G-I | Internal | Summer | B10 | 1262 | 4250 | 1264.02 | 37 | 37.01 | 0.01 | 0
2015 | NYISO_A-F_2_NYISO_G-I | NYISO_A-F | NYISO_G-I | Internal | Winter | B16 | 25 | 4250 | 4250 | 45.52 | 51.67 | 0.01 | 6.14
2015 | NYISO_A-F_2_NYISO_G-I | NYISO_A-F | NYISO_G-I | Internal | Winter | B17 | 100 | 4250 | 4250 | 42.35 | 50.98 | 0.01 | 8.62
2015 | NYISO_A-F_2_NYISO_G-I | NYISO_A-F | NYISO_G-I | Internal | Winter | B18 | 400 | 4250 | 4250 | 42.35 | 49.83 | 0.01 | 7.47
2015 | NYISO_A-F_2_NYISO_G-I | NYISO_A-F | NYISO_G-I | Internal | Winter | B19 | 700 | 4250 | 4250 | 42.35 | 48.08 | 0.01 | 5.72
2015 | NYISO_A-F_2_NYISO_G-I | NYISO_A-F | NYISO_G-I | Internal | Winter | B20 | 935 | 4250 | 4250 | 42.35 | 45.7 | 0.01 | 3.34
2015 | NYISO_A-F_2_PJM_ROM | NYISO_A-F | PJM_ROM | Internal | Shoulder | B11 | 25 | 1000 | 1000 | 39.93 | 49.09 | 8 | 1.16
2015 | NYISO_A-F_2_PJM_ROM | NYISO_A-F | PJM_ROM | Internal | Shoulder | B12 | 200 | 1000 | 0 | 39.69 | 41.61 | 8 | 0
2015 | NYISO_A-F_2_PJM_ROM | NYISO_A-F | PJM_ROM | Internal | Shoulder | B13 | 600 | 1000 | 0 | 39.68 | 39.45 | 8 | 0
2015 | NYISO_A-F_2_PJM_ROM | NYISO_A-F | PJM_ROM | Internal | Shoulder | B14 | 900 | 1000 | 0 | 37.91 | 38.06 | 8 | 0
2015 | NYISO_A-F_2_PJM_ROM | NYISO_A-F | PJM_ROM | Internal | Shoulder | B15 | 1203 | 1000 | 0 | 37.91 | 36.84 | 8 | 0
2015 | NYISO_A-F_2_PJM_ROM | NYISO_A-F | PJM_ROM | Internal | Summer | B1 | 10 | 1000 | 1000 | 51.71 | 61.38 | 8 | 1.68
2015 | NYISO_A-F_2_PJM_ROM | NYISO_A-F | PJM_ROM | Internal | Summer | B2 | 25 | 1000 | 894.19 | 51.71 | 59.71 | 8 | 0
2015 | NYISO_A-F_2_PJM_ROM | NYISO_A-F | PJM_ROM | Internal | Summer | B3 | 75 | 1000 | 1000 | 49.19 | 57.96 | 8 | 0.77
2015 | NYISO_A-F_2_PJM_ROM | NYISO_A-F | PJM_ROM | Internal | Summer | B4 | 100 | 1000 | 992.11 | 45.34 | 53.34 | 8 | 0
2015 | NYISO_A-F_2_PJM_ROM | NYISO_A-F | PJM_ROM | Internal | Summer | B5 | 200 | 1000 | 0 | 42.33 | 48.2 | 8 | 0
2015 | NYISO_A-F_2_PJM_ROM | NYISO_A-F | PJM_ROM | Internal | Summer | B6 | 300 | 1000 | 0 | 40.97 | 42.98 | 8 | 0
2015 | NYISO_A-F_2_PJM_ROM | NYISO_A-F | PJM_ROM | Internal | Summer | B7 | 400 | 1000 | 0 | 38.6 | 38.06 | 8 | 0
2015 | NYISO_A-F_2_PJM_ROM | NYISO_A-F | PJM_ROM | Internal | Summer | B8 | 500 | 1000 | 0 | 37.05 | 37.51 | 8 | 0
2015 | NYISO_A-F_2_PJM_ROM | NYISO_A-F | PJM_ROM | Internal | Summer | B9 | 800 | 1000 | 0 | 37 | 35.66 | 8 | 0
2015 | NYISO_A-F_2_PJM_ROM | NYISO_A-F | PJM_ROM | Internal | Summer | B10 | 1262 | 1000 | 0 | 37 | 34.37 | 8 | 0
2015 | NYISO_A-F_2_PJM_ROM | NYISO_A-F | PJM_ROM | Internal | Winter | B16 | 25 | 1000 | 0 | 45.52 | 49.12 | 8 | 0
2015 | NYISO_A-F_2_PJM_ROM | NYISO_A-F | PJM_ROM | Internal | Winter | B17 | 100 | 1000 | 0 | 42.35 | 45 | 8 | 0
2015 | NYISO_A-F_2_PJM_ROM | NYISO_A-F | PJM_ROM | Internal | Winter | B18 | 400 | 1000 | 0 | 42.35 | 43.82 | 8 | 0
2015 | NYISO_A-F_2_PJM_ROM | NYISO_A-F | PJM_ROM | Internal | Winter | B19 | 700 | 1000 | 0 | 42.35 | 41.52 | 8 | 0
2015 | NYISO_A-F_2_PJM_ROM | NYISO_A-F | PJM_ROM | Internal | Winter | B20 | 935 | 1000 | 0 | 42.35 | 37.51 | 8 | 0
2015 | NYISO_G-I_2_NEISO | NYISO_G-I | NEISO | Internal | Shoulder | B11 | 25 | 600 | 0 | 41.08 | 36.69 | 3 | 0
2015 | NYISO_G-I_2_NEISO | NYISO_G-I | NEISO | Internal | Shoulder | B12 | 200 | 600 | 0 | 40.14 | 36.69 | 3 | 0
2015 | NYISO_G-I_2_NEISO | NYISO_G-I | NEISO | Internal | Shoulder | B13 | 600 | 600 | 0 | 39.69 | 36.69 | 3 | 0
2015 | NYISO_G-I_2_NEISO | NYISO_G-I | NEISO | Internal | Shoulder | B14 | 900 | 600 | 0 | 39.68 | 36.69 | 3 | 0
2015 | NYISO_G-I_2_NEISO | NYISO_G-I | NEISO | Internal | Shoulder | B15 | 1203 | 600 | 0 | 37.92 | 36.69 | 3 | 0
2015 | NYISO_G-I_2_NEISO | NYISO_G-I | NEISO | Internal | Summer | B1 | 10 | 600 | 0 | 53.39 | 53.55 | 3 | 0
2015 | NYISO_G-I_2_NEISO | NYISO_G-I | NEISO | Internal | Summer | B2 | 25 | 600 | 0 | 52.45 | 49.45 | 3 | 0
2015 | NYISO_G-I_2_NEISO | NYISO_G-I | NEISO | Internal | Summer | B3 | 75 | 600 | 0 | 49.2 | 46.2 | 3 | 0
2015 | NYISO_G-I_2_NEISO | NYISO_G-I | NEISO | Internal | Summer | B4 | 100 | 600 | 0 | 49.2 | 37.33 | 3 | 0
2015 | NYISO_G-I_2_NEISO | NYISO_G-I | NEISO | Internal | Summer | B5 | 200 | 600 | 0 | 49.2 | 34 | 3 | 0
2015 | NYISO_G-I_2_NEISO | NYISO_G-I | NEISO | Internal | Summer | B6 | 300 | 600 | 0 | 49.2 | 34 | 3 | 0
2015 | NYISO_G-I_2_NEISO | NYISO_G-I | NEISO | Internal | Summer | B7 | 400 | 600 | 0 | 38.61 | 34 | 3 | 0
2015 | NYISO_G-I_2_NEISO | NYISO_G-I | NEISO | Internal | Summer | B8 | 500 | 600 | 0 | 37.06 | 34 | 3 | 0
2015 | NYISO_G-I_2_NEISO | NYISO_G-I | NEISO | Internal | Summer | B9 | 800 | 600 | 0 | 37.01 | 34 | 3 | 0
2015 | NYISO_G-I_2_NEISO | NYISO_G-I | NEISO | Internal | Summer | B10 | 1262 | 600 | 0 | 37.01 | 34 | 3 | 0
2015 | NYISO_G-I_2_NEISO | NYISO_G-I | NEISO | Internal | Winter | B16 | 25 | 600 | 0 | 51.67 | 45.09 | 3 | 0
2015 | NYISO_G-I_2_NEISO | NYISO_G-I | NEISO | Internal | Winter | B17 | 100 | 600 | 0 | 50.98 | 45.09 | 3 | 0
2015 | NYISO_G-I_2_NEISO | NYISO_G-I | NEISO | Internal | Winter | B18 | 400 | 600 | 0 | 49.83 | 45.09 | 3 | 0
2015 | NYISO_G-I_2_NEISO | NYISO_G-I | NEISO | Internal | Winter | B19 | 700 | 600 | 0 | 48.08 | 45.09 | 3 | 0
2015 | NYISO_G-I_2_NEISO | NYISO_G-I | NEISO | Internal | Winter | B20 | 935 | 600 | 0 | 45.7 | 45.09 | 3 | 0
2015 | NYISO_G-I_2_NYISO_A-F | NYISO_G-I | NYISO_A-F | Internal | Shoulder | B11 | 25 | 1999 | 0 | 41.08 | 39.93 | 0.01 | 0
2015 | NYISO_G-I_2_NYISO_A-F | NYISO_G-I | NYISO_A-F | Internal | Shoulder | B12 | 200 | 1999 | 0 | 40.14 | 39.69 | 0.01 | 0
2015 | NYISO_G-I_2_NYISO_A-F | NYISO_G-I | NYISO_A-F | Internal | Shoulder | B13 | 600 | 1999 | 0 | 39.69 | 39.68 | 0.01 | 0
2015 | NYISO_G-I_2_NYISO_A-F | NYISO_G-I | NYISO_A-F | Internal | Shoulder | B14 | 900 | 1999 | 0 | 39.68 | 37.91 | 0.01 | 0
2015 | NYISO_G-I_2_NYISO_A-F | NYISO_G-I | NYISO_A-F | Internal | Shoulder | B15 | 1203 | 1999 | 0 | 37.92 | 37.91 | 0.01 | 0
2015 | NYISO_G-I_2_NYISO_A-F | NYISO_G-I | NYISO_A-F | Internal | Summer | B1 | 10 | 1999 | 0 | 53.39 | 51.71 | 0.01 | 0
2015 | NYISO_G-I_2_NYISO_A-F | NYISO_G-I | NYISO_A-F | Internal | Summer | B2 | 25 | 1999 | 0 | 52.45 | 51.71 | 0.01 | 0
2015 | NYISO_G-I_2_NYISO_A-F | NYISO_G-I | NYISO_A-F | Internal | Summer | B3 | 75 | 1999 | 0 | 49.2 | 49.19 | 0.01 | 0
2015 | NYISO_G-I_2_NYISO_A-F | NYISO_G-I | NYISO_A-F | Internal | Summer | B4 | 100 | 1999 | 0 | 49.2 | 45.34 | 0.01 | 0
2015 | NYISO_G-I_2_NYISO_A-F | NYISO_G-I | NYISO_A-F | Internal | Summer | B5 | 200 | 1999 | 0 | 49.2 | 42.33 | 0.01 | 0
2015 | NYISO_G-I_2_NYISO_A-F | NYISO_G-I | NYISO_A-F | Internal | Summer | B6 | 300 | 1999 | 0 | 49.2 | 40.97 | 0.01 | 0
2015 | NYISO_G-I_2_NYISO_A-F | NYISO_G-I | NYISO_A-F | Internal | Summer | B7 | 400 | 1999 | 0 | 38.61 | 38.6 | 0.01 | 0
2015 | NYISO_G-I_2_NYISO_A-F | NYISO_G-I | NYISO_A-F | Internal | Summer | B8 | 500 | 1999 | 0 | 37.06 | 37.05 | 0.01 | 0
2015 | NYISO_G-I_2_NYISO_A-F | NYISO_G-I | NYISO_A-F | Internal | Summer | B9 | 800 | 1999 | 0 | 37.01 | 37 | 0.01 | 0
2015 | NYISO_G-I_2_NYISO_A-F | NYISO_G-I | NYISO_A-F | Internal | Summer | B10 | 1262 | 1999 | 0 | 37.01 | 37 | 0.01 | 0
2015 | NYISO_G-I_2_NYISO_A-F | NYISO_G-I | NYISO_A-F | Internal | Winter | B16 | 25 | 1999 | 0 | 51.67 | 45.52 | 0.01 | 0
2015 | NYISO_G-I_2_NYISO_A-F | NYISO_G-I | NYISO_A-F | Internal | Winter | B17 | 100 | 1999 | 0 | 50.98 | 42.35 | 0.01 | 0
2015 | NYISO_G-I_2_NYISO_A-F | NYISO_G-I | NYISO_A-F | Internal | Winter | B18 | 400 | 1999 | 0 | 49.83 | 42.35 | 0.01 | 0
2015 | NYISO_G-I_2_NYISO_A-F | NYISO_G-I | NYISO_A-F | Internal | Winter | B19 | 700 | 1999 | 0 | 48.08 | 42.35 | 0.01 | 0
2015 | NYISO_G-I_2_NYISO_A-F | NYISO_G-I | NYISO_A-F | Internal | Winter | B20 | 935 | 1999 | 0 | 45.7 | 42.35 | 0.01 | 0
2015 | NYISO_G-I_2_NYISO_J-K | NYISO_G-I | NYISO_J-K | Internal | Shoulder | B11 | 25 | 6130 | 4794.2 | 41.08 | 41.09 | 0.01 | 0
2015 | NYISO_G-I_2_NYISO_J-K | NYISO_G-I | NYISO_J-K | Internal | Shoulder | B12 | 200 | 6130 | 4980.06 | 40.14 | 40.15 | 0.01 | 0
2015 | NYISO_G-I_2_NYISO_J-K | NYISO_G-I | NYISO_J-K | Internal | Shoulder | B13 | 600 | 6130 | 5002.11 | 39.69 | 39.71 | 0.01 | 0
2015 | NYISO_G-I_2_NYISO_J-K | NYISO_G-I | NYISO_J-K | Internal | Shoulder | B14 | 900 | 6130 | 4664.39 | 39.68 | 39.69 | 0.01 | 0
2015 | NYISO_G-I_2_NYISO_J-K | NYISO_G-I | NYISO_J-K | Internal | Shoulder | B15 | 1203 | 6130 | 2999.66 | 37.92 | 37.93 | 0.01 | 0
2015 | NYISO_G-I_2_NYISO_J-K | NYISO_G-I | NYISO_J-K | Internal | Summer | B1 | 10 | 6130 | 3465.78 | 53.39 | 53.41 | 0.01 | 0
2015 | NYISO_G-I_2_NYISO_J-K | NYISO_G-I | NYISO_J-K | Internal | Summer | B2 | 25 | 6130 | 4083.35 | 52.45 | 52.47 | 0.01 | 0
2015 | NYISO_G-I_2_NYISO_J-K | NYISO_G-I | NYISO_J-K | Internal | Summer | B3 | 75 | 6130 | 2675.82 | 49.2 | 49.22 | 0.01 | 0
2015 | NYISO_G-I_2_NYISO_J-K | NYISO_G-I | NYISO_J-K | Internal | Summer | B4 | 100 | 6130 | 4954.18 | 49.2 | 49.22 | 0.01 | 0
2015 | NYISO_G-I_2_NYISO_J-K | NYISO_G-I | NYISO_J-K | Internal | Summer | B5 | 200 | 6130 | 5095.78 | 49.2 | 49.22 | 0.01 | 0
2015 | NYISO_G-I_2_NYISO_J-K | NYISO_G-I | NYISO_J-K | Internal | Summer | B6 | 300 | 6130 | 5799.23 | 49.2 | 49.22 | 0.01 | 0
2015 | NYISO_G-I_2_NYISO_J-K | NYISO_G-I | NYISO_J-K | Internal | Summer | B7 | 400 | 6130 | 5389.46 | 38.61 | 38.62 | 0.01 | 0
2015 | NYISO_G-I_2_NYISO_J-K | NYISO_G-I | NYISO_J-K | Internal | Summer | B8 | 500 | 6130 | 5472.22 | 37.06 | 37.08 | 0.01 | 0
2015 | NYISO_G-I_2_NYISO_J-K | NYISO_G-I | NYISO_J-K | Internal | Summer | B9 | 800 | 6130 | 5149.79 | 37.01 | 37.02 | 0.01 | 0
2015 | NYISO_G-I_2_NYISO_J-K | NYISO_G-I | NYISO_J-K | Internal | Summer | B10 | 1262 | 6130 | 3336.97 | 37.01 | 37.02 | 0.01 | 0
2015 | NYISO_G-I_2_NYISO_J-K | NYISO_G-I | NYISO_J-K | Internal | Winter | B16 | 25 | 6130 | 5459.88 | 51.67 | 51.68 | 0.01 | 0
2015 | NYISO_G-I_2_NYISO_J-K | NYISO_G-I | NYISO_J-K | Internal | Winter | B17 | 100 | 6130 | 5598.06 | 50.98 | 50.99 | 0.01 | 0
2015 | NYISO_G-I_2_NYISO_J-K | NYISO_G-I | NYISO_J-K | Internal | Winter | B18 | 400 | 6130 | 5772.3 | 49.83 | 49.84 | 0.01 | 0
2015 | NYISO_G-I_2_NYISO_J-K | NYISO_G-I | NYISO_J-K | Internal | Winter | B19 | 700 | 6130 | 5736.88 | 48.08 | 48.09 | 0.01 | 0
2015 | NYISO_G-I_2_NYISO_J-K | NYISO_G-I | NYISO_J-K | Internal | Winter | B20 | 935 | 6130 | 5506.25 | 45.7 | 45.71 | 0.01 | 0
2015 | NYISO_G-I_2_PJM_E | NYISO_G-I | PJM_E | Internal | Shoulder | B11 | 25 | 1500 | 114.38 | 41.08 | 49.08 | 8 | 0
2015 | NYISO_G-I_2_PJM_E | NYISO_G-I | PJM_E | Internal | Shoulder | B12 | 200 | 1500 | 0 | 40.14 | 41.62 | 8 | 0
2015 | NYISO_G-I_2_PJM_E | NYISO_G-I | PJM_E | Internal | Shoulder | B13 | 600 | 1500 | 0 | 39.69 | 39.46 | 8 | 0
2015 | NYISO_G-I_2_PJM_E | NYISO_G-I | PJM_E | Internal | Shoulder | B14 | 900 | 1500 | 0 | 39.68 | 38.07 | 8 | 0
2015 | NYISO_G-I_2_PJM_E | NYISO_G-I | PJM_E | Internal | Shoulder | B15 | 1203 | 1500 | 0 | 37.92 | 36.86 | 8 | 0
2015 | NYISO_G-I_2_PJM_E | NYISO_G-I | PJM_E | Internal | Summer | B1 | 10 | 1500 | 906.66 | 53.39 | 61.39 | 8 | 0
2015 | NYISO_G-I_2_PJM_E | NYISO_G-I | PJM_E | Internal | Summer | B2 | 25 | 1500 | 0 | 52.45 | 59.72 | 8 | 0
2015 | NYISO_G-I_2_PJM_E | NYISO_G-I | PJM_E | Internal | Summer | B3 | 75 | 1500 | 1500 | 49.2 | 57.97 | 8 | 0.77
2015 | NYISO_G-I_2_PJM_E | NYISO_G-I | PJM_E | Internal | Summer | B4 | 100 | 1500 | 0 | 49.2 | 53.35 | 8 | 0
2015 | NYISO_G-I_2_PJM_E | NYISO_G-I | PJM_E | Internal | Summer | B5 | 200 | 1500 | 0 | 49.2 | 48.21 | 8 | 0
2015 | NYISO_G-I_2_PJM_E | NYISO_G-I | PJM_E | Internal | Summer | B6 | 300 | 1500 | 0 | 49.2 | 42.99 | 8 | 0
2015 | NYISO_G-I_2_PJM_E | NYISO_G-I | PJM_E | Internal | Summer | B7 | 400 | 1500 | 0 | 38.61 | 38.07 | 8 | 0
2015 | NYISO_G-I_2_PJM_E | NYISO_G-I | PJM_E | Internal | Summer | B8 | 500 | 1500 | 0 | 37.06 | 37.52 | 8 | 0
2015 | NYISO_G-I_2_PJM_E | NYISO_G-I | PJM_E | Internal | Summer | B9 | 800 | 1500 | 0 | 37.01 | 35.67 | 8 | 0
2015 | NYISO_G-I_2_PJM_E | NYISO_G-I | PJM_E | Internal | Summer | B10 | 1262 | 1500 | 0 | 37.01 | 34.38 | 8 | 0
2015 | NYISO_G-I_2_PJM_E | NYISO_G-I | PJM_E | Internal | Winter | B16 | 25 | 1500 | 0 | 51.67 | 49.14 | 8 | 0
2015 | NYISO_G-I_2_PJM_E | NYISO_G-I | PJM_E | Internal | Winter | B17 | 100 | 1500 | 0 | 50.98 | 45.02 | 8 | 0
2015 | NYISO_G-I_2_PJM_E | NYISO_G-I | PJM_E | Internal | Winter | B18 | 400 | 1500 | 0 | 49.83 | 43.83 | 8 | 0
2015 | NYISO_G-I_2_PJM_E | NYISO_G-I | PJM_E | Internal | Winter | B19 | 700 | 1500 | 0 | 48.08 | 41.53 | 8 | 0
2015 | NYISO_G-I_2_PJM_E | NYISO_G-I | PJM_E | Internal | Winter | B20 | 935 | 1500 | 0 | 45.7 | 37.52 | 8 | 0
2015 | NYISO_J-K_2_NEISO | NYISO_J-K | NEISO | Internal | Shoulder | B11 | 25 | 0.01 | 0 | 41.09 | 36.69 | 3 | 0
2015 | NYISO_J-K_2_NEISO | NYISO_J-K | NEISO | Internal | Shoulder | B12 | 200 | 0.01 | 0 | 40.15 | 36.69 | 3 | 0
2015 | NYISO_J-K_2_NEISO | NYISO_J-K | NEISO | Internal | Shoulder | B13 | 600 | 0.01 | 0 | 39.71 | 36.69 | 3 | 0
2015 | NYISO_J-K_2_NEISO | NYISO_J-K | NEISO | Internal | Shoulder | B14 | 900 | 0.01 | 0 | 39.69 | 36.69 | 3 | 0
2015 | NYISO_J-K_2_NEISO | NYISO_J-K | NEISO | Internal | Shoulder | B15 | 1203 | 0.01 | 0 | 37.93 | 36.69 | 3 | 0
2015 | NYISO_J-K_2_NEISO | NYISO_J-K | NEISO | Internal | Summer | B1 | 10 | 0.01 | 0 | 53.41 | 53.55 | 3 | 0.03
2015 | NYISO_J-K_2_NEISO | NYISO_J-K | NEISO | Internal | Summer | B2 | 25 | 0.01 | 0 | 52.47 | 49.45 | 3 | 0
2015 | NYISO_J-K_2_NEISO | NYISO_J-K | NEISO | Internal | Summer | B3 | 75 | 0.01 | 0 | 49.22 | 46.2 | 3 | 0
2015 | NYISO_J-K_2_NEISO | NYISO_J-K | NEISO | Internal | Summer | B4 | 100 | 0.01 | 0 | 49.22 | 37.33 | 3 | 0
2015 | NYISO_J-K_2_NEISO | NYISO_J-K | NEISO | Internal | Summer | B5 | 200 | 0.01 | 0 | 49.22 | 34 | 3 | 0
2015 | NYISO_J-K_2_NEISO | NYISO_J-K | NEISO | Internal | Summer | B6 | 300 | 0.01 | 0 | 49.22 | 34 | 3 | 0
2015 | NYISO_J-K_2_NEISO | NYISO_J-K | NEISO | Internal | Summer | B7 | 400 | 0.01 | 0 | 38.62 | 34 | 3 | 0
2015 | NYISO_J-K_2_NEISO | NYISO_J-K | NEISO | Internal | Summer | B8 | 500 | 0.01 | 0 | 37.08 | 34 | 3 | 0
2015 | NYISO_J-K_2_NEISO | NYISO_J-K | NEISO | Internal | Summer | B9 | 800 | 0.01 | 0 | 37.02 | 34 | 3 | 0
2015 | NYISO_J-K_2_NEISO | NYISO_J-K | NEISO | Internal | Summer | B10 | 1262 | 0.01 | 0 | 37.02 | 34 | 3 | 0
2015 | NYISO_J-K_2_NEISO | NYISO_J-K | NEISO | Internal | Winter | B16 | 25 | 0.01 | 0 | 51.68 | 45.09 | 3 | 0
2015 | NYISO_J-K_2_NEISO | NYISO_J-K | NEISO | Internal | Winter | B17 | 100 | 0.01 | 0 | 50.99 | 45.09 | 3 | 0
2015 | NYISO_J-K_2_NEISO | NYISO_J-K | NEISO | Internal | Winter | B18 | 400 | 0.01 | 0 | 49.84 | 45.09 | 3 | 0
2015 | NYISO_J-K_2_NEISO | NYISO_J-K | NEISO | Internal | Winter | B19 | 700 | 0.01 | 0 | 48.09 | 45.09 | 3 | 0
2015 | NYISO_J-K_2_NEISO | NYISO_J-K | NEISO | Internal | Winter | B20 | 935 | 0.01 | 0 | 45.71 | 45.09 | 3 | 0
2015 | NYISO_J-K_2_NYISO_G-I | NYISO_J-K | NYISO_G-I | Internal | Shoulder | B11 | 25 | 1999 | 0 | 41.09 | 41.08 | 0.01 | 0
2015 | NYISO_J-K_2_NYISO_G-I | NYISO_J-K | NYISO_G-I | Internal | Shoulder | B12 | 200 | 1999 | 0 | 40.15 | 40.14 | 0.01 | 0
2015 | NYISO_J-K_2_NYISO_G-I | NYISO_J-K | NYISO_G-I | Internal | Shoulder | B13 | 600 | 1999 | 0 | 39.71 | 39.69 | 0.01 | 0
2015 | NYISO_J-K_2_NYISO_G-I | NYISO_J-K | NYISO_G-I | Internal | Shoulder | B14 | 900 | 1999 | 0 | 39.69 | 39.68 | 0.01 | 0
2015 | NYISO_J-K_2_NYISO_G-I | NYISO_J-K | NYISO_G-I | Internal | Shoulder | B15 | 1203 | 1999 | 0 | 37.93 | 37.92 | 0.01 | 0
2015 | NYISO_J-K_2_NYISO_G-I | NYISO_J-K | NYISO_G-I | Internal | Summer | B1 | 10 | 1999 | 0 | 53.41 | 53.39 | 0.01 | 0
2015 | NYISO_J-K_2_NYISO_G-I | NYISO_J-K | NYISO_G-I | Internal | Summer | B2 | 25 | 1999 | 0 | 52.47 | 52.45 | 0.01 | 0
2015 | NYISO_J-K_2_NYISO_G-I | NYISO_J-K | NYISO_G-I | Internal | Summer | B3 | 75 | 1999 | 0 | 49.22 | 49.2 | 0.01 | 0
2015 | NYISO_J-K_2_NYISO_G-I | NYISO_J-K | NYISO_G-I | Internal | Summer | B4 | 100 | 1999 | 0 | 49.22 | 49.2 | 0.01 | 0
2015 | NYISO_J-K_2_NYISO_G-I | NYISO_J-K | NYISO_G-I | Internal | Summer | B5 | 200 | 1999 | 0 | 49.22 | 49.2 | 0.01 | 0
2015 | NYISO_J-K_2_NYISO_G-I | NYISO_J-K | NYISO_G-I | Internal | Summer | B6 | 300 | 1999 | 0 | 49.22 | 49.2 | 0.01 | 0
2015 | NYISO_J-K_2_NYISO_G-I | NYISO_J-K | NYISO_G-I | Internal | Summer | B7 | 400 | 1999 | 0 | 38.62 | 38.61 | 0.01 | 0
2015 | NYISO_J-K_2_NYISO_G-I | NYISO_J-K | NYISO_G-I | Internal | Summer | B8 | 500 | 1999 | 0 | 37.08 | 37.06 | 0.01 | 0
2015 | NYISO_J-K_2_NYISO_G-I | NYISO_J-K | NYISO_G-I | Internal | Summer | B9 | 800 | 1999 | 0 | 37.02 | 37.01 | 0.01 | 0
2015 | NYISO_J-K_2_NYISO_G-I | NYISO_J-K | NYISO_G-I | Internal | Summer | B10 | 1262 | 1999 | 0 | 37.02 | 37.01 | 0.01 | 0
2015 | NYISO_J-K_2_NYISO_G-I | NYISO_J-K | NYISO_G-I | Internal | Winter | B16 | 25 | 1999 | 0 | 51.68 | 51.67 | 0.01 | 0
2015 | NYISO_J-K_2_NYISO_G-I | NYISO_J-K | NYISO_G-I | Internal | Winter | B17 | 100 | 1999 | 0 | 50.99 | 50.98 | 0.01 | 0
2015 | NYISO_J-K_2_NYISO_G-I | NYISO_J-K | NYISO_G-I | Internal | Winter | B18 | 400 | 1999 | 0 | 49.84 | 49.83 | 0.01 | 0
2015 | NYISO_J-K_2_NYISO_G-I | NYISO_J-K | NYISO_G-I | Internal | Winter | B19 | 700 | 1999 | 0 | 48.09 | 48.08 | 0.01 | 0
2015 | NYISO_J-K_2_NYISO_G-I | NYISO_J-K | NYISO_G-I | Internal | Winter | B20 | 935 | 1999 | 0 | 45.71 | 45.7 | 0.01 | 0
2015 | NYISO_J-K_2_PJM_E | NYISO_J-K | PJM_E | Internal | Shoulder | B11 | 25 | 0.01 | 0 | 41.09 | 49.08 | 8 | 0.01
2015 | NYISO_J-K_2_PJM_E | NYISO_J-K | PJM_E | Internal | Shoulder | B12 | 200 | 0.01 | 0 | 40.15 | 41.62 | 8 | 0
2015 | NYISO_J-K_2_PJM_E | NYISO_J-K | PJM_E | Internal | Shoulder | B13 | 600 | 0.01 | 0 | 39.71 | 39.46 | 8 | 0
2015 | NYISO_J-K_2_PJM_E | NYISO_J-K | PJM_E | Internal | Shoulder | B14 | 900 | 0.01 | 0 | 39.69 | 38.07 | 8 | 0
2015 | NYISO_J-K_2_PJM_E | NYISO_J-K | PJM_E | Internal | Shoulder | B15 | 1203 | 0.01 | 0 | 37.93 | 36.86 | 8 | 0
2015 | NYISO_J-K_2_PJM_E | NYISO_J-K | PJM_E | Internal | Summer | B1 | 10 | 0.01 | 0 | 53.41 | 61.39 | 8 | 0.04
2015 | NYISO_J-K_2_PJM_E | NYISO_J-K | PJM_E | Internal | Summer | B2 | 25 | 0.01 | 0 | 52.47 | 59.72 | 8 | 0.01
2015 | NYISO_J-K_2_PJM_E | NYISO_J-K | PJM_E | Internal | Summer | B3 | 75 | 0.01 | 0 | 49.22 | 57.97 | 8 | 0.75
2015 | NYISO_J-K_2_PJM_E | NYISO_J-K | PJM_E | Internal | Summer | B4 | 100 | 0.01 | 0 | 49.22 | 53.35 | 8 | 0
2015 | NYISO_J-K_2_PJM_E | NYISO_J-K | PJM_E | Internal | Summer | B5 | 200 | 0.01 | 0 | 49.22 | 48.21 | 8 | 0
2015 | NYISO_J-K_2_PJM_E | NYISO_J-K | PJM_E | Internal | Summer | B6 | 300 | 0.01 | 0 | 49.22 | 42.99 | 8 | 0
2015 | NYISO_J-K_2_PJM_E | NYISO_J-K | PJM_E | Internal | Summer | B7 | 400 | 0.01 | 0 | 38.62 | 38.07 | 8 | 0
2015 | NYISO_J-K_2_PJM_E | NYISO_J-K | PJM_E | Internal | Summer | B8 | 500 | 0.01 | 0 | 37.08 | 37.52 | 8 | 0
2015 | NYISO_J-K_2_PJM_E | NYISO_J-K | PJM_E | Internal | Summer | B9 | 800 | 0.01 | 0 | 37.02 | 35.67 | 8 | 0
2015 | NYISO_J-K_2_PJM_E | NYISO_J-K | PJM_E | Internal | Summer | B10 | 1262 | 0.01 | 0 | 37.02 | 34.38 | 8 | 0
2015 | NYISO_J-K_2_PJM_E | NYISO_J-K | PJM_E | Internal | Winter | B16 | 25 | 0.01 | 0 | 51.68 | 49.14 | 8 | 0.01
2015 | NYISO_J-K_2_PJM_E | NYISO_J-K | PJM_E | Internal | Winter | B17 | 100 | 0.01 | 0 | 50.99 | 45.02 | 8 | 0
2015 | NYISO_J-K_2_PJM_E | NYISO_J-K | PJM_E | Internal | Winter | B18 | 400 | 0.01 | 0 | 49.84 | 43.83 | 8 | 0
2015 | NYISO_J-K_2_PJM_E | NYISO_J-K | PJM_E | Internal | Winter | B19 | 700 | 0.01 | 0 | 48.09 | 41.53 | 8 | 0
2015 | NYISO_J-K_2_PJM_E | NYISO_J-K | PJM_E | Internal | Winter | B20 | 935 | 0.01 | 0 | 45.71 | 37.52 | 8 | 0
2015 | PJM_E_2_NYISO_G-I | PJM_E | NYISO_G-I | Internal | Shoulder | B11 | 25 | 500 | 0 | 49.08 | 41.08 | 6 | 0
2015 | PJM_E_2_NYISO_G-I | PJM_E | NYISO_G-I | Internal | Shoulder | B12 | 200 | 500 | 0 | 41.62 | 40.14 | 6 | 0
2015 | PJM_E_2_NYISO_G-I | PJM_E | NYISO_G-I | Internal | Shoulder | B13 | 600 | 500 | 0 | 39.46 | 39.69 | 6 | 0
2015 | PJM_E_2_NYISO_G-I | PJM_E | NYISO_G-I | Internal | Shoulder | B14 | 900 | 500 | 0 | 38.07 | 39.68 | 6 | 0
2015 | PJM_E_2_NYISO_G-I | PJM_E | NYISO_G-I | Internal | Shoulder | B15 | 1203 | 500 | 0 | 36.86 | 37.92 | 6 | 0
2015 | PJM_E_2_NYISO_G-I | PJM_E | NYISO_G-I | Internal | Summer | B1 | 10 | 500 | 0 | 61.39 | 53.39 | 6 | 0
2015 | PJM_E_2_NYISO_G-I | PJM_E | NYISO_G-I | Internal | Summer | B2 | 25 | 500 | 0 | 59.72 | 52.45 | 6 | 0
2015 | PJM_E_2_NYISO_G-I | PJM_E | NYISO_G-I | Internal | Summer | B3 | 75 | 500 | 0 | 57.97 | 49.2 | 6 | 0
2015 | PJM_E_2_NYISO_G-I | PJM_E | NYISO_G-I | Internal | Summer | B4 | 100 | 500 | 0 | 53.35 | 49.2 | 6 | 0
2015 | PJM_E_2_NYISO_G-I | PJM_E | NYISO_G-I | Internal | Summer | B5 | 200 | 500 | 0 | 48.21 | 49.2 | 6 | 0
2015 | PJM_E_2_NYISO_G-I | PJM_E | NYISO_G-I | Internal | Summer | B6 | 300 | 500 | 500 | 42.99 | 49.2 | 6 | 0.21
2015 | PJM_E_2_NYISO_G-I | PJM_E | NYISO_G-I | Internal | Summer | B7 | 400 | 500 | 0 | 38.07 | 38.61 | 6 | 0
2015 | PJM_E_2_NYISO_G-I | PJM_E | NYISO_G-I | Internal | Summer | B8 | 500 | 500 | 0 | 37.52 | 37.06 | 6 | 0
2015 | PJM_E_2_NYISO_G-I | PJM_E | NYISO_G-I | Internal | Summer | B9 | 800 | 500 | 0 | 35.67 | 37.01 | 6 | 0
2015 | PJM_E_2_NYISO_G-I | PJM_E | NYISO_G-I | Internal | Summer | B10 | 1262 | 500 | 0 | 34.38 | 37.01 | 6 | 0
2015 | PJM_E_2_NYISO_G-I | PJM_E | NYISO_G-I | Internal | Winter | B16 | 25 | 500 | 0 | 49.14 | 51.67 | 6 | 0
2015 | PJM_E_2_NYISO_G-I | PJM_E | NYISO_G-I | Internal | Winter | B17 | 100 | 500 | 0 | 45.02 | 50.98 | 6 | 0
2015 | PJM_E_2_NYISO_G-I | PJM_E | NYISO_G-I | Internal | Winter | B18 | 400 | 500 | 98.17 | 43.83 | 49.83 | 6 | 0
2015 | PJM_E_2_NYISO_G-I | PJM_E | NYISO_G-I | Internal | Winter | B19 | 700 | 500 | 500 | 41.53 | 48.08 | 6 | 0.54
2015 | PJM_E_2_NYISO_G-I | PJM_E | NYISO_G-I | Internal | Winter | B20 | 935 | 500 | 500 | 37.52 | 45.7 | 6 | 2.18
2015 | PJM_E_2_NYISO_J-K | PJM_E | NYISO_J-K | Internal | Shoulder | B11 | 25 | 330 | 0 | 49.08 | 41.09 | 6 | 0
2015 | PJM_E_2_NYISO_J-K | PJM_E | NYISO_J-K | Internal | Shoulder | B12 | 200 | 330 | 0 | 41.62 | 40.15 | 6 | 0
2015 | PJM_E_2_NYISO_J-K | PJM_E | NYISO_J-K | Internal | Shoulder | B13 | 600 | 330 | 0 | 39.46 | 39.71 | 6 | 0
2015 | PJM_E_2_NYISO_J-K | PJM_E | NYISO_J-K | Internal | Shoulder | B14 | 900 | 330 | 0 | 38.07 | 39.69 | 6 | 0
2015 | PJM_E_2_NYISO_J-K | PJM_E | NYISO_J-K | Internal | Shoulder | B15 | 1203 | 330 | 0 | 36.86 | 37.93 | 6 | 0
2015 | PJM_E_2_NYISO_J-K | PJM_E | NYISO_J-K | Internal | Summer | B1 | 10 | 330 | 0 | 61.39 | 53.41 | 6 | 0
2015 | PJM_E_2_NYISO_J-K | PJM_E | NYISO_J-K | Internal | Summer | B2 | 25 | 330 | 0 | 59.72 | 52.47 | 6 | 0
2015 | PJM_E_2_NYISO_J-K | PJM_E | NYISO_J-K | Internal | Summer | B3 | 75 | 330 | 0 | 57.97 | 49.22 | 6 | 0
2015 | PJM_E_2_NYISO_J-K | PJM_E | NYISO_J-K | Internal | Summer | B4 | 100 | 330 | 0 | 53.35 | 49.22 | 6 | 0
2015 | PJM_E_2_NYISO_J-K | PJM_E | NYISO_J-K | Internal | Summer | B5 | 200 | 330 | 0 | 48.21 | 49.22 | 6 | 0
2015 | PJM_E_2_NYISO_J-K | PJM_E | NYISO_J-K | Internal | Summer | B6 | 300 | 330 | 330 | 42.99 | 49.22 | 6 | 0.22
2015 | PJM_E_2_NYISO_J-K | PJM_E | NYISO_J-K | Internal | Summer | B7 | 400 | 330 | 0 | 38.07 | 38.62 | 6 | 0
2015 | PJM_E_2_NYISO_J-K | PJM_E | NYISO_J-K | Internal | Summer | B8 | 500 | 330 | 0 | 37.52 | 37.08 | 6 | 0
2015 | PJM_E_2_NYISO_J-K | PJM_E | NYISO_J-K | Internal | Summer | B9 | 800 | 330 | 0 | 35.67 | 37.02 | 6 | 0
2015 | PJM_E_2_NYISO_J-K | PJM_E | NYISO_J-K | Internal | Summer | B10 | 1262 | 330 | 0 | 34.38 | 37.02 | 6 | 0
2015 | PJM_E_2_NYISO_J-K | PJM_E | NYISO_J-K | Internal | Winter | B16 | 25 | 330 | 0 | 49.14 | 51.68 | 6 | 0
2015 | PJM_E_2_NYISO_J-K | PJM_E | NYISO_J-K | Internal | Winter | B17 | 100 | 330 | 0 | 45.02 | 50.99 | 6 | 0
2015 | PJM_E_2_NYISO_J-K | PJM_E | NYISO_J-K | Internal | Winter | B18 | 400 | 330 | 330 | 43.83 | 49.84 | 6 | 0.01
2015 | PJM_E_2_NYISO_J-K | PJM_E | NYISO_J-K | Internal | Winter | B19 | 700 | 330 | 330 | 41.53 | 48.09 | 6 | 0.56
2015 | PJM_E_2_NYISO_J-K | PJM_E | NYISO_J-K | Internal | Winter | B20 | 935 | 330 | 330 | 37.52 | 45.71 | 6 | 2.19
2015 | PJM_E_2_PJM_ROM | PJM_E | PJM_ROM | Internal | Shoulder | B11 | 25 | 8000 | 1688.04 | 49.08 | 49.09 | 0.01 | 0
2015 | PJM_E_2_PJM_ROM | PJM_E | PJM_ROM | Internal | Shoulder | B12 | 200 | 8000 | 0 | 41.62 | 41.61 | 0.01 | 0
2015 | PJM_E_2_PJM_ROM | PJM_E | PJM_ROM | Internal | Shoulder | B13 | 600 | 8000 | 0 | 39.46 | 39.45 | 0.01 | 0
2015 | PJM_E_2_PJM_ROM | PJM_E | PJM_ROM | Internal | Shoulder | B14 | 900 | 8000 | 0 | 38.07 | 38.06 | 0.01 | 0
2015 | PJM_E_2_PJM_ROM | PJM_E | PJM_ROM | Internal | Shoulder | B15 | 1203 | 8000 | 0 | 36.86 | 36.84 | 0.01 | 0
2015 | PJM_E_2_PJM_ROM | PJM_E | PJM_ROM | Internal | Summer | B1 | 10 | 8000 | 0 | 61.39 | 61.38 | 0.01 | 0
2015 | PJM_E_2_PJM_ROM | PJM_E | PJM_ROM | Internal | Summer | B2 | 25 | 8000 | 0 | 59.72 | 59.71 | 0.01 | 0
2015 | PJM_E_2_PJM_ROM | PJM_E | PJM_ROM | Internal | Summer | B3 | 75 | 8000 | 0 | 57.97 | 57.96 | 0.01 | 0
2015 | PJM_E_2_PJM_ROM | PJM_E | PJM_ROM | Internal | Summer | B4 | 100 | 8000 | 0 | 53.35 | 53.34 | 0.01 | 0
2015 | PJM_E_2_PJM_ROM | PJM_E | PJM_ROM | Internal | Summer | B5 | 200 | 8000 | 0 | 48.21 | 48.2 | 0.01 | 0
2015 | PJM_E_2_PJM_ROM | PJM_E | PJM_ROM | Internal | Summer | B6 | 300 | 8000 | 0 | 42.99 | 42.98 | 0.01 | 0
2015 | PJM_E_2_PJM_ROM | PJM_E | PJM_ROM | Internal | Summer | B7 | 400 | 8000 | 0 | 38.07 | 38.06 | 0.01 | 0
2015 | PJM_E_2_PJM_ROM | PJM_E | PJM_ROM | Internal | Summer | B8 | 500 | 8000 | 0 | 37.52 | 37.51 | 0.01 | 0
2015 | PJM_E_2_PJM_ROM | PJM_E | PJM_ROM | Internal | Summer | B9 | 800 | 8000 | 0 | 35.67 | 35.66 | 0.01 | 0
2015 | PJM_E_2_PJM_ROM | PJM_E | PJM_ROM | Internal | Summer | B10 | 1262 | 8000 | 0 | 34.38 | 34.37 | 0.01 | 0
2015 | PJM_E_2_PJM_ROM | PJM_E | PJM_ROM | Internal | Winter | B16 | 25 | 8000 | 0 | 49.14 | 49.12 | 0.01 | 0
2015 | PJM_E_2_PJM_ROM | PJM_E | PJM_ROM | Internal | Winter | B17 | 100 | 8000 | 0 | 45.02 | 45 | 0.01 | 0
2015 | PJM_E_2_PJM_ROM | PJM_E | PJM_ROM | Internal | Winter | B18 | 400 | 8000 | 0 | 43.83 | 43.82 | 0.01 | 0
2015 | PJM_E_2_PJM_ROM | PJM_E | PJM_ROM | Internal | Winter | B19 | 700 | 8000 | 0 | 41.53 | 41.52 | 0.01 | 0
2015 | PJM_E_2_PJM_ROM | PJM_E | PJM_ROM | Internal | Winter | B20 | 935 | 8000 | 0 | 37.52 | 37.51 | 0.01 | 0
2015 | PJM_ROR_2_MISO_IN | PJM_ROR | MISO_IN | Internal | Shoulder | B11 | 25 | 909 | 0 | 49.1 | 48.82 | 2 | 0
2015 | PJM_ROR_2_MISO_IN | PJM_ROR | MISO_IN | Internal | Shoulder | B12 | 200 | 909 | 0 | 41.6 | 39.6 | 2 | 0
2015 | PJM_ROR_2_MISO_IN | PJM_ROR | MISO_IN | Internal | Shoulder | B13 | 600 | 909 | 0 | 39.44 | 37.44 | 2 | 0
2015 | PJM_ROR_2_MISO_IN | PJM_ROR | MISO_IN | Internal | Shoulder | B14 | 900 | 909 | 0 | 38.04 | 36.04 | 2 | 0
2015 | PJM_ROR_2_MISO_IN | PJM_ROR | MISO_IN | Internal | Shoulder | B15 | 1203 | 909 | 0 | 35.05 | 34.1 | 2 | 0
2015 | PJM_ROR_2_MISO_IN | PJM_ROR | MISO_IN | Internal | Summer | B1 | 10 | 909 | 0 | 61.37 | 59.38 | 2 | 0
2015 | PJM_ROR_2_MISO_IN | PJM_ROR | MISO_IN | Internal | Summer | B2 | 25 | 909 | 0 | 59.69 | 57.71 | 2 | 0
2015 | PJM_ROR_2_MISO_IN | PJM_ROR | MISO_IN | Internal | Summer | B3 | 75 | 909 | 0 | 57.97 | 57.61 | 2 | 0
2015 | PJM_ROR_2_MISO_IN | PJM_ROR | MISO_IN | Internal | Summer | B4 | 100 | 909 | 0 | 53.33 | 53.48 | 2 | 0
2015 | PJM_ROR_2_MISO_IN | PJM_ROR | MISO_IN | Internal | Summer | B5 | 200 | 909 | 0 | 48.19 | 46.19 | 2 | 0
2015 | PJM_ROR_2_MISO_IN | PJM_ROR | MISO_IN | Internal | Summer | B6 | 300 | 909 | 0 | 42.97 | 40.98 | 2 | 0
2015 | PJM_ROR_2_MISO_IN | PJM_ROR | MISO_IN | Internal | Summer | B7 | 400 | 909 | 0 | 38.05 | 36.06 | 2 | 0
2015 | PJM_ROR_2_MISO_IN | PJM_ROR | MISO_IN | Internal | Summer | B8 | 500 | 909 | 0 | 36.23 | 34.22 | 2 | 0
2015 | PJM_ROR_2_MISO_IN | PJM_ROR | MISO_IN | Internal | Summer | B9 | 800 | 909 | 0 | 35.42 | 33.43 | 2 | 0
2015 | PJM_ROR_2_MISO_IN | PJM_ROR | MISO_IN | Internal | Summer | B10 | 1262 | 909 | 0 | 32.87 | 32.62 | 2 | 0
2015 | PJM_ROR_2_MISO_IN | PJM_ROR | MISO_IN | Internal | Winter | B16 | 25 | 909 | 0 | 49.11 | 47.83 | 2 | 0
2015 | PJM_ROR_2_MISO_IN | PJM_ROR | MISO_IN | Internal | Winter | B17 | 100 | 909 | 0 | 43.7 | 41.71 | 2 | 0
2015 | PJM_ROR_2_MISO_IN | PJM_ROR | MISO_IN | Internal | Winter | B18 | 400 | 909 | 0 | 40.24 | 38.25 | 2 | 0
2015 | PJM_ROR_2_MISO_IN | PJM_ROR | MISO_IN | Internal | Winter | B19 | 700 | 909 | 0 | 37.79 | 36.39 | 2 | 0
2015 | PJM_ROR_2_MISO_IN | PJM_ROR | MISO_IN | Internal | Winter | B20 | 935 | 909 | 0 | 34.99 | 33.54 | 2 | 0
2015 | PJM_ROR_2_MISO_MI | PJM_ROR | MISO_MI | Internal | Shoulder | B11 | 25 | 1305 | 0 | 49.1 | 47.1 | 2 | 0
2015 | PJM_ROR_2_MISO_MI | PJM_ROR | MISO_MI | Internal | Shoulder | B12 | 200 | 1305 | 0 | 41.6 | 39.6 | 2 | 0
2015 | PJM_ROR_2_MISO_MI | PJM_ROR | MISO_MI | Internal | Shoulder | B13 | 600 | 1305 | 0 | 39.44 | 37.44 | 2 | 0
2015 | PJM_ROR_2_MISO_MI | PJM_ROR | MISO_MI | Internal | Shoulder | B14 | 900 | 1305 | 0 | 38.04 | 36.04 | 2 | 0
2015 | PJM_ROR_2_MISO_MI | PJM_ROR | MISO_MI | Internal | Shoulder | B15 | 1203 | 1305 | 0 | 35.05 | 34.11 | 2 | 0
2015 | PJM_ROR_2_MISO_MI | PJM_ROR | MISO_MI | Internal | Summer | B1 | 10 | 1305 | 0 | 61.37 | 59.09 | 2 | 0
2015 | PJM_ROR_2_MISO_MI | PJM_ROR | MISO_MI | Internal | Summer | B2 | 25 | 1305 | 0 | 59.69 | 57.69 | 2 | 0
2015 | PJM_ROR_2_MISO_MI | PJM_ROR | MISO_MI | Internal | Summer | B3 | 75 | 1305 | 0 | 57.97 | 53.68 | 2 | 0
2015 | PJM_ROR_2_MISO_MI | PJM_ROR | MISO_MI | Internal | Summer | B4 | 100 | 1305 | 0 | 53.33 | 47.32 | 2 | 0
2015 | PJM_ROR_2_MISO_MI | PJM_ROR | MISO_MI | Internal | Summer | B5 | 200 | 1305 | 0 | 48.19 | 45.88 | 2 | 0
2015 | PJM_ROR_2_MISO_MI | PJM_ROR | MISO_MI | Internal | Summer | B6 | 300 | 1305 | 0 | 42.97 | 40.97 | 2 | 0
2015 | PJM_ROR_2_MISO_MI | PJM_ROR | MISO_MI | Internal | Summer | B7 | 400 | 1305 | 0 | 38.05 | 36.05 | 2 | 0
2015 | PJM_ROR_2_MISO_MI | PJM_ROR | MISO_MI | Internal | Summer | B8 | 500 | 1305 | 0 | 36.23 | 34.23 | 2 | 0
2015 | PJM_ROR_2_MISO_MI | PJM_ROR | MISO_MI | Internal | Summer | B9 | 800 | 1305 | 0 | 35.42 | 33.44 | 2 | 0
2015 | PJM_ROR_2_MISO_MI | PJM_ROR | MISO_MI | Internal | Summer | B10 | 1262 | 1305 | 0 | 32.87 | 32.63 | 2 | 0
2015 | PJM_ROR_2_MISO_MI | PJM_ROR | MISO_MI | Internal | Winter | B16 | 25 | 1305 | 0 | 49.11 | 47.11 | 2 | 0
2015 | PJM_ROR_2_MISO_MI | PJM_ROR | MISO_MI | Internal | Winter | B17 | 100 | 1305 | 0 | 43.7 | 41.7 | 2 | 0
2015 | PJM_ROR_2_MISO_MI | PJM_ROR | MISO_MI | Internal | Winter | B18 | 400 | 1305 | 0 | 40.24 | 38.24 | 2 | 0
2015 | PJM_ROR_2_MISO_MI | PJM_ROR | MISO_MI | Internal | Winter | B19 | 700 | 1305 | 0 | 37.79 | 36.38 | 2 | 0
2015 | PJM_ROR_2_MISO_MI | PJM_ROR | MISO_MI | Internal | Winter | B20 | 935 | 1305 | 0 | 34.99 | 33.55 | 2 | 0
2015 | PJM_ROR_2_MISO_MO-IL | PJM_ROR | MISO_MO-IL | Internal | Shoulder | B11 | 25 | 1111 | 0 | 49.1 | 48.8 | 2 | 0
2015 | PJM_ROR_2_MISO_MO-IL | PJM_ROR | MISO_MO-IL | Internal | Shoulder | B12 | 200 | 1111 | 0 | 41.6 | 39.59 | 2 | 0
2015 | PJM_ROR_2_MISO_MO-IL | PJM_ROR | MISO_MO-IL | Internal | Shoulder | B13 | 600 | 1111 | 0 | 39.44 | 37.43 | 2 | 0
2015 | PJM_ROR_2_MISO_MO-IL | PJM_ROR | MISO_MO-IL | Internal | Shoulder | B14 | 900 | 1111 | 0 | 38.04 | 36.03 | 2 | 0
2015 | PJM_ROR_2_MISO_MO-IL | PJM_ROR | MISO_MO-IL | Internal | Shoulder | B15 | 1203 | 1111 | 0 | 35.05 | 33.5 | 2 | 0
2015 | PJM_ROR_2_MISO_MO-IL | PJM_ROR | MISO_MO-IL | Internal | Summer | B1 | 10 | 1111 | 0 | 61.37 | 59.37 | 2 | 0
2015 | PJM_ROR_2_MISO_MO-IL | PJM_ROR | MISO_MO-IL | Internal | Summer | B2 | 25 | 1111 | 0 | 59.69 | 57.69 | 2 | 0
2015 | PJM_ROR_2_MISO_MO-IL | PJM_ROR | MISO_MO-IL | Internal | Summer | B3 | 75 | 1111 | 0 | 57.97 | 57.59 | 2 | 0
2015 | PJM_ROR_2_MISO_MO-IL | PJM_ROR | MISO_MO-IL | Internal | Summer | B4 | 100 | 1111 | 0 | 53.33 | 53.47 | 2 | 0
2015 | PJM_ROR_2_MISO_MO-IL | PJM_ROR | MISO_MO-IL | Internal | Summer | B5 | 200 | 1111 | 0 | 48.19 | 46.19 | 2 | 0
2015 | PJM_ROR_2_MISO_MO-IL | PJM_ROR | MISO_MO-IL | Internal | Summer | B6 | 300 | 1111 | 0 | 42.97 | 40.97 | 2 | 0
2015 | PJM_ROR_2_MISO_MO-IL | PJM_ROR | MISO_MO-IL | Internal | Summer | B7 | 400 | 1111 | 0 | 38.05 | 36.05 | 2 | 0
2015 | PJM_ROR_2_MISO_MO-IL | PJM_ROR | MISO_MO-IL | Internal | Summer | B8 | 500 | 1111 | 0 | 36.23 | 34.21 | 2 | 0
2015 | PJM_ROR_2_MISO_MO-IL | PJM_ROR | MISO_MO-IL | Internal | Summer | B9 | 800 | 1111 | 0 | 35.42 | 33.42 | 2 | 0
2015 | PJM_ROR_2_MISO_MO-IL | PJM_ROR | MISO_MO-IL | Internal | Summer | B10 | 1262 | 1111 | 0 | 32.87 | 31.18 | 2 | 0
2015 | PJM_ROR_2_MISO_MO-IL | PJM_ROR | MISO_MO-IL | Internal | Winter | B16 | 25 | 1111 | 0 | 49.11 | 47.11 | 2 | 0
2015 | PJM_ROR_2_MISO_MO-IL | PJM_ROR | MISO_MO-IL | Internal | Winter | B17 | 100 | 1111 | 0 | 43.7 | 41.7 | 2 | 0
2015 | PJM_ROR_2_MISO_MO-IL | PJM_ROR | MISO_MO-IL | Internal | Winter | B18 | 400 | 1111 | 0 | 40.24 | 38.24 | 2 | 0
2015 | PJM_ROR_2_MISO_MO-IL | PJM_ROR | MISO_MO-IL | Internal | Winter | B19 | 700 | 1111 | 0 | 37.79 | 36.38 | 2 | 0
2015 | PJM_ROR_2_MISO_MO-IL | PJM_ROR | MISO_MO-IL | Internal | Winter | B20 | 935 | 1111 | 0 | 34.99 | 33 | 2 | 0
2015 | PJM_ROR_2_MISO_W | PJM_ROR | MISO_W | Internal | Shoulder | B11 | 25 | 709 | 0 | 49.1 | 48.82 | 2 | 0
2015 | PJM_ROR_2_MISO_W | PJM_ROR | MISO_W | Internal | Shoulder | B12 | 200 | 709 | 0 | 41.6 | 39.59 | 2 | 0
2015 | PJM_ROR_2_MISO_W | PJM_ROR | MISO_W | Internal | Shoulder | B13 | 600 | 709 | 0 | 39.44 | 37.44 | 2 | 0
2015 | PJM_ROR_2_MISO_W | PJM_ROR | MISO_W | Internal | Shoulder | B14 | 900 | 709 | 0 | 38.04 | 36.04 | 2 | 0
2015 | PJM_ROR_2_MISO_W | PJM_ROR | MISO_W | Internal | Shoulder | B15 | 1203 | 709 | 0 | 35.05 | 34.13 | 2 | 0
2015 | PJM_ROR_2_MISO_W | PJM_ROR | MISO_W | Internal | Summer | B1 | 10 | 709 | 0 | 61.37 | 59.36 | 2 | 0
2015 | PJM_ROR_2_MISO_W | PJM_ROR | MISO_W | Internal | Summer | B2 | 25 | 709 | 0 | 59.69 | 58.51 | 2 | 0
2015 | PJM_ROR_2_MISO_W | PJM_ROR | MISO_W | Internal | Summer | B3 | 75 | 709 | 0 | 57.97 | 57.7 | 2 | 0
2015 | PJM_ROR_2_MISO_W | PJM_ROR | MISO_W | Internal | Summer | B4 | 100 | 709 | 0 | 53.33 | 53.48 | 2 | 0
2015 | PJM_ROR_2_MISO_W | PJM_ROR | MISO_W | Internal | Summer | B5 | 200 | 709 | 0 | 48.19 | 47.19 | 2 | 0
2015 | PJM_ROR_2_MISO_W | PJM_ROR | MISO_W | Internal | Summer | B6 | 300 | 709 | 0 | 42.97 | 41.97 | 2 | 0
2015 | PJM_ROR_2_MISO_W | PJM_ROR | MISO_W | Internal | Summer | B7 | 400 | 709 | 0 | 38.05 | 36.81 | 2 | 0
2015 | PJM_ROR_2_MISO_W | PJM_ROR | MISO_W | Internal | Summer | B8 | 500 | 709 | 0 | 36.23 | 34.22 | 2 | 0
2015 | PJM_ROR_2_MISO_W | PJM_ROR | MISO_W | Internal | Summer | B9 | 800 | 709 | 0 | 35.42 | 33.43 | 2 | 0
2015 | PJM_ROR_2_MISO_W | PJM_ROR | MISO_W | Internal | Summer | B10 | 1262 | 709 | 0 | 32.87 | 31.74 | 2 | 0
2015 | PJM_ROR_2_MISO_W | PJM_ROR | MISO_W | Internal | Winter | B16 | 25 | 709 | 0 | 49.11 | 47.1 | 2 | 0
2015 | PJM_ROR_2_MISO_W | PJM_ROR | MISO_W | Internal | Winter | B17 | 100 | 709 | 0 | 43.7 | 41.68 | 2 | 0
2015 | PJM_ROR_2_MISO_W | PJM_ROR | MISO_W | Internal | Winter | B18 | 400 | 709 | 0 | 40.24 | 38.25 | 2 | 0
2015 | PJM_ROR_2_MISO_W | PJM_ROR | MISO_W | Internal | Winter | B19 | 700 | 709 | 0 | 37.79 | 37.21 | 2 | 0
2015 | PJM_ROR_2_MISO_W | PJM_ROR | MISO_W | Internal | Winter | B20 | 935 | 709 | 0 | 34.99 | 32.99 | 2 | 0
2015 | PJM_ROR_2_MISO_WUMS | PJM_ROR | MISO_WUMS | Internal | Shoulder | B11 | 25 | 1467 | 0 | 49.1 | 48.83 | 2 | 0
2015 | PJM_ROR_2_MISO_WUMS | PJM_ROR | MISO_WUMS | Internal | Shoulder | B12 | 200 | 1467 | 0 | 41.6 | 39.6 | 2 | 0
2015 | PJM_ROR_2_MISO_WUMS | PJM_ROR | MISO_WUMS | Internal | Shoulder | B13 | 600 | 1467 | 0 | 39.44 | 37.45 | 2 | 0
2015 | PJM_ROR_2_MISO_WUMS | PJM_ROR | MISO_WUMS | Internal | Shoulder | B14 | 900 | 1467 | 0 | 38.04 | 36.06 | 2 | 0
2015 | PJM_ROR_2_MISO_WUMS | PJM_ROR | MISO_WUMS | Internal | Shoulder | B15 | 1203 | 1467 | 0 | 35.05 | 34.14 | 2 | 0
2015 | PJM_ROR_2_MISO_WUMS | PJM_ROR | MISO_WUMS | Internal | Summer | B1 | 10 | 1467 | 0 | 61.37 | 59.37 | 2 | 0
2015 | PJM_ROR_2_MISO_WUMS | PJM_ROR | MISO_WUMS | Internal | Summer | B2 | 25 | 1467 | 0 | 59.69 | 58.52 | 2 | 0
2015 | PJM_ROR_2_MISO_WUMS | PJM_ROR | MISO_WUMS | Internal | Summer | B3 | 75 | 1467 | 0 | 57.97 | 57.71 | 2 | 0
2015 | PJM_ROR_2_MISO_WUMS | PJM_ROR | MISO_WUMS | Internal | Summer | B4 | 100 | 1467 | 0 | 53.33 | 53.47 | 2 | 0
2015 | PJM_ROR_2_MISO_WUMS | PJM_ROR | MISO_WUMS | Internal | Summer | B5 | 200 | 1467 | 0 | 48.19 | 47.17 | 2 | 0
2015 | PJM_ROR_2_MISO_WUMS | PJM_ROR | MISO_WUMS | Internal | Summer | B6 | 300 | 1467 | 0 | 42.97 | 41.51 | 2 | 0
2015 | PJM_ROR_2_MISO_WUMS | PJM_ROR | MISO_WUMS | Internal | Summer | B7 | 400 | 1467 | 0 | 38.05 | 36.8 | 2 | 0
2015 | PJM_ROR_2_MISO_WUMS | PJM_ROR | MISO_WUMS | Internal | Summer | B8 | 500 | 1467 | 0 | 36.23 | 34.23 | 2 | 0
2015 | PJM_ROR_2_MISO_WUMS | PJM_ROR | MISO_WUMS | Internal | Summer | B9 | 800 | 1467 | 0 | 35.42 | 33.44 | 2 | 0
2015 | PJM_ROR_2_MISO_WUMS | PJM_ROR | MISO_WUMS | Internal | Summer | B10 | 1262 | 1467 | 0 | 32.87 | 32.97 | 2 | 0
2015 | PJM_ROR_2_MISO_WUMS | PJM_ROR | MISO_WUMS | Internal | Winter | B16 | 25 | 1467 | 0 | 49.11 | 47.11 | 2 | 0
2015 | PJM_ROR_2_MISO_WUMS | PJM_ROR | MISO_WUMS | Internal | Winter | B17 | 100 | 1467 | 0 | 43.7 | 41.7 | 2 | 0
2015 | PJM_ROR_2_MISO_WUMS | PJM_ROR | MISO_WUMS | Internal | Winter | B18 | 400 | 1467 | 0 | 40.24 | 38.25 | 2 | 0
2015 | PJM_ROR_2_MISO_WUMS | PJM_ROR | MISO_WUMS | Internal | Winter | B19 | 700 | 1467 | 0 | 37.79 | 37.2 | 2 | 0
2015 | PJM_ROR_2_MISO_WUMS | PJM_ROR | MISO_WUMS | Internal | Winter | B20 | 935 | 1467 | 0 | 34.99 | 33.54 | 2 | 0
2015 | PJM_ROR_2_PJM_ROM | PJM_ROR | PJM_ROM | Internal | Shoulder | B11 | 25 | 8000 | 0 | 49.1 | 49.09 | 0.01 | 0
2015 | PJM_ROR_2_PJM_ROM | PJM_ROR | PJM_ROM | Internal | Shoulder | B12 | 200 | 8000 | 4145.27 | 41.6 | 41.61 | 0.01 | 0
2015 | PJM_ROR_2_PJM_ROM | PJM_ROR | PJM_ROM | Internal | Shoulder | B13 | 600 | 8000 | 6436.44 | 39.44 | 39.45 | 0.01 | 0
2015 | PJM_ROR_2_PJM_ROM | PJM_ROR | PJM_ROM | Internal | Shoulder | B14 | 900 | 8000 | 7887.16 | 38.04 | 38.06 | 0.01 | 0
2015 | PJM_ROR_2_PJM_ROM | PJM_ROR | PJM_ROM | Internal | Shoulder | B15 | 1203 | 8000 | 8000 | 35.05 | 36.84 | 0.01 | 1.79
2015 | PJM_ROR_2_PJM_ROM | PJM_ROR | PJM_ROM | Internal | Summer | B1 | 10 | 8000 | 5505.83 | 61.37 | 61.38 | 0.01 | 0
2015 | PJM_ROR_2_PJM_ROM | PJM_ROR | PJM_ROM | Internal | Summer | B2 | 25 | 8000 | 5339.2 | 59.69 | 59.71 | 0.01 | 0
2015 | PJM_ROR_2_PJM_ROM | PJM_ROR | PJM_ROM | Internal | Summer | B3 | 75 | 8000 | 0 | 57.97 | 57.96 | 0.01 | 0
2015 | PJM_ROR_2_PJM_ROM | PJM_ROR | PJM_ROM | Internal | Summer | B4 | 100 | 8000 | 295.04 | 53.33 | 53.34 | 0.01 | 0
2015 | PJM_ROR_2_PJM_ROM | PJM_ROR | PJM_ROM | Internal | Summer | B5 | 200 | 8000 | 3797.99 | 48.19 | 48.2 | 0.01 | 0
2015 | PJM_ROR_2_PJM_ROM | PJM_ROR | PJM_ROM | Internal | Summer | B6 | 300 | 8000 | 3869.97 | 42.97 | 42.98 | 0.01 | 0
2015 | PJM_ROR_2_PJM_ROM | PJM_ROR | PJM_ROM | Internal | Summer | B7 | 400 | 8000 | 5056.48 | 38.05 | 38.06 | 0.01 | 0
2015 | PJM_ROR_2_PJM_ROM | PJM_ROR | PJM_ROM | Internal | Summer | B8 | 500 | 8000 | 8000 | 36.23 | 37.51 | 0.01 | 1.27
2015 | PJM_ROR_2_PJM_ROM | PJM_ROR | PJM_ROM | Internal | Summer | B9 | 800 | 8000 | 8000 | 35.42 | 35.66 | 0.01 | 0.23
2015 | PJM_ROR_2_PJM_ROM | PJM_ROR | PJM_ROM | Internal | Summer | B10 | 1262 | 8000 | 8000 | 32.87 | 34.37 | 0.01 | 1.49
2015 | PJM_ROR_2_PJM_ROM | PJM_ROR | PJM_ROM | Internal | Winter | B16 | 25 | 8000 | 4475.87 | 49.11 | 49.12 | 0.01 | 0
2015 | PJM_ROR_2_PJM_ROM | PJM_ROR | PJM_ROM | Internal | Winter | B17 | 100 | 8000 | 8000 | 43.7 | 45 | 0.01 | 1.3
2015 | PJM_ROR_2_PJM_ROM | PJM_ROR | PJM_ROM | Internal | Winter | B18 | 400 | 8000 | 8000 | 40.24 | 43.82 | 0.01 | 3.57
2015 | PJM_ROR_2_PJM_ROM | PJM_ROR | PJM_ROM | Internal | Winter | B19 | 700 | 8000 | 8000 | 37.79 | 41.52 | 0.01 | 3.72
2015 | PJM_ROR_2_PJM_ROM | PJM_ROR | PJM_ROM | Internal | Winter | B20 | 935 | 8000 | 8000 | 34.99 | 37.51 | 0.01 | 2.51
2015 | PJM_ROR_2_TVA_Transmission | PJM_ROR | TVA_Transmission | Internal | Shoulder | B11 | 25 | 2500 | 0 | 49.1 | 54.93 | 6 | 0
2015 | PJM_ROR_2_TVA_Transmission | PJM_ROR | TVA_Transmission | Internal | Shoulder | B12 | 200 | 2500 | 0 | 41.6 | 43.67 | 6 | 0
2015 | PJM_ROR_2_TVA_Transmission | PJM_ROR | TVA_Transmission | Internal | Shoulder | B13 | 600 | 2500 | 0 | 39.44 | 41.7 | 6 | 0
2015 | PJM_ROR_2_TVA_Transmission | PJM_ROR | TVA_Transmission | Internal | Shoulder | B14 | 900 | 2500 | 0 | 38.04 | 40.62 | 6 | 0
2015 | PJM_ROR_2_TVA_Transmission | PJM_ROR | TVA_Transmission | Internal | Shoulder | B15 | 1203 | 2500 | 0 | 35.05 | 39.88 | 6 | 0
2015 | PJM_ROR_2_TVA_Transmission | PJM_ROR | TVA_Transmission | Internal | Summer | B1 | 10 | 2500 | 1171.87 | 61.37 | 67.37 | 6 | 0
2015 | PJM_ROR_2_TVA_Transmission | PJM_ROR | TVA_Transmission | Internal | Summer | B2 | 25 | 2500 | 1813.26 | 59.69 | 65.69 | 6 | 0
2015 | PJM_ROR_2_TVA_Transmission | PJM_ROR | TVA_Transmission | Internal | Summer | B3 | 75 | 2500 | 1368.91 | 57.97 | 63.97 | 6 | 0
2015 | PJM_ROR_2_TVA_Transmission | PJM_ROR | TVA_Transmission | Internal | Summer | B4 | 100 | 2500 | 981.48 | 53.33 | 59.33 | 6 | 0
2015 | PJM_ROR_2_TVA_Transmission | PJM_ROR | TVA_Transmission | Internal | Summer | B5 | 200 | 2500 | 0 | 48.19 | 53.46 | 6 | 0
2015 | PJM_ROR_2_TVA_Transmission | PJM_ROR | TVA_Transmission | Internal | Summer | B6 | 300 | 2500 | 0 | 42.97 | 44.88 | 6 | 0
2015 | PJM_ROR_2_TVA_Transmission | PJM_ROR | TVA_Transmission | Internal | Summer | B7 | 400 | 2500 | 0 | 38.05 | 42.79 | 6 | 0
2015 | PJM_ROR_2_TVA_Transmission | PJM_ROR | TVA_Transmission | Internal | Summer | B8 | 500 | 2500 | 0 | 36.23 | 39.59 | 6 | 0
2015 | PJM_ROR_2_TVA_Transmission | PJM_ROR | TVA_Transmission | Internal | Summer | B9 | 800 | 2500 | 0 | 35.42 | 39.08 | 6 | 0
2015 | PJM_ROR_2_TVA_Transmission | PJM_ROR | TVA_Transmission | Internal | Summer | B10 | 1262 | 2500 | 0 | 32.87 | 36.84 | 6 | 0
2015 | PJM_ROR_2_TVA_Transmission | PJM_ROR | TVA_Transmission | Internal | Winter | B16 | 25 | 2500 | 0 | 49.11 | 54.77 | 6 | 0
2015 | PJM_ROR_2_TVA_Transmission | PJM_ROR | TVA_Transmission | Internal | Winter | B17 | 100 | 2500 | 0 | 43.7 | 46.13 | 6 | 0
2015 | PJM_ROR_2_TVA_Transmission | PJM_ROR | TVA_Transmission | Internal | Winter | B18 | 400 | 2500 | 0 | 40.24 | 42.31 | 6 | 0
2015 | PJM_ROR_2_TVA_Transmission | PJM_ROR | TVA_Transmission | Internal | Winter | B19 | 700 | 2500 | 0 | 37.79 | 40.7 | 6 | 0
2015 | PJM_ROR_2_TVA_Transmission | PJM_ROR | TVA_Transmission | Internal | Winter | B20 | 935 | 2500 | 0 | 34.99 | 39.77 | 6 | 0
2015 | PJM_ROR_2_VACAR | PJM_ROR | VACAR | Internal | Shoulder | B11 | 25 | 3000 | 3000 | 49.1 | 55.72 | 6 | 0.61
2015 | PJM_ROR_2_VACAR | PJM_ROR | VACAR | Internal | Shoulder | B12 | 200 | 3000 | 809.08 | 41.6 | 47.6 | 6 | 0
2015 | PJM_ROR_2_VACAR | PJM_ROR | VACAR | Internal | Shoulder | B13 | 600 | 3000 | 390.51 | 39.44 | 45.44 | 6 | 0
2015 | PJM_ROR_2_VACAR | PJM_ROR | VACAR | Internal | Shoulder | B14 | 900 | 3000 | 765.99 | 38.04 | 44.04 | 6 | 0
2015 | PJM_ROR_2_VACAR | PJM_ROR | VACAR | Internal | Shoulder | B15 | 1203 | 3000 | 3000 | 35.05 | 41.51 | 6 | 0.47
2015 | PJM_ROR_2_VACAR | PJM_ROR | VACAR | Internal | Summer | B1 | 10 | 3000 | 3000 | 61.37 | 69.41 | 6 | 2.04
2015 | PJM_ROR_2_VACAR | PJM_ROR | VACAR | Internal | Summer | B2 | 25 | 3000 | 3000 | 59.69 | 69.41 | 6 | 3.71
2015 | PJM_ROR_2_VACAR | PJM_ROR | VACAR | Internal | Summer | B3 | 75 | 3000 | 3000 | 57.97 | 69.41 | 6 | 5.44
2015 | PJM_ROR_2_VACAR | PJM_ROR | VACAR | Internal | Summer | B4 | 100 | 3000 | 1869.72 | 53.33 | 59.33 | 6 | 0
2015 | PJM_ROR_2_VACAR | PJM_ROR | VACAR | Internal | Summer | B5 | 200 | 3000 | 3000 | 48.19 | 54.67 | 6 | 0.49
2015 | PJM_ROR_2_VACAR | PJM_ROR | VACAR | Internal | Summer | B6 | 300 | 3000 | 1202.23 | 42.97 | 48.97 | 6 | 0
2015 | PJM_ROR_2_VACAR | PJM_ROR | VACAR | Internal | Summer | B7 | 400 | 3000 | 3000 | 38.05 | 44.43 | 6 | 0.38
2015 | PJM_ROR_2_VACAR | PJM_ROR | VACAR | Internal | Summer | B8 | 500 | 3000 | 3000 | 36.23 | 42.9 | 6 | 0.67
2015 | PJM_ROR_2_VACAR | PJM_ROR | VACAR | Internal | Summer | B9 | 800 | 3000 | 3000 | 35.42 | 41.51 | 6 | 0.1
2015 | PJM_ROR_2_VACAR | PJM_ROR | VACAR | Internal | Summer | B10 | 1262 | 3000 | 3000 | 32.87 | 39.23 | 6 | 0.36
2015 | PJM_ROR_2_VACAR | PJM_ROR | VACAR | Internal | Winter | B16 | 25 | 3000 | 3000 | 49.11 | 60.05 | 6 | 4.94
2015 | PJM_ROR_2_VACAR | PJM_ROR | VACAR | Internal | Winter | B17 | 100 | 3000 | 114.11 | 43.7 | 49.7 | 6 | 0
2015 | PJM_ROR_2_VACAR | PJM_ROR | VACAR | Internal | Winter | B18 | 400 | 3000 | 688.62 | 40.24 | 46.24 | 6 | 0
2015 | PJM_ROR_2_VACAR | PJM_ROR | VACAR | Internal | Winter | B19 | 700 | 3000 | 207.81 | 37.79 | 43.79 | 6 | 0
2015 | PJM_ROR_2_VACAR | PJM_ROR | VACAR | Internal | Winter | B20 | 935 | 3000 | 3000 | 34.99 | 43.26 | 6 | 2.27
2015 | PJM_ROM_2_NYISO_A-F | PJM_ROM | NYISO_A-F | Internal | Shoulder | B11 | 25 | 2000 | 0 | 49.09 | 39.93 | 6 | 0
2015 | PJM_ROM_2_NYISO_A-F | PJM_ROM | NYISO_A-F | Internal | Shoulder | B12 | 200 | 2000 | 0 | 41.61 | 39.69 | 6 | 0
2015 | PJM_ROM_2_NYISO_A-F | PJM_ROM | NYISO_A-F | Internal | Shoulder | B13 | 600 | 2000 | 0 | 39.45 | 39.68 | 6 | 0
2015 | PJM_ROM_2_NYISO_A-F | PJM_ROM | NYISO_A-F | Internal | Shoulder | B14 | 900 | 2000 | 0 | 38.06 | 37.91 | 6 | 0
2015 | PJM_ROM_2_NYISO_A-F | PJM_ROM | NYISO_A-F | Internal | Shoulder | B15 | 1203 | 2000 | 0 | 36.84 | 37.91 | 6 | 0
2015 | PJM_ROM_2_NYISO_A-F | PJM_ROM | NYISO_A-F | Internal | Summer | B1 | 10 | 2000 | 0 | 61.38 | 51.71 | 6 | 0
2015 | PJM_ROM_2_NYISO_A-F | PJM_ROM | NYISO_A-F | Internal | Summer | B2 | 25 | 2000 | 0 | 59.71 | 51.71 | 6 | 0
2015 | PJM_ROM_2_NYISO_A-F | PJM_ROM | NYISO_A-F | Internal | Summer | B3 | 75 | 2000 | 0 | 57.96 | 49.19 | 6 | 0
2015 | PJM_ROM_2_NYISO_A-F | PJM_ROM | NYISO_A-F | Internal | Summer | B4 | 100 | 2000 | 0 | 53.34 | 45.34 | 6 | 0
2015 | PJM_ROM_2_NYISO_A-F | PJM_ROM | NYISO_A-F | Internal | Summer | B5 | 200 | 2000 | 0 | 48.2 | 42.33 | 6 | 0
2015 | PJM_ROM_2_NYISO_A-F | PJM_ROM | NYISO_A-F | Internal | Summer | B6 | 300 | 2000 | 0 | 42.98 | 40.97 | 6 | 0
2015 | PJM_ROM_2_NYISO_A-F | PJM_ROM | NYISO_A-F | Internal | Summer | B7 | 400 | 2000 | 0 | 38.06 | 38.6 | 6 | 0
2015 | PJM_ROM_2_NYISO_A-F | PJM_ROM | NYISO_A-F | Internal | Summer | B8 | 500 | 2000 | 0 | 37.51 | 37.05 | 6 | 0
2015 | PJM_ROM_2_NYISO_A-F | PJM_ROM | NYISO_A-F | Internal | Summer | B9 | 800 | 2000 | 0 | 35.66 | 37 | 6 | 0
2015 | PJM_ROM_2_NYISO_A-F | PJM_ROM | NYISO_A-F | Internal | Summer | B10 | 1262 | 2000 | 0 | 34.37 | 37 | 6 | 0
2015 | PJM_ROM_2_NYISO_A-F | PJM_ROM | NYISO_A-F | Internal | Winter | B16 | 25 | 2000 | 0 | 49.12 | 45.52 | 6 | 0
2015 | PJM_ROM_2_NYISO_A-F | PJM_ROM | NYISO_A-F | Internal | Winter | B17 | 100 | 2000 | 0 | 45 | 42.35 | 6 | 0
2015 | PJM_ROM_2_NYISO_A-F | PJM_ROM | NYISO_A-F | Internal | Winter | B18 | 400 | 2000 | 0 | 43.82 | 42.35 | 6 | 0
2015 | PJM_ROM_2_NYISO_A-F | PJM_ROM | NYISO_A-F | Internal | Winter | B19 | 700 | 2000 | 0 | 41.52 | 42.35 | 6 | 0
2015 | PJM_ROM_2_NYISO_A-F | PJM_ROM | NYISO_A-F | Internal | Winter | B20 | 935 | 2000 | 0 | 37.51 | 42.35 | 6 | 0
2015 | PJM_ROM_2_PJM_E | PJM_ROM | PJM_E | Internal | Shoulder | B11 | 25 | 8000 | 0 | 49.09 | 49.08 | 0.01 | 0
2015 | PJM_ROM_2_PJM_E | PJM_ROM | PJM_E | Internal | Shoulder | B12 | 200 | 8000 | 1173.17 | 41.61 | 41.62 | 0.01 | 0
2015 | PJM_ROM_2_PJM_E | PJM_ROM | PJM_E | Internal | Shoulder | B13 | 600 | 8000 | 4381.3 | 39.45 | 39.46 | 0.01 | 0
2015 | PJM_ROM_2_PJM_E | PJM_ROM | PJM_E | Internal | Shoulder | B14 | 900 | 8000 | 3232.95 | 38.06 | 38.07 | 0.01 | 0
2015 | PJM_ROM_2_PJM_E | PJM_ROM | PJM_E | Internal | Shoulder | B15 | 1203 | 8000 | 4313.88 | 36.84 | 36.86 | 0.01 | 0
2015 | PJM_ROM_2_PJM_E | PJM_ROM | PJM_E | Internal | Summer | B1 | 10 | 8000 | 4448.74 | 61.38 | 61.39 | 0.01 | 0
2015 | PJM_ROM_2_PJM_E | PJM_ROM | PJM_E | Internal | Summer | B2 | 25 | 8000 | 4699.8 | 59.71 | 59.72 | 0.01 | 0
2015 | PJM_ROM_2_PJM_E | PJM_ROM | PJM_E | Internal | Summer | B3 | 75 | 8000 | 81.46 | 57.96 | 57.97 | 0.01 | 0
2015 | PJM_ROM_2_PJM_E | PJM_ROM | PJM_E | Internal | Summer | B4 | 100 | 8000 | 1917.83 | 53.34 | 53.35 | 0.01 | 0
2015 | PJM_ROM_2_PJM_E | PJM_ROM | PJM_E | Internal | Summer | B5 | 200 | 8000 | 2215.34 | 48.2 | 48.21 | 0.01 | 0
2015 | PJM_ROM_2_PJM_E | PJM_ROM | PJM_E | Internal | Summer | B6 | 300 | 8000 | 2003.44 | 42.98 | 42.99 | 0.01 | 0
2015 | PJM_ROM_2_PJM_E | PJM_ROM | PJM_E | Internal | Summer | B7 | 400 | 8000 | 2405.08 | 38.06 | 38.07 | 0.01 | 0
2015 | PJM_ROM_2_PJM_E | PJM_ROM | PJM_E | Internal | Summer | B8 | 500 | 8000 | 4161.33 | 37.51 | 37.52 | 0.01 | 0
2015 | PJM_ROM_2_PJM_E | PJM_ROM | PJM_E | Internal | Summer | B9 | 800 | 8000 | 2561.08 | 35.66 | 35.67 | 0.01 | 0
2015 | PJM_ROM_2_PJM_E | PJM_ROM | PJM_E | Internal | Summer | B10 | 1262 | 8000 | 3598.43 | 34.37 | 34.38 | 0.01 | 0
2015 | PJM_ROM_2_PJM_E | PJM_ROM | PJM_E | Internal | Winter | B16 | 25 | 8000 | 920.65 | 49.12 | 49.14 | 0.01 | 0
2015 | PJM_ROM_2_PJM_E | PJM_ROM | PJM_E | Internal | Winter | B17 | 100 | 8000 | 4699.29 | 45 | 45.02 | 0.01 | 0
2015 | PJM_ROM_2_PJM_E | PJM_ROM | PJM_E | Internal | Winter | B18 | 400 | 8000 | 5115.7 | 43.82 | 43.83 | 0.01 | 0
2015 | PJM_ROM_2_PJM_E | PJM_ROM | PJM_E | Internal | Winter | B19 | 700 | 8000 | 4873.27 | 41.52 | 41.53 | 0.01 | 0
2015 | PJM_ROM_2_PJM_E | PJM_ROM | PJM_E | Internal | Winter | B20 | 935 | 8000 | 4265.09 | 37.51 | 37.52 | 0.01 | 0
2015 | PJM_ROM_2_PJM_ROR | PJM_ROM | PJM_ROR | Internal | Shoulder | B11 | 25 | 8000 | 741.41 | 49.09 | 49.1 | 0.01 | 0
2015 | PJM_ROM_2_PJM_ROR | PJM_ROM | PJM_ROR | Internal | Shoulder | B12 | 200 | 8000 | 0 | 41.61 | 41.6 | 0.01 | 0
2015 | PJM_ROM_2_PJM_ROR | PJM_ROM | PJM_ROR | Internal | Shoulder | B13 | 600 | 8000 | 0 | 39.45 | 39.44 | 0.01 | 0
2015 | PJM_ROM_2_PJM_ROR | PJM_ROM | PJM_ROR | Internal | Shoulder | B14 | 900 | 8000 | 0 | 38.06 | 38.04 | 0.01 | 0
2015 | PJM_ROM_2_PJM_ROR | PJM_ROM | PJM_ROR | Internal | Shoulder | B15 | 1203 | 8000 | 0 | 36.84 | 35.05 | 0.01 | 0
2015 | PJM_ROM_2_PJM_ROR | PJM_ROM | PJM_ROR | Internal | Summer | B1 | 10 | 8000 | 0 | 61.38 | 61.37 | 0.01 | 0
2015 | PJM_ROM_2_PJM_ROR | PJM_ROM | PJM_ROR | Internal | Summer | B2 | 25 | 8000 | 0 | 59.71 | 59.69 | 0.01 | 0
2015 | PJM_ROM_2_PJM_ROR | PJM_ROM | PJM_ROR | Internal | Summer | B3 | 75 | 8000 | 1040.36 | 57.96 | 57.97 | 0.01 | 0
2015 | PJM_ROM_2_PJM_ROR | PJM_ROM | PJM_ROR | Internal | Summer | B4 | 100 | 8000 | 0 | 53.34 | 53.33 | 0.01 | 0
2015 | PJM_ROM_2_PJM_ROR | PJM_ROM | PJM_ROR | Internal | Summer | B5 | 200 | 8000 | 0 | 48.2 | 48.19 | 0.01 | 0
2015 | PJM_ROM_2_PJM_ROR | PJM_ROM | PJM_ROR | Internal | Summer | B6 | 300 | 8000 | 0 | 42.98 | 42.97 | 0.01 | 0
2015 | PJM_ROM_2_PJM_ROR | PJM_ROM | PJM_ROR | Internal | Summer | B7 | 400 | 8000 | 0 | 38.06 | 38.05 | 0.01 | 0
2015 | PJM_ROM_2_PJM_ROR | PJM_ROM | PJM_ROR | Internal | Summer | B8 | 500 | 8000 | 0 | 37.51 | 36.23 | 0.01 | 0
2015 | PJM_ROM_2_PJM_ROR | PJM_ROM | PJM_ROR | Internal | Summer | B9 | 800 | 8000 | 0 | 35.66 | 35.42 | 0.01 | 0
2015 | PJM_ROM_2_PJM_ROR | PJM_ROM | PJM_ROR | Internal | Summer | B10 | 1262 | 8000 | 0 | 34.37 | 32.87 | 0.01 | 0
2015 | PJM_ROM_2_PJM_ROR | PJM_ROM | PJM_ROR | Internal | Winter | B16 | 25 | 8000 | 0 | 49.12 | 49.11 | 0.01 | 0
2015 | PJM_ROM_2_PJM_ROR | PJM_ROM | PJM_ROR | Internal | Winter | B17 | 100 | 8000 | 0 | 45 | 43.7 | 0.01 | 0
2015 | PJM_ROM_2_PJM_ROR | PJM_ROM | PJM_ROR | Internal | Winter | B18 | 400 | 8000 | 0 | 43.82 | 40.24 | 0.01 | 0
2015 | PJM_ROM_2_PJM_ROR | PJM_ROM | PJM_ROR | Internal | Winter | B19 | 700 | 8000 | 0 | 41.52 | 37.79 | 0.01 | 0
2015 | PJM_ROM_2_PJM_ROR | PJM_ROM | PJM_ROR | Internal | Winter | B20 | 935 | 8000 | 0 | 37.51 | 34.99 | 0.01 | 0
2015 | SOCO_2_FRCC | SOCO | FRCC | Internal | Shoulder | B11 | 25 | 3700 | 2217.39 | 62.72 | 72.72 | 10 | 0
2015 | SOCO_2_FRCC | SOCO | FRCC | Internal | Shoulder | B12 | 200 | 3700 | 3331.66 | 44.51 | 54.51 | 10 | 0
2015 | SOCO_2_FRCC | SOCO | FRCC | Internal | Shoulder | B13 | 600 | 3700 | 1764.78 | 41.07 | 51.07 | 10 | 0
2015 | SOCO_2_FRCC | SOCO | FRCC | Internal | Shoulder | B14 | 900 | 3700 | 0 | 39.8 | 46.95 | 10 | 0
2015 | SOCO_2_FRCC | SOCO | FRCC | Internal | Shoulder | B15 | 1203 | 3700 | 0 | 39.8 | 44.21 | 10 | 0
2015 | SOCO_2_FRCC | SOCO | FRCC | Internal | Summer | B1 | 10 | 3700 | 0 | 66.11 | 72.7 | 10 | 0
2015 | SOCO_2_FRCC | SOCO | FRCC | Internal | Summer | B2 | 25 | 3700 | 0 | 66.11 | 72.7 | 10 | 0
2015 | SOCO_2_FRCC | SOCO | FRCC | Internal | Summer | B3 | 75 | 3700 | 0 | 66.11 | 72.7 | 10 | 0
2015 | SOCO_2_FRCC | SOCO | FRCC | Internal | Summer | B4 | 100 | 3700 | 0 | 66.11 | 72.7 | 10 | 0
2015 | SOCO_2_FRCC | SOCO | FRCC | Internal | Summer | B5 | 200 | 3700 | 2214.46 | 61.67 | 71.67 | 10 | 0
2015 | SOCO_2_FRCC | SOCO | FRCC | Internal | Summer | B6 | 300 | 3700 | 184.2 | 53.88 | 63.88 | 10 | 0
2015 | SOCO_2_FRCC | SOCO | FRCC | Internal | Summer | B7 | 400 | 3700 | 1806.09 | 51.43 | 61.43 | 10 | 0
2015 | SOCO_2_FRCC | SOCO | FRCC | Internal | Summer | B8 | 500 | 3700 | 2675.15 | 45.89 | 55.89 | 10 | 0
2015 | SOCO_2_FRCC | SOCO | FRCC | Internal | Summer | B9 | 800 | 3700 | 380.83 | 40 | 50 | 10 | 0
2015 | SOCO_2_FRCC | SOCO | FRCC | Internal | Summer | B10 | 1262 | 3700 | 0 | 38.63 | 43.54 | 10 | 0
2015 | SOCO_2_FRCC | SOCO | FRCC | Internal | Winter | B16 | 25 | 3700 | 1356.09 | 62.91 | 72.91 | 10 | 0
2015 | SOCO_2_FRCC | SOCO | FRCC | Internal | Winter | B17 | 100 | 3700 | 2629.71 | 48.33 | 58.33 | 10 | 0
2015 | SOCO_2_FRCC | SOCO | FRCC | Internal | Winter | B18 | 400 | 3700 | 1445.18 | 42.18 | 52.18 | 10 | 0
2015 | SOCO_2_FRCC | SOCO | FRCC | Internal | Winter | B19 | 700 | 3700 | 0 | 42.18 | 49.35 | 10 | 0
2015 | SOCO_2_FRCC | SOCO | FRCC | Internal | Winter | B20 | 935 | 3700 | 0 | 42.18 | 46.23 | 10 | 0
2015 | SOCO_2_VACAR | SOCO | VACAR | Internal | Shoulder | B11 | 25 | 2000 | 0 | 62.72 | 55.72 | 10 | 0
2015 | SOCO_2_VACAR | SOCO | VACAR | Internal | Shoulder | B12 | 200 | 2000 | 0 | 44.51 | 47.6 | 10 | 0
2015 | SOCO_2_VACAR | SOCO | VACAR | Internal | Shoulder | B13 | 600 | 2000 | 0 | 41.07 | 45.44 | 10 | 0
2015 | SOCO_2_VACAR | SOCO | VACAR | Internal | Shoulder | B14 | 900 | 2000 | 0 | 39.8 | 44.04 | 10 | 0
2015 | SOCO_2_VACAR | SOCO | VACAR | Internal | Shoulder | B15 | 1203 | 2000 | 0 | 39.8 | 41.51 | 10 | 0
2015 | SOCO_2_VACAR | SOCO | VACAR | Internal | Summer | B1 | 10 | 2000 | 0 | 66.11 | 69.41 | 10 | 0
2015 | SOCO_2_VACAR | SOCO | VACAR | Internal | Summer | B2 | 25 | 2000 | 0 | 66.11 | 69.41 | 10 | 0
2015 | SOCO_2_VACAR | SOCO | VACAR | Internal | Summer | B3 | 75 | 2000 | 0 | 66.11 | 69.41 | 10 | 0
2015 | SOCO_2_VACAR | SOCO | VACAR | Internal | Summer | B4 | 100 | 2000 | 0 | 66.11 | 59.33 | 10 | 0
2015 | SOCO_2_VACAR | SOCO | VACAR | Internal | Summer | B5 | 200 | 2000 | 0 | 61.67 | 54.67 | 10 | 0
2015 | SOCO_2_VACAR | SOCO | VACAR | Internal | Summer | B6 | 300 | 2000 | 0 | 53.88 | 48.97 | 10 | 0
2015 | SOCO_2_VACAR | SOCO | VACAR | Internal | Summer | B7 | 400 | 2000 | 0 | 51.43 | 44.43 | 10 | 0
2015 | SOCO_2_VACAR | SOCO | VACAR | Internal | Summer | B8 | 500 | 2000 | 0 | 45.89 | 42.9 | 10 | 0
2015 | SOCO_2_VACAR | SOCO | VACAR | Internal | Summer | B9 | 800 | 2000 | 0 | 40 | 41.51 | 10 | 0
2015 | SOCO_2_VACAR | SOCO | VACAR | Internal | Summer | B10 | 1262 | 2000 | 0 | 38.63 | 39.23 | 10 | 0
2015 | SOCO_2_VACAR | SOCO | VACAR | Internal | Winter | B16 | 25 | 2000 | 0 | 62.91 | 60.05 | 10 | 0
2015 | SOCO_2_VACAR | SOCO | VACAR | Internal | Winter | B17 | 100 | 2000 | 0 | 48.33 | 49.7 | 10 | 0
2015 | SOCO_2_VACAR | SOCO | VACAR | Internal | Winter | B18 | 400 | 2000 | 0 | 42.18 | 46.24 | 10 | 0
2015 | SOCO_2_VACAR | SOCO | VACAR | Internal | Winter | B19 | 700 | 2000 | 0 | 42.18 | 43.79 | 10 | 0
2015 | SOCO_2_VACAR | SOCO | VACAR | Internal | Winter | B20 | 935 | 2000 | 0 | 42.18 | 43.26 | 10 | 0
2015 | SPP_N_2_ENT | SPP_N | ENT | Internal | Shoulder | B11 | 25 | 1800 | 0 | 55.82 | 55.02 | 5 | 0
2015 | SPP_N_2_ENT | SPP_N | ENT | Internal | Shoulder | B12 | 200 | 1800 | 0 | 40.37 | 39.11 | 5 | 0
2015 | SPP_N_2_ENT | SPP_N | ENT | Internal | Shoulder | B13 | 600 | 1800 | 0 | 39.1 | 39.11 | 5 | 0
2015 | SPP_N_2_ENT | SPP_N | ENT | Internal | Shoulder | B14 | 900 | 1800 | 0 | 38.45 | 38.83 | 5 | 0
2015 | SPP_N_2_ENT | SPP_N | ENT | Internal | Shoulder | B15 | 1203 | 1800 | 0 | 37.41 | 38.83 | 5 | 0
2015 | SPP_N_2_ENT | SPP_N | ENT | Internal | Summer | B1 | 10 | 1800 | 0 | 60.91 | 59.37 | 5 | 0
2015 | SPP_N_2_ENT | SPP_N | ENT | Internal | Summer | B2 | 25 | 1800 | 0 | 60.91 | 58.11 | 5 | 0
2015 | SPP_N_2_ENT | SPP_N | ENT | Internal | Summer | B3 | 75 | 1800 | 0 | 60.91 | 58.11 | 5 | 0
2015 | SPP_N_2_ENT | SPP_N | ENT | Internal | Summer | B4 | 100 | 1800 | 0 | 59.45 | 57.34 | 5 | 0
2015 | SPP_N_2_ENT | SPP_N | ENT | Internal | Summer | B5 | 200 | 1800 | 0 | 54.19 | 53.27 | 5 | 0
2015 | SPP_N_2_ENT | SPP_N | ENT | Internal | Summer | B6 | 300 | 1800 | 0 | 48.97 | 48.97 | 5 | 0
2015 | SPP_N_2_ENT | SPP_N | ENT | Internal | Summer | B7 | 400 | 1800 | 0 | 43.81 | 43.43 | 5 | 0
2015 | SPP_N_2_ENT | SPP_N | ENT | Internal | Summer | B8 | 500 | 1800 | 0 | 39 | 37.89 | 5 | 0
2015 | SPP_N_2_ENT | SPP_N | ENT | Internal | Summer | B9 | 800 | 1800 | 0 | 36.48 | 37.62 | 5 | 0
2015 | SPP_N_2_ENT | SPP_N | ENT | Internal | Summer | B10 | 1262 | 1800 | 0 | 36.07 | 36.4 | 5 | 0
2015 | SPP_N_2_ENT | SPP_N | ENT | Internal | Winter | B16 | 25 | 1800 | 0 | 54.1 | 54.91 | 5 | 0
2015 | SPP_N_2_ENT | SPP_N | ENT | Internal | Winter | B17 | 100 | 1800 | 0 | 41.7 | 41.55 | 5 | 0
2015 | SPP_N_2_ENT | SPP_N | ENT | Internal | Winter | B18 | 400 | 1800 | 0 | 39.89 | 41.48 | 5 | 0
2015 | SPP_N_2_ENT | SPP_N | ENT | Internal | Winter | B19 | 700 | 1800 | 0 | 39.89 | 41.25 | 5 | 0
2015 | SPP_N_2_ENT | SPP_N | ENT | Internal | Winter | B20 | 935 | 1800 | 0 | 39.8 | 39.91 | 5 | 0
2015 | SPP_N_2_MISO_MO-IL | SPP_N | MISO_MO-IL | Internal | Shoulder | B11 | 25 | 2000 | 0 | 55.82 | 48.8 | 5 | 0
2015 | SPP_N_2_MISO_MO-IL | SPP_N | MISO_MO-IL | Internal | Shoulder | B12 | 200 | 2000 | 0 | 40.37 | 39.59 | 5 | 0
2015 | SPP_N_2_MISO_MO-IL | SPP_N | MISO_MO-IL | Internal | Shoulder | B13 | 600 | 2000 | 0 | 39.1 | 37.43 | 5 | 0
2015 | SPP_N_2_MISO_MO-IL | SPP_N | MISO_MO-IL | Internal | Shoulder | B14 | 900 | 2000 | 0 | 38.45 | 36.03 | 5 | 0
2015 | SPP_N_2_MISO_MO-IL | SPP_N | MISO_MO-IL | Internal | Shoulder | B15 | 1203 | 2000 | 0 | 37.41 | 33.5 | 5 | 0
2015 | SPP_N_2_MISO_MO-IL | SPP_N | MISO_MO-IL | Internal | Summer | B1 | 10 | 2000 | 0 | 60.91 | 59.37 | 5 | 0
2015 | SPP_N_2_MISO_MO-IL | SPP_N | MISO_MO-IL | Internal | Summer | B2 | 25 | 2000 | 0 | 60.91 | 57.69 | 5 | 0
2015 | SPP_N_2_MISO_MO-IL | SPP_N | MISO_MO-IL | Internal | Summer | B3 | 75 | 2000 | 0 | 60.91 | 57.59 | 5 | 0
2015 | SPP_N_2_MISO_MO-IL | SPP_N | MISO_MO-IL | Internal | Summer | B4 | 100 | 2000 | 0 | 59.45 | 53.47 | 5 | 0
2015 | SPP_N_2_MISO_MO-IL | SPP_N | MISO_MO-IL | Internal | Summer | B5 | 200 | 2000 | 0 | 54.19 | 46.19 | 5 | 0
2015 | SPP_N_2_MISO_MO-IL | SPP_N | MISO_MO-IL | Internal | Summer | B6 | 300 | 2000 | 0 | 48.97 | 40.97 | 5 | 0
2015 | SPP_N_2_MISO_MO-IL | SPP_N | MISO_MO-IL | Internal | Summer | B7 | 400 | 2000 | 0 | 43.81 | 36.05 | 5 | 0
2015 | SPP_N_2_MISO_MO-IL | SPP_N | MISO_MO-IL | Internal | Summer | B8 | 500 | 2000 | 0 | 39 | 34.21 | 5 | 0
2015 | SPP_N_2_MISO_MO-IL | SPP_N | MISO_MO-IL | Internal | Summer | B9 | 800 | 2000 | 0 | 36.48 | 33.42 | 5 | 0
2015 | SPP_N_2_MISO_MO-IL | SPP_N | MISO_MO-IL | Internal | Summer | B10 | 1262 | 2000 | 0 | 36.07 | 31.18 | 5 | 0
2015 | SPP_N_2_MISO_MO-IL | SPP_N | MISO_MO-IL | Internal | Winter | B16 | 25 | 2000 | 0 | 54.1 | 47.11 | 5 | 0
2015 | SPP_N_2_MISO_MO-IL | SPP_N | MISO_MO-IL | Internal | Winter | B17 | 100 | 2000 | 0 | 41.7 | 41.7 | 5 | 0
2015 | SPP_N_2_MISO_MO-IL | SPP_N | MISO_MO-IL | Internal | Winter | B18 | 400 | 2000 | 0 | 39.89 | 38.24 | 5 | 0
2015 | SPP_N_2_MISO_MO-IL | SPP_N | MISO_MO-IL | Internal | Winter | B19 | 700 | 2000 | 0 | 39.89 | 36.38 | 5 | 0
2015 | SPP_N_2_MISO_MO-IL | SPP_N | MISO_MO-IL | Internal | Winter | B20 | 935 | 2000 | 0 | 39.8 | 33 | 5 | 0
2015 | SPP_N_2_MISO_W | SPP_N | MISO_W | Internal | Shoulder | B11 | 25 | 750 | 0 | 55.82 | 48.82 | 5 | 0
2015 | SPP_N_2_MISO_W | SPP_N | MISO_W | Internal | Shoulder | B12 | 200 | 750 | 0 | 40.37 | 39.59 | 5 | 0
2015 | SPP_N_2_MISO_W | SPP_N | MISO_W | Internal | Shoulder | B13 | 600 | 750 | 0 | 39.1 | 37.44 | 5 | 0
2015 | SPP_N_2_MISO_W | SPP_N | MISO_W | Internal | Shoulder | B14 | 900 | 750 | 0 | 38.45 | 36.04 | 5 | 0
2015 | SPP_N_2_MISO_W | SPP_N | MISO_W | Internal | Shoulder | B15 | 1203 | 750 | 0 | 37.41 | 34.13 | 5 | 0
2015 | SPP_N_2_MISO_W | SPP_N | MISO_W | Internal | Summer | B1 | 10 | 750 | 0 | 60.91 | 59.36 | 5 | 0
2015 | SPP_N_2_MISO_W | SPP_N | MISO_W | Internal | Summer | B2 | 25 | 750 | 0 | 60.91 | 58.51 | 5 | 0
2015 | SPP_N_2_MISO_W | SPP_N | MISO_W | Internal | Summer | B3 | 75 | 750 | 0 | 60.91 | 57.7 | 5 | 0
2015 | SPP_N_2_MISO_W | SPP_N | MISO_W | Internal | Summer | B4 | 100 | 750 | 0 | 59.45 | 53.48 | 5 | 0
2015 | SPP_N_2_MISO_W | SPP_N | MISO_W | Internal | Summer | B5 | 200 | 750 | 0 | 54.19 | 47.19 | 5 | 0
2015 | SPP_N_2_MISO_W | SPP_N | MISO_W | Internal | Summer | B6 | 300 | 750 | 0 | 48.97 | 41.97 | 5 | 0
2015 | SPP_N_2_MISO_W | SPP_N | MISO_W | Internal | Summer | B7 | 400 | 750 | 0 | 43.81 | 36.81 | 5 | 0
2015 | SPP_N_2_MISO_W | SPP_N | MISO_W | Internal | Summer | B8 | 500 | 750 | 0 | 39 | 34.22 | 5 | 0
2015 | SPP_N_2_MISO_W | SPP_N | MISO_W | Internal | Summer | B9 | 800 | 750 | 0 | 36.48 | 33.43 | 5 | 0
2015 | SPP_N_2_MISO_W | SPP_N | MISO_W | Internal | Summer | B10 | 1262 | 750 | 0 | 36.07 | 31.74 | 5 | 0
2015 | SPP_N_2_MISO_W | SPP_N | MISO_W | Internal | Winter | B16 | 25 | 750 | 0 | 54.1 | 47.1 | 5 | 0
2015 | SPP_N_2_MISO_W | SPP_N | MISO_W | Internal | Winter | B17 | 100 | 750 | 0 | 41.7 | 41.68 | 5 | 0
2015 | SPP_N_2_MISO_W | SPP_N | MISO_W | Internal | Winter | B18 | 400 | 750 | 0 | 39.89 | 38.25 | 5 | 0
2015 | SPP_N_2_MISO_W | SPP_N | MISO_W | Internal | Winter | B19 | 700 | 750 | 0 | 39.89 | 37.21 | 5 | 0
2015 | SPP_N_2_MISO_W | SPP_N | MISO_W | Internal | Winter | B20 | 935 | 750 | 0 | 39.8 | 32.99 | 5 | 0
2015 | SPP_N_2_NE | SPP_N | NE | Internal | Shoulder | B11 | 25 | 330 | 0 | 55.82 | 48.82 | 0.01 | 0
2015 | SPP_N_2_NE | SPP_N | NE | Internal | Shoulder | B12 | 200 | 330 | 0 | 40.37 | 39.59 | 0.01 | 0
2015 | SPP_N_2_NE | SPP_N | NE | Internal | Shoulder | B13 | 600 | 330 | 0 | 39.1 | 38.44 | 0.01 | 0
2015 | SPP_N_2_NE | SPP_N | NE | Internal | Shoulder | B14 | 900 | 330 | 0 | 38.45 | 38.44 | 0.01 | 0
2015 | SPP_N_2_NE | SPP_N | NE | Internal | Shoulder | B15 | 1203 | 330 | 0 | 37.41 | 37.4 | 0.01 | 0
2015 | SPP_N_2_NE | SPP_N | NE | Internal | Summer | B1 | 10 | 330 | 0 | 60.91 | 59.43 | 0.01 | 0
2015 | SPP_N_2_NE | SPP_N | NE | Internal | Summer | B2 | 25 | 330 | 0 | 60.91 | 59.43 | 0.01 | 0
2015 | SPP_N_2_NE | SPP_N | NE | Internal | Summer | B3 | 75 | 330 | 0 | 60.91 | 59.43 | 0.01 | 0
2015 | SPP_N_2_NE | SPP_N | NE | Internal | Summer | B4 | 100 | 330 | 0 | 59.45 | 59.43 | 0.01 | 0
2015 | SPP_N_2_NE | SPP_N | NE | Internal | Summer | B5 | 200 | 330 | 0 | 54.19 | 54.17 | 0.01 | 0
2015 | SPP_N_2_NE | SPP_N | NE | Internal | Summer | B6 | 300 | 330 | 0 | 48.97 | 41.97 | 0.01 | 0
2015 | SPP_N_2_NE | SPP_N | NE | Internal | Summer | B7 | 400 | 330 | 0 | 43.81 | 37.29 | 0.01 | 0
2015 | SPP_N_2_NE | SPP_N | NE | Internal | Summer | B8 | 500 | 330 | 0 | 39 | 35.51 | 0.01 | 0
2015 | SPP_N_2_NE | SPP_N | NE | Internal | Summer | B9 | 800 | 330 | 0 | 36.48 | 35.51 | 0.01 | 0
2015 | SPP_N_2_NE | SPP_N | NE | Internal | Summer | B10 | 1262 | 330 | 0 | 36.07 | 34.23 | 0.01 | 0
2015 | SPP_N_2_NE | SPP_N | NE | Internal | Winter | B16 | 25 | 330 | 0 | 54.1 | 47.1 | 0.01 | 0
2015 | SPP_N_2_NE | SPP_N | NE | Internal | Winter | B17 | 100 | 330 | 0 | 41.7 | 41.68 | 0.01 | 0
2015 | SPP_N_2_NE | SPP_N | NE | Internal | Winter | B18 | 400 | 330 | 0 | 39.89 | 39.88 | 0.01 | 0
2015 | SPP_N_2_NE | SPP_N | NE | Internal | Winter | B19 | 700 | 330 | 0 | 39.89 | 39.88 | 0.01 | 0
2015 | SPP_N_2_NE | SPP_N | NE | Internal | Winter | B20 | 935 | 330 | 0 | 39.8 | 35.56 | 0.01 | 0
2015 | SPP_N_2_SPP_S | SPP_N | SPP_S | Internal | Shoulder | B11 | 25 | 4000 | 0 | 55.82 | 53.77 | 0.01 | 0
2015 | SPP_N_2_SPP_S | SPP_N | SPP_S | Internal | Shoulder | B12 | 200 | 4000 | 456.58 | 40.37 | 40.38 | 0.01 | 0
2015 | SPP_N_2_SPP_S | SPP_N | SPP_S | Internal | Shoulder | B13 | 600 | 4000 | 1015.52 | 39.1 | 39.11 | 0.01 | 0
2015 | SPP_N_2_SPP_S | SPP_N | SPP_S | Internal | Shoulder | B14 | 900 | 4000 | 1171 | 38.45 | 38.46 | 0.01 | 0
2015 | SPP_N_2_SPP_S | SPP_N | SPP_S | Internal | Shoulder | B15 | 1203 | 4000 | 2262.98 | 37.41 | 37.42 | 0.01 | 0
2015 | SPP_N_2_SPP_S | SPP_N | SPP_S | Internal | Summer | B1 | 10 | 4000 | 0 | 60.91 | 54.37 | 0.01 | 0
2015 | SPP_N_2_SPP_S | SPP_N | SPP_S | Internal | Summer | B2 | 25 | 4000 | 0 | 60.91 | 60.51 | 0.01 | 0
2015 | SPP_N_2_SPP_S | SPP_N | SPP_S | Internal | Summer | B3 | 75 | 4000 | 0 | 60.91 | 54.17 | 0.01 | 0
2015 | SPP_N_2_SPP_S | SPP_N | SPP_S | Internal | Summer | B4 | 100 | 4000 | 0 | 59.45 | 52.34 | 0.01 | 0
2015 | SPP_N_2_SPP_S | SPP_N | SPP_S | Internal | Summer | B5 | 200 | 4000 | 0 | 54.19 | 52.34 | 0.01 | 0
2015 | SPP_N_2_SPP_S | SPP_N | SPP_S | Internal | Summer | B6 | 300 | 4000 | 3666.68 | 48.97 | 48.98 | 0.01 | 0
2015 | SPP_N_2_SPP_S | SPP_N | SPP_S | Internal | Summer | B7 | 400 | 4000 | 2729.02 | 43.81 | 43.82 | 0.01 | 0
2015 | SPP_N_2_SPP_S | SPP_N | SPP_S | Internal | Summer | B8 | 500 | 4000 | 1428.75 | 39 | 39.01 | 0.01 | 0
2015 | SPP_N_2_SPP_S | SPP_N | SPP_S | Internal | Summer | B9 | 800 | 4000 | 2586.65 | 36.48 | 36.49 | 0.01 | 0
2015 | SPP_N_2_SPP_S | SPP_N | SPP_S | Internal | Summer | B10 | 1262 | 4000 | 3965.91 | 36.07 | 36.08 | 0.01 | 0
2015 | SPP_N_2_SPP_S | SPP_N | SPP_S | Internal | Winter | B16 | 25 | 4000 | 1119.51 | 54.1 | 54.11 | 0.01 | 0
2015 | SPP_N_2_SPP_S | SPP_N | SPP_S | Internal | Winter | B17 | 100 | 4000 | 1700.02 | 41.7 | 41.71 | 0.01 | 0
2015 | SPP_N_2_SPP_S | SPP_N | SPP_S | Internal | Winter | B18 | 400 | 4000 | 1980.76 | 39.89 | 39.9 | 0.01 | 0
2015 | SPP_N_2_SPP_S | SPP_N | SPP_S | Internal | Winter | B19 | 700 | 4000 | 2563.67 | 39.89 | 39.9 | 0.01 | 0
2015 | SPP_N_2_SPP_S | SPP_N | SPP_S | Internal | Winter | B20 | 935 | 4000 | 3953.59 | 39.8 | 39.81 | 0.01 | 0
2015 | SPP_S_2_ENT | SPP_S | ENT | Internal | Shoulder | B11 | 25 | 850 | 0 | 53.77 | 55.02 | 5 | 0
2015 | SPP_S_2_ENT | SPP_S | ENT | Internal | Shoulder | B12 | 200 | 850 | 0 | 40.38 | 39.11 | 5 | 0
2015 | SPP_S_2_ENT | SPP_S | ENT | Internal | Shoulder | B13 | 600 | 850 | 0 | 39.11 | 39.11 | 5 | 0
2015 | SPP_S_2_ENT | SPP_S | ENT | Internal | Shoulder | B14 | 900 | 850 | 0 | 38.46 | 38.83 | 5 | 0
2015 | SPP_S_2_ENT | SPP_S | ENT | Internal | Shoulder | B15 | 1203 | 850 | 0 | 37.42 | 38.83 | 5 | 0
2015 | SPP_S_2_ENT | SPP_S | ENT | Internal | Summer | B1 | 10 | 850 | 61.71 | 54.37 | 59.37 | 5 | 0
2015 | SPP_S_2_ENT | SPP_S | ENT | Internal | Summer | B2 | 25 | 850 | 0 | 60.51 | 58.11 | 5 | 0
2015 | SPP_S_2_ENT | SPP_S | ENT | Internal | Summer | B3 | 75 | 850 | 0 | 54.17 | 58.11 | 5 | 0
2015 | SPP_S_2_ENT | SPP_S | ENT | Internal | Summer | B4 | 100 | 850 | 267.71 | 52.34 | 57.34 | 5 | 0
2015 | SPP_S_2_ENT | SPP_S | ENT | Internal | Summer | B5 | 200 | 850 | 0 | 52.34 | 53.27 | 5 | 0
2015 | SPP_S_2_ENT | SPP_S | ENT | Internal | Summer | B6 | 300 | 850 | 0 | 48.98 | 48.97 | 5 | 0
2015 | SPP_S_2_ENT | SPP_S | ENT | Internal | Summer | B7 | 400 | 850 | 0 | 43.82 | 43.43 | 5 | 0
2015 | SPP_S_2_ENT | SPP_S | ENT | Internal | Summer | B8 | 500 | 850 | 0 | 39.01 | 37.89 | 5 | 0
2015 | SPP_S_2_ENT | SPP_S | ENT | Internal | Summer | B9 | 800 | 850 | 0 | 36.49 | 37.62 | 5 | 0
2015 | SPP_S_2_ENT | SPP_S | ENT | Internal | Summer | B10 | 1262 | 850 | 0 | 36.08 | 36.4 | 5 | 0
2015 | SPP_S_2_ENT | SPP_S | ENT | Internal | Winter | B16 | 25 | 850 | 0 | 54.11 | 54.91 | 5 | 0
2015 | SPP_S_2_ENT | SPP_S | ENT | Internal | Winter | B17 | 100 | 850 | 0 | 41.71 | 41.55 | 5 | 0
2015 | SPP_S_2_ENT | SPP_S | ENT | Internal | Winter | B18 | 400 | 850 | 0 | 39.9 | 41.48 | 5 | 0
2015 | SPP_S_2_ENT | SPP_S | ENT | Internal | Winter | B19 | 700 | 850 | 0 | 39.9 | 41.25 | 5 | 0
2015 | SPP_S_2_ENT | SPP_S | ENT | Internal | Winter | B20 | 935 | 850 | 0 | 39.81 | 39.91 | 5 | 0
2015 | SPP_S_2_SPP_N | SPP_S | SPP_N | Internal | Shoulder | B11 | 25 | 640 | 640 | 53.77 | 55.82 | 0.01 | 2.03
2015 | SPP_S_2_SPP_N | SPP_S | SPP_N | Internal | Shoulder | B12 | 200 | 640 | 0 | 40.38 | 40.37 | 0.01 | 0
2015 | SPP_S_2_SPP_N | SPP_S | SPP_N | Internal | Shoulder | B13 | 600 | 640 | 0 | 39.11 | 39.1 | 0.01 | 0
2015 | SPP_S_2_SPP_N | SPP_S | SPP_N | Internal | Shoulder | B14 | 900 | 640 | 0 | 38.46 | 38.45 | 0.01 | 0
2015 | SPP_S_2_SPP_N | SPP_S | SPP_N | Internal | Shoulder | B15 | 1203 | 640 | 0 | 37.42 | 37.41 | 0.01 | 0
2015 | SPP_S_2_SPP_N | SPP_S | SPP_N | Internal | Summer | B1 | 10 | 640 | 640 | 54.37 | 60.91 | 0.01 | 6.53
2015 | SPP_S_2_SPP_N | SPP_S | SPP_N | Internal | Summer | B2 | 25 | 640 | 640 | 60.51 | 60.91 | 0.01 | 0.39
2015 | SPP_S_2_SPP_N | SPP_S | SPP_N | Internal | Summer | B3 | 75 | 640 | 640 | 54.17 | 60.91 | 0.01 | 6.72
2015 | SPP_S_2_SPP_N | SPP_S | SPP_N | Internal | Summer | B4 | 100 | 640 | 640 | 52.34 | 59.45 | 0.01 | 7.09
2015 | SPP_S_2_SPP_N | SPP_S | SPP_N | Internal | Summer | B5 | 200 | 640 | 640 | 52.34 | 54.19 | 0.01 | 1.83
2015 | SPP_S_2_SPP_N | SPP_S | SPP_N | Internal | Summer | B6 | 300 | 640 | 0 | 48.98 | 48.97 | 0.01 | 0
2015 | SPP_S_2_SPP_N | SPP_S | SPP_N | Internal | Summer | B7 | 400 | 640 | 0 | 43.82 | 43.81 | 0.01 | 0
2015 | SPP_S_2_SPP_N | SPP_S | SPP_N | Internal | Summer | B8 | 500 | 640 | 0 | 39.01 | 39 | 0.01 | 0
2015 | SPP_S_2_SPP_N | SPP_S | SPP_N | Internal | Summer | B9 | 800 | 640 | 0 | 36.49 | 36.48 | 0.01 | 0
2015 | SPP_S_2_SPP_N | SPP_S | SPP_N | Internal | Summer | B10 | 1262 | 640 | 0 | 36.08 | 36.07 | 0.01 | 0
2015 | SPP_S_2_SPP_N | SPP_S | SPP_N | Internal | Winter | B16 | 25 | 640 | 0 | 54.11 | 54.1 | 0.01 | 0
2015 | SPP_S_2_SPP_N | SPP_S | SPP_N | Internal | Winter | B17 | 100 | 640 | 0 | 41.71 | 41.7 | 0.01 | 0
2015 | SPP_S_2_SPP_N | SPP_S | SPP_N | Internal | Winter | B18 | 400 | 640 | 0 | 39.9 | 39.89 | 0.01 | 0
2015 | SPP_S_2_SPP_N | SPP_S | SPP_N | Internal | Winter | B19 | 700 | 640 | 0 | 39.9 | 39.89 | 0.01 | 0
2015 | SPP_S_2_SPP_N | SPP_S | SPP_N | Internal | Winter | B20 | 935 | 640 | 0 | 39.81 | 39.8 | 0.01 | 0
2015 | TVA_2_ENT | TVA | ENT | Internal | Shoulder | B11 | 25 | 500 | 0 | 54.75 | 55.02 | 9 | 0
2015 | TVA_2_ENT | TVA | ENT | Internal | Shoulder | B12 | 200 | 500 | 0 | 40.73 | 39.11 | 9 | 0
2015 | TVA_2_ENT | TVA | ENT | Internal | Shoulder | B13 | 600 | 500 | 0 | 39.28 | 39.11 | 9 | 0
2015 | TVA_2_ENT | TVA | ENT | Internal | Shoulder | B14 | 900 | 500 | 0 | 39.28 | 38.83 | 9 | 0
2015 | TVA_2_ENT | TVA | ENT | Internal | Shoulder | B15 | 1203 | 500 | 0 | 39.28 | 38.83 | 9 | 0
2015 | TVA_2_ENT | TVA | ENT | Internal | Summer | B1 | 10 | 500 | 0 | 67.38 | 59.37 | 9 | 0
2015 | TVA_2_ENT | TVA | ENT | Internal | Summer | B2 | 25 | 500 | 0 | 65.71 | 58.11 | 9 | 0
2015 | TVA_2_ENT | TVA | ENT | Internal | Summer | B3 | 75 | 500 | 0 | 63.98 | 58.11 | 9 | 0
2015 | TVA_2_ENT | TVA | ENT | Internal | Summer | B4 | 100 | 500 | 0 | 59.34 | 57.34 | 9 | 0
2015 | TVA_2_ENT | TVA | ENT | Internal | Summer | B5 | 200 | 500 | 0 | 52.67 | 53.27 | 9 | 0
2015 | TVA_2_ENT | TVA | ENT | Internal | Summer | B6 | 300 | 500 | 223.75 | 39.97 | 48.97 | 9 | 0
2015 | TVA_2_ENT | TVA | ENT | Internal | Summer | B7 | 400 | 500 | 0 | 38.02 | 43.43 | 9 | 0
2015 | TVA_2_ENT | TVA | ENT | Internal | Summer | B8 | 500 | 500 | 0 | 38.02 | 37.89 | 9 | 0
2015 | TVA_2_ENT | TVA | ENT | Internal | Summer | B9 | 800 | 500 | 0 | 38.02 | 37.62 | 9 | 0
2015 | TVA_2_ENT | TVA | ENT | Internal | Summer | B10 | 1262 | 500 | 0 | 35.57 | 36.4 | 9 | 0
2015 | TVA_2_ENT | TVA | ENT | Internal | Winter | B16 | 25 | 500 | 0 | 54.55 | 54.91 | 9 | 0
2015 | TVA_2_ENT | TVA | ENT | Internal | Winter | B17 | 100 | 500 | 0 | 43.49 | 41.55 | 9 | 0
2015 | TVA_2_ENT | TVA | ENT | Internal | Winter | B18 | 400 | 500 | 0 | 39.13 | 41.48 | 9 | 0
2015 | TVA_2_ENT | TVA | ENT | Internal | Winter | B19 | 700 | 500 | 0 | 39.13 | 41.25 | 9 | 0
2015 | TVA_2_ENT | TVA | ENT | Internal | Winter | B20 | 935 | 500 | 0 | 39.13 | 39.91 | 9 | 0
2015 | TVA_2_MISO_MO-IL | TVA | MISO_MO-IL | Internal | Shoulder | B11 | 25 | 50 | 0 | 54.75 | 48.8 | 9 | 0
2015 | TVA_2_MISO_MO-IL | TVA | MISO_MO-IL | Internal | Shoulder | B12 | 200 | 50 | 0 | 40.73 | 39.59 | 9 | 0
2015 | TVA_2_MISO_MO-IL | TVA | MISO_MO-IL | Internal | Shoulder | B13 | 600 | 50 | 0 | 39.28 | 37.43 | 9 | 0
2015 | TVA_2_MISO_MO-IL | TVA | MISO_MO-IL | Internal | Shoulder | B14 | 900 | 50 | 0 | 39.28 | 36.03 | 9 | 0
2015 | TVA_2_MISO_MO-IL | TVA | MISO_MO-IL | Internal | Shoulder | B15 | 1203 | 50 | 0 | 39.28 | 33.5 | 9 | 0
2015 | TVA_2_MISO_MO-IL | TVA | MISO_MO-IL | Internal | Summer | B1 | 10 | 50 | 0 | 67.38 | 59.37 | 9 | 0
2015 | TVA_2_MISO_MO-IL | TVA | MISO_MO-IL | Internal | Summer | B2 | 25 | 50 | 0 | 65.71 | 57.69 | 9 | 0
2015 | TVA_2_MISO_MO-IL | TVA | MISO_MO-IL | Internal | Summer | B3 | 75 | 50 | 0 | 63.98 | 57.59 | 9 | 0
2015 | TVA_2_MISO_MO-IL | TVA | MISO_MO-IL | Internal | Summer | B4 | 100 | 50 | 0 | 59.34 | 53.47 | 9 | 0
2015 | TVA_2_MISO_MO-IL | TVA | MISO_MO-IL | Internal | Summer | B5 | 200 | 50 | 0 | 52.67 | 46.19 | 9 | 0
2015 | TVA_2_MISO_MO-IL | TVA | MISO_MO-IL | Internal | Summer | B6 | 300 | 50 | 0 | 39.97 | 40.97 | 9 | 0
2015 | TVA_2_MISO_MO-IL | TVA | MISO_MO-IL | Internal | Summer | B7 | 400 | 50 | 0 | 38.02 | 36.05 | 9 | 0
2015 | TVA_2_MISO_MO-IL | TVA | MISO_MO-IL | Internal | Summer | B8 | 500 | 50 | 0 | 38.02 | 34.21 | 9 | 0
2015 | TVA_2_MISO_MO-IL | TVA | MISO_MO-IL | Internal | Summer | B9 | 800 | 50 | 0 | 38.02 | 33.42 | 9 | 0
2015 | TVA_2_MISO_MO-IL | TVA | MISO_MO-IL | Internal | Summer | B10 | 1262 | 50 | 0 | 35.57 | 31.18 | 9 | 0
2015 | TVA_2_MISO_MO-IL | TVA | MISO_MO-IL | Internal | Winter | B16 | 25 | 50 | 0 | 54.55 | 47.11 | 9 | 0
2015 | TVA_2_MISO_MO-IL | TVA | MISO_MO-IL | Internal | Winter | B17 | 100 | 50 | 0 | 43.49 | 41.7 | 9 | 0
2015 | TVA_2_MISO_MO-IL | TVA | MISO_MO-IL | Internal | Winter | B18 | 400 | 50 | 0 | 39.13 | 38.24 | 9 | 0
2015 | TVA_2_MISO_MO-IL | TVA | MISO_MO-IL | Internal | Winter | B19 | 700 | 50 | 0 | 39.13 | 36.38 | 9 | 0
2015 | TVA_2_MISO_MO-IL | TVA | MISO_MO-IL | Internal | Winter | B20 | 935 | 50 | 0 | 39.13 | 33 | 9 | 0
2015 | TVA_2_NonRTO_Midwest | TVA | NonRTO_Midwest | Internal | Shoulder | B11 | 25 | 100 | 0 | 54.75 | 56.82 | 9 | 0
2015 | TVA_2_NonRTO_Midwest | TVA | NonRTO_Midwest | Internal | Shoulder | B12 | 200 | 100 | 0 | 40.73 | 47.6 | 9 | 0
2015 | TVA_2_NonRTO_Midwest | TVA | NonRTO_Midwest | Internal | Shoulder | B13 | 600 | 100 | 0 | 39.28 | 40.99 | 9 | 0
2015 | TVA_2_NonRTO_Midwest | TVA | NonRTO_Midwest | Internal | Shoulder | B14 | 900 | 100 | 0 | 39.28 | 35.48 | 9 | 0
2015 | TVA_2_NonRTO_Midwest | TVA | NonRTO_Midwest | Internal | Shoulder | B15 | 1203 | 100 | 0 | 39.28 | 34.45 | 9 | 0
2015 | TVA_2_NonRTO_Midwest | TVA | NonRTO_Midwest | Internal | Summer | B1 | 10 | 100 | 0 | 67.38 | 64.7 | 9 | 0
2015 | TVA_2_NonRTO_Midwest | TVA | NonRTO_Midwest | Internal | Summer | B2 | 25 | 100 | 0 | 65.71 | 64.7 | 9 | 0
2015 | TVA_2_NonRTO_Midwest | TVA | NonRTO_Midwest | Internal | Summer | B3 | 75 | 100 | 0 | 63.98 | 64.7 | 9 | 0
2015 | TVA_2_NonRTO_Midwest | TVA | NonRTO_Midwest | Internal | Summer | B4 | 100 | 100 | 0 | 59.34 | 61.48 | 9 | 0
2015 | TVA_2_NonRTO_Midwest | TVA | NonRTO_Midwest | Internal | Summer | B5 | 200 | 100 | 0 | 52.67 | 54.19 | 9 | 0
2015 | TVA_2_NonRTO_Midwest | TVA | NonRTO_Midwest | Internal | Summer | B6 | 300 | 100 | 0 | 39.97 | 36.88 | 9 | 0
2015 | TVA_2_NonRTO_Midwest | TVA | NonRTO_Midwest | Internal | Summer | B7 | 400 | 100 | 0 | 38.02 | 35.48 | 9 | 0
2015 | TVA_2_NonRTO_Midwest | TVA | NonRTO_Midwest | Internal | Summer | B8 | 500 | 100 | 0 | 38.02 | 34.45 | 9 | 0
2015 | TVA_2_NonRTO_Midwest | TVA | NonRTO_Midwest | Internal | Summer | B9 | 800 | 100 | 0 | 38.02 | 34.45 | 9 | 0
2015 | TVA_2_NonRTO_Midwest | TVA | NonRTO_Midwest | Internal | Summer | B10 | 1262 | 100 | 0 | 35.57 | 33.62 | 9 | 0
2015 | TVA_2_NonRTO_Midwest | TVA | NonRTO_Midwest | Internal | Winter | B16 | 25 | 100 | 0 | 54.55 | 55.83 | 9 | 0
2015 | TVA_2_NonRTO_Midwest | TVA | NonRTO_Midwest | Internal | Winter | B17 | 100 | 100 | 0 | 43.49 | 49.71 | 9 | 0
2015 | TVA_2_NonRTO_Midwest | TVA | NonRTO_Midwest | Internal | Winter | B18 | 400 | 100 | 0 | 39.13 | 42.32 | 9 | 0
2015 | TVA_2_NonRTO_Midwest | TVA | NonRTO_Midwest | Internal | Winter | B19 | 700 | 100 | 0 | 39.13 | 35.48 | 9 | 0
2015 | TVA_2_NonRTO_Midwest | TVA | NonRTO_Midwest | Internal | Winter | B20 | 935 | 100 | 0 | 39.13 | 34.45 | 9 | 0
2015 | TVA_2_PJM_ROR | TVA | PJM_ROR | Internal | Shoulder | B11 | 25 | 500 | 0 | 54.75 | 49.1 | 9 | 0
2015 | TVA_2_PJM_ROR | TVA | PJM_ROR | Internal | Shoulder | B12 | 200 | 500 | 0 | 40.73 | 41.6 | 9 | 0
2015 | TVA_2_PJM_ROR | TVA | PJM_ROR | Internal | Shoulder | B13 | 600 | 500 | 0 | 39.28 | 39.44 | 9 | 0
2015 | TVA_2_PJM_ROR | TVA | PJM_ROR | Internal | Shoulder | B14 | 900 | 500 | 0 | 39.28 | 38.04 | 9 | 0
2015 | TVA_2_PJM_ROR | TVA | PJM_ROR | Internal | Shoulder | B15 | 1203 | 500 | 0 | 39.28 | 35.05 | 9 | 0
2015 | TVA_2_PJM_ROR | TVA | PJM_ROR | Internal | Summer | B1 | 10 | 500 | 0 | 67.38 | 61.37 | 9 | 0
2015 | TVA_2_PJM_ROR | TVA | PJM_ROR | Internal | Summer | B2 | 25 | 500 | 0 | 65.71 | 59.69 | 9 | 0
2015 | TVA_2_PJM_ROR | TVA | PJM_ROR | Internal | Summer | B3 | 75 | 500 | 0 | 63.98 | 57.97 | 9 | 0
2015 | TVA_2_PJM_ROR | TVA | PJM_ROR | Internal | Summer | B4 | 100 | 500 | 0 | 59.34 | 53.33 | 9 | 0
2015 | TVA_2_PJM_ROR | TVA | PJM_ROR | Internal | Summer | B5 | 200 | 500 | 0 | 52.67 | 48.19 | 9 | 0
2015 | TVA_2_PJM_ROR | TVA | PJM_ROR | Internal | Summer | B6 | 300 | 500 | 0 | 39.97 | 42.97 | 9 | 0
2015 | TVA_2_PJM_ROR | TVA | PJM_ROR | Internal | Summer | B7 | 400 | 500 | 0 | 38.02 | 38.05 | 9 | 0
2015 | TVA_2_PJM_ROR | TVA | PJM_ROR | Internal | Summer | B8 | 500 | 500 | 0 | 38.02 | 36.23 | 9 | 0
2015 | TVA_2_PJM_ROR | TVA | PJM_ROR | Internal | Summer | B9 | 800 | 500 | 0 | 38.02 | 35.42 | 9 | 0
2015 | TVA_2_PJM_ROR | TVA | PJM_ROR | Internal | Summer | B10 | 1262 | 500 | 0 | 35.57 | 32.87 | 9 | 0
2015 | TVA_2_PJM_ROR | TVA | PJM_ROR | Internal | Winter | B16 | 25 | 500 | 0 | 54.55 | 49.11 | 9 | 0
2015 | TVA_2_PJM_ROR | TVA | PJM_ROR | Internal | Winter | B17 | 100 | 500 | 0 | 43.49 | 43.7 | 9 | 0
2015 | TVA_2_PJM_ROR | TVA | PJM_ROR | Internal | Winter | B18 | 400 | 500 | 0 | 39.13 | 40.24 | 9 | 0
2015 | TVA_2_PJM_ROR | TVA | PJM_ROR | Internal | Winter | B19 | 700 | 500 | 0 | 39.13 | 37.79 | 9 | 0
2015 | TVA_2_PJM_ROR | TVA | PJM_ROR | Internal | Winter | B20 | 935 | 500 | 0 | 39.13 | 34.99 | 9 | 0
2015 | TVA_2_SOCO | TVA | SOCO | Internal | Shoulder | B11 | 25 | 500 | 0 | 54.75 | 62.72 | 9 | 0
2015 | TVA_2_SOCO | TVA | SOCO | Internal | Shoulder | B12 | 200 | 500 | 0 | 40.73 | 44.51 | 9 | 0
2015 | TVA_2_SOCO | TVA | SOCO | Internal | Shoulder | B13 | 600 | 500 | 0 | 39.28 | 41.07 | 9 | 0
2015 | TVA_2_SOCO | TVA | SOCO | Internal | Shoulder | B14 | 900 | 500 | 0 | 39.28 | 39.8 | 9 | 0
2015 | TVA_2_SOCO | TVA | SOCO | Internal | Shoulder | B15 | 1203 | 500 | 0 | 39.28 | 39.8 | 9 | 0
2015 | TVA_2_SOCO | TVA | SOCO | Internal | Summer | B1 | 10 | 500 | 0 | 67.38 | 66.11 | 9 | 0
2015 | TVA_2_SOCO | TVA | SOCO | Internal | Summer | B2 | 25 | 500 | 0 | 65.71 | 66.11 | 9 | 0
2015 | TVA_2_SOCO | TVA | SOCO | Internal | Summer | B3 | 75 | 500 | 0 | 63.98 | 66.11 | 9 | 0
2015 | TVA_2_SOCO | TVA | SOCO | Internal | Summer | B4 | 100 | 500 | 0 | 59.34 | 66.11 | 9 | 0
2015 | TVA_2_SOCO | TVA | SOCO | Internal | Summer | B5 | 200 | 500 | 475.65 | 52.67 | 61.67 | 9 | 0
2015 | TVA_2_SOCO | TVA | SOCO | Internal | Summer | B6 | 300 | 500 | 500 | 39.97 | 53.88 | 9 | 4.91
2015 | TVA_2_SOCO | TVA | SOCO | Internal | Summer | B7 | 400 | 500 | 500 | 38.02 | 51.43 | 9 | 4.41
2015 | TVA_2_SOCO | TVA | SOCO | Internal | Summer | B8 | 500 | 500 | 0 | 38.02 | 45.89 | 9 | 0
2015 | TVA_2_SOCO | TVA | SOCO | Internal | Summer | B9 | 800 | 500 | 0 | 38.02 | 40 | 9 | 0
2015 | TVA_2_SOCO | TVA | SOCO | Internal | Summer | B10 | 1262 | 500 | 0 | 35.57 | 38.63 | 9 | 0
2015 | TVA_2_SOCO | TVA | SOCO | Internal | Winter | B16 | 25 | 500 | 0 | 54.55 | 62.91 | 9 | 0
2015 | TVA_2_SOCO | TVA | SOCO | Internal | Winter | B17 | 100 | 500 | 0 | 43.49 | 48.33 | 9 | 0
2015 | TVA_2_SOCO | TVA | SOCO | Internal | Winter | B18 | 400 | 500 | 0 | 39.13 | 42.18 | 9 | 0
2015 | TVA_2_SOCO | TVA | SOCO | Internal | Winter | B19 | 700 | 500 | 0 | 39.13 | 42.18 | 9 | 0
2015 | TVA_2_SOCO | TVA | SOCO | Internal | Winter | B20 | 935 | 500 | 0 | 39.13 | 42.18 | 9 | 0
2015 | TVA_2_VACAR | TVA | VACAR | Internal | Shoulder | B11 | 25 | 150 | 0 | 54.75 | 55.72 | 9 | 0
2015 | TVA_2_VACAR | TVA | VACAR | Internal | Shoulder | B12 | 200 | 150 | 0 | 40.73 | 47.6 | 9 | 0
2015 | TVA_2_VACAR | TVA | VACAR | Internal | Shoulder | B13 | 600 | 150 | 0 | 39.28 | 45.44 | 9 | 0
2015 | TVA_2_VACAR | TVA | VACAR | Internal | Shoulder | B14 | 900 | 150 | 0 | 39.28 | 44.04 | 9 | 0
2015 | TVA_2_VACAR | TVA | VACAR | Internal | Shoulder | B15 | 1203 | 150 | 0 | 39.28 | 41.51 | 9 | 0
2015 | TVA_2_VACAR | TVA | VACAR | Internal | Summer | B1 | 10 | 150 | 0 | 67.38 | 69.41 | 9 | 0
2015 | TVA_2_VACAR | TVA | VACAR | Internal | Summer | B2 | 25 | 150 | 0 | 65.71 | 69.41 | 9 | 0
2015 | TVA_2_VACAR | TVA | VACAR | Internal | Summer | B3 | 75 | 150 | 0 | 63.98 | 69.41 | 9 | 0
2015 | TVA_2_VACAR | TVA | VACAR | Internal | Summer | B4 | 100 | 150 | 0 | 59.34 | 59.33 | 9 | 0
2015 | TVA_2_VACAR | TVA | VACAR | Internal | Summer | B5 | 200 | 150 | 0 | 52.67 | 54.67 | 9 | 0
2015 | TVA_2_VACAR | TVA | VACAR | Internal | Summer | B6 | 300 | 150 | 149.3 | 39.97 | 48.97 | 9 | 0
2015 | TVA_2_VACAR | TVA | VACAR | Internal | Summer | B7 | 400 | 150 | 0 | 38.02 | 44.43 | 9 | 0
2015 | TVA_2_VACAR | TVA | VACAR | Internal | Summer | B8 | 500 | 150 | 0 | 38.02 | 42.9 | 9 | 0
2015 | TVA_2_VACAR | TVA | VACAR | Internal | Summer | B9 | 800 | 150 | 0 | 38.02 | 41.51 | 9 | 0
2015 | TVA_2_VACAR | TVA | VACAR | Internal | Summer | B10 | 1262 | 150 | 0 | 35.57 | 39.23 | 9 | 0
2015 | TVA_2_VACAR | TVA | VACAR | Internal | Winter | B16 | 25 | 150 | 0 | 54.55 | 60.05 | 9 | 0
2015 | TVA_2_VACAR | TVA | VACAR | Internal | Winter | B17 | 100 | 150 | 0 | 43.49 | 49.7 | 9 | 0
2015 | TVA_2_VACAR | TVA | VACAR | Internal | Winter | B18 | 400 | 150 | 0 | 39.13 | 46.24 | 9 | 0
2015 | TVA_2_VACAR | TVA | VACAR | Internal | Winter | B19 | 700 | 150 | 0 | 39.13 | 43.79 | 9 | 0
2015 | TVA_2_VACAR | TVA | VACAR | Internal | Winter | B20 | 935 | 150 | 0 | 39.13 | 43.26 | 9 | 0
2015 | TVA_Transmission_2_MISO_MO-IL | TVA_Transmission | MISO_MO-IL | Internal | Shoulder | B11 | 25 | 4000 | 0 | 54.93 | 48.8 | 9 | 0
2015 | TVA_Transmission_2_MISO_MO-IL | TVA_Transmission | MISO_MO-IL | Internal | Shoulder | B12 | 200 | 4000 | 0 | 43.67 | 39.59 | 9 | 0
2015 | TVA_Transmission_2_MISO_MO-IL | TVA_Transmission | MISO_MO-IL | Internal | Shoulder | B13 | 600 | 4000 | 0 | 41.7 | 37.43 | 9 | 0
2015 | TVA_Transmission_2_MISO_MO-IL | TVA_Transmission | MISO_MO-IL | Internal | Shoulder | B14 | 900 | 4000 | 0 | 40.62 | 36.03 | 9 | 0
2015 | TVA_Transmission_2_MISO_MO-IL | TVA_Transmission | MISO_MO-IL | Internal | Shoulder | B15 | 1203 | 4000 | 0 | 39.88 | 33.5 | 9 | 0
2015 | TVA_Transmission_2_MISO_MO-IL | TVA_Transmission | MISO_MO-IL | Internal | Summer | B1 | 10 | 4000 | 0 | 67.37 | 59.37 | 9 | 0
2015 | TVA_Transmission_2_MISO_MO-IL | TVA_Transmission | MISO_MO-IL | Internal | Summer | B2 | 25 | 4000 | 0 | 65.69 | 57.69 | 9 | 0
2015 | TVA_Transmission_2_MISO_MO-IL | TVA_Transmission | MISO_MO-IL | Internal | Summer | B3 | 75 | 4000 | 0 | 63.97 | 57.59 | 9 | 0
2015 | TVA_Transmission_2_MISO_MO-IL | TVA_Transmission | MISO_MO-IL | Internal | Summer | B4 | 100 | 4000 | 0 | 59.33 | 53.47 | 9 | 0
2015 | TVA_Transmission_2_MISO_MO-IL | TVA_Transmission | MISO_MO-IL | Internal | Summer | B5 | 200 | 4000 | 0 | 53.46 | 46.19 | 9 | 0
2015 | TVA_Transmission_2_MISO_MO-IL | TVA_Transmission | MISO_MO-IL | Internal | Summer | B6 | 300 | 4000 | 0 | 44.88 | 40.97 | 9 | 0
2015 | TVA_Transmission_2_MISO_MO-IL | TVA_Transmission | MISO_MO-IL | Internal | Summer | B7 | 400 | 4000 | 0 | 42.79 | 36.05 | 9 | 0
2015 | TVA_Transmission_2_MISO_MO-IL | TVA_Transmission | MISO_MO-IL | Internal | Summer | B8 | 500 | 4000 | 0 | 39.59 | 34.21 | 9 | 0
2015 | TVA_Transmission_2_MISO_MO-IL | TVA_Transmission | MISO_MO-IL | Internal | Summer | B9 | 800 | 4000 | 0 | 39.08 | 33.42 | 9 | 0
2015 | TVA_Transmission_2_MISO_MO-IL | TVA_Transmission | MISO_MO-IL | Internal | Summer | B10 | 1262 | 4000 | 0 | 36.84 | 31.18 | 9 | 0
2015 | TVA_Transmission_2_MISO_MO-IL | TVA_Transmission | MISO_MO-IL | Internal | Winter | B16 | 25 | 4000 | 0 | 54.77 | 47.11 | 9 | 0
2015 | TVA_Transmission_2_MISO_MO-IL | TVA_Transmission | MISO_MO-IL | Internal | Winter | B17 | 100 | 4000 | 0 | 46.13 | 41.7 | 9 | 0
2015 | TVA_Transmission_2_MISO_MO-IL | TVA_Transmission | MISO_MO-IL | Internal | Winter | B18 | 400 | 4000 | 0 | 42.31 | 38.24 | 9 | 0
2015 | TVA_Transmission_2_MISO_MO-IL | TVA_Transmission | MISO_MO-IL | Internal | Winter | B19 | 700 | 4000 | 0 | 40.7 | 36.38 | 9 | 0
2015 | TVA_Transmission_2_MISO_MO-IL | TVA_Transmission | MISO_MO-IL | Internal | Winter | B20 | 935 | 4000 | 0 | 39.77 | 33 | 9 | 0
2015 | TVA_Transmission_2_SOCO | TVA_Transmission | SOCO | Internal | Shoulder | B11 | 25 | 3200 | 0 | 54.93 | 62.72 | 9 | 0
2015 | TVA_Transmission_2_SOCO | TVA_Transmission | SOCO | Internal | Shoulder | B12 | 200 | 3200 | 0 | 43.67 | 44.51 | 9 | 0
2015 | TVA_Transmission_2_SOCO | TVA_Transmission | SOCO | Internal | Shoulder | B13 | 600 | 3200 | 0 | 41.7 | 41.07 | 9 | 0
2015 | TVA_Transmission_2_SOCO | TVA_Transmission | SOCO | Internal | Shoulder | B14 | 900 | 3200 | 0 | 40.62 | 39.8 | 9 | 0
2015 | TVA_Transmission_2_SOCO | TVA_Transmission | SOCO | Internal | Shoulder | B15 | 1203 | 3200 | 0 | 39.88 | 39.8 | 9 | 0
2015 | TVA_Transmission_2_SOCO | TVA_Transmission | SOCO | Internal | Summer | B1 | 10 | 3200 | 0 | 67.37 | 66.11 | 9 | 0
2015 | TVA_Transmission_2_SOCO | TVA_Transmission | SOCO | Internal | Summer | B2 | 25 | 3200 | 0 | 65.69 | 66.11 | 9 | 0
2015 | TVA_Transmission_2_SOCO | TVA_Transmission | SOCO | Internal | Summer | B3 | 75 | 3200 | 0 | 63.97 | 66.11 | 9 | 0
2015 | TVA_Transmission_2_SOCO | TVA_Transmission | SOCO | Internal | Summer | B4 | 100 | 3200 | 0 | 59.33 | 66.11 | 9 | 0
2015 | TVA_Transmission_2_SOCO | TVA_Transmission | SOCO | Internal | Summer | B5 | 200 | 3200 | 0 | 53.46 | 61.67 | 9 | 0
2015 | TVA_Transmission_2_SOCO | TVA_Transmission | SOCO | Internal | Summer | B6 | 300 | 3200 | 122.94 | 44.88 | 53.88 | 9 | 0
2015 | TVA_Transmission_2_SOCO | TVA_Transmission | SOCO | Internal | Summer | B7 | 400 | 3200 | 0 | 42.79 | 51.43 | 9 | 0
2015 | TVA_Transmission_2_SOCO | TVA_Transmission | SOCO | Internal | Summer | B8 | 500 | 3200 | 0 | 39.59 | 45.89 | 9 | 0
2015 | TVA_Transmission_2_SOCO | TVA_Transmission | SOCO | Internal | Summer | B9 | 800 | 3200 | 0 | 39.08 | 40 | 9 | 0
2015 | TVA_Transmission_2_SOCO | TVA_Transmission | SOCO | Internal | Summer | B10 | 1262 | 3200 | 0 | 36.84 | 38.63 | 9 | 0
2015 | TVA_Transmission_2_SOCO | TVA_Transmission | SOCO | Internal | Winter | B16 | 25 | 3200 | 0 | 54.77 | 62.91 | 9 | 0
2015 | TVA_Transmission_2_SOCO | TVA_Transmission | SOCO | Internal | Winter | B17 | 100 | 3200 | 0 | 46.13 | 48.33 | 9 | 0
2015 | TVA_Transmission_2_SOCO | TVA_Transmission | SOCO | Internal | Winter | B18 | 400 | 3200 | 0 | 42.31 | 42.18 | 9 | 0
2015 | TVA_Transmission_2_SOCO | TVA_Transmission | SOCO | Internal | Winter | B19 | 700 | 3200 | 0 | 40.7 | 42.18 | 9 | 0
2015 | TVA_Transmission_2_SOCO | TVA_Transmission | SOCO | Internal | Winter | B20 | 935 | 3200 | 0 | 39.77 | 42.18 | 9 | 0
2015 | TVA_Transmission_2_TVA | TVA_Transmission | TVA | Internal | Shoulder | B11 | 25 | 99999 | 0 | 54.93 | 54.75 | 0.01 | 0
2015 | TVA_Transmission_2_TVA | TVA_Transmission | TVA | Internal | Shoulder | B12 | 200 | 99999 | 0 | 43.67 | 40.73 | 0.01 | 0
2015 | TVA_Transmission_2_TVA | TVA_Transmission | TVA | Internal | Shoulder | B13 | 600 | 99999 | 0 | 41.7 | 39.28 | 0.01 | 0
2015 | TVA_Transmission_2_TVA | TVA_Transmission | TVA | Internal | Shoulder | B14 | 900 | 99999 | 0 | 40.62 | 39.28 | 0.01 | 0
2015 | TVA_Transmission_2_TVA | TVA_Transmission | TVA | Internal | Shoulder | B15 | 1203 | 99999 | 0 | 39.88 | 39.28 | 0.01 | 0
2015 | TVA_Transmission_2_TVA | TVA_Transmission | TVA | Internal | Summer | B1 | 10 | 99999 | 3470.88 | 67.37 | 67.38 | 0.01 | 0
2015 | TVA_Transmission_2_TVA | TVA_Transmission | TVA | Internal | Summer | B2 | 25 | 99999 | 2747.86 | 65.69 | 65.71 | 0.01 | 0
2015 | TVA_Transmission_2_TVA | TVA_Transmission | TVA | Internal | Summer | B3 | 75 | 99999 | 1368.91 | 63.97 | 63.98 | 0.01 | 0
2015 | TVA_Transmission_2_TVA | TVA_Transmission | TVA | Internal | Summer | B4 | 100 | 99999 | 981.48 | 59.33 | 59.34 | 0.01 | 0
2015 | TVA_Transmission_2_TVA | TVA_Transmission | TVA | Internal | Summer | B5 | 200 | 99999 | 0 | 53.46 | 52.67 | 0.01 | 0
2015 | TVA_Transmission_2_TVA | TVA_Transmission | TVA | Internal | Summer | B6 | 300 | 99999 | 0 | 44.88 | 39.97 | 0.01 | 0
2015 | TVA_Transmission_2_TVA | TVA_Transmission | TVA | Internal | Summer | B7 | 400 | 99999 | 0 | 42.79 | 38.02 | 0.01 | 0
2015 | TVA_Transmission_2_TVA | TVA_Transmission | TVA | Internal | Summer | B8 | 500 | 99999 | 0 | 39.59 | 38.02 | 0.01 | 0
2015 | TVA_Transmission_2_TVA | TVA_Transmission | TVA | Internal | Summer | B9 | 800 | 99999 | 0 | 39.08 | 38.02 | 0.01 | 0
2015 | TVA_Transmission_2_TVA | TVA_Transmission | TVA | Internal | Summer | B10 | 1262 | 99999 | 0 | 36.84 | 35.57 | 0.01 | 0
2015 | TVA_Transmission_2_TVA | TVA_Transmission | TVA | Internal | Winter | B16 | 25 | 99999 | 0 | 54.77 | 54.55 | 0.01 | 0
2015 | TVA_Transmission_2_TVA | TVA_Transmission | TVA | Internal | Winter | B17 | 100 | 99999 | 0 | 46.13 | 43.49 | 0.01 | 0
2015 | TVA_Transmission_2_TVA | TVA_Transmission | TVA | Internal | Winter | B18 | 400 | 99999 | 0 | 42.31 | 39.13 | 0.01 | 0
2015 | TVA_Transmission_2_TVA | TVA_Transmission | TVA | Internal | Winter | B19 | 700 | 99999 | 0 | 40.7 | 39.13 | 0.01 | 0
2015 | TVA_Transmission_2_TVA | TVA_Transmission | TVA | Internal | Winter | B20 | 935 | 99999 | 0 | 39.77 | 39.13 | 0.01 | 0
2015 | TVA_Transmission_2_VACAR | TVA_Transmission | VACAR | Internal | Shoulder | B11 | 25 | 900 | 0 | 54.93 | 55.72 | 9 | 0
2015 | TVA_Transmission_2_VACAR | TVA_Transmission | VACAR | Internal | Shoulder | B12 | 200 | 900 | 0 | 43.67 | 47.6 | 9 | 0
2015 | TVA_Transmission_2_VACAR | TVA_Transmission | VACAR | Internal | Shoulder | B13 | 600 | 900 | 0 | 41.7 | 45.44 | 9 | 0
2015 | TVA_Transmission_2_VACAR | TVA_Transmission | VACAR | Internal | Shoulder | B14 | 900 | 900 | 0 | 40.62 | 44.04 | 9 | 0
2015 | TVA_Transmission_2_VACAR | TVA_Transmission | VACAR | Internal | Shoulder | B15 | 1203 | 900 | 0 | 39.88 | 41.51 | 9 | 0
2015 | TVA_Transmission_2_VACAR | TVA_Transmission | VACAR | Internal | Summer | B1 | 10 | 900 | 0 | 67.37 | 69.41 | 9 | 0
2015 | TVA_Transmission_2_VACAR | TVA_Transmission | VACAR | Internal | Summer | B2 | 25 | 900 | 0 | 65.69 | 69.41 | 9 | 0
2015 | TVA_Transmission_2_VACAR | TVA_Transmission | VACAR | Internal | Summer | B3 | 75 | 900 | 0 | 63.97 | 69.41 | 9 | 0
2015 | TVA_Transmission_2_VACAR | TVA_Transmission | VACAR | Internal | Summer | B4 | 100 | 900 | 0 | 59.33 | 59.33 | 9 | 0
2015 | TVA_Transmission_2_VACAR | TVA_Transmission | VACAR | Internal | Summer | B5 | 200 | 900 | 0 | 53.46 | 54.67 | 9 | 0
2015 | TVA_Transmission_2_VACAR | TVA_Transmission | VACAR | Internal | Summer | B6 | 300 | 900 | 0 | 44.88 | 48.97 | 9 | 0
2015 | TVA_Transmission_2_VACAR | TVA_Transmission | VACAR | Internal | Summer | B7 | 400 | 900 | 0 | 42.79 | 44.43 | 9 | 0
2015 | TVA_Transmission_2_VACAR | TVA_Transmission | VACAR | Internal | Summer | B8 | 500 | 900 | 0 | 39.59 | 42.9 | 9 | 0
2015 | TVA_Transmission_2_VACAR | TVA_Transmission | VACAR | Internal | Summer | B9 | 800 | 900 | 0 | 39.08 | 41.51 | 9 | 0
2015 | TVA_Transmission_2_VACAR | TVA_Transmission | VACAR | Internal | Summer | B10 | 1262 | 900 | 0 | 36.84 | 39.23 | 9 | 0
2015 | TVA_Transmission_2_VACAR | TVA_Transmission | VACAR | Internal | Winter | B16 | 25 | 900 | 0 | 54.77 | 60.05 | 9 | 0
2015 | TVA_Transmission_2_VACAR | TVA_Transmission | VACAR | Internal | Winter | B17 | 100 | 900 | 0 | 46.13 | 49.7 | 9 | 0
2015 | TVA_Transmission_2_VACAR | TVA_Transmission | VACAR | Internal | Winter | B18 | 400 | 900 | 0 | 42.31 | 46.24 | 9 | 0
2015 | TVA_Transmission_2_VACAR | TVA_Transmission | VACAR | Internal | Winter | B19 | 700 | 900 | 0 | 40.7 | 43.79 | 9 | 0
2015 | TVA_Transmission_2_VACAR | TVA_Transmission | VACAR | Internal | Winter | B20 | 935 | 900 | 0 | 39.77 | 43.26 | 9 | 0
2015 | VACAR_2_SOCO | VACAR | SOCO | Internal | Shoulder | B11 | 25 | 3000 | 1844.39 | 55.72 | 62.72 | 7 | 0
2015 | VACAR_2_SOCO | VACAR | SOCO | Internal | Shoulder | B12 | 200 | 3000 | 0 | 47.6 | 44.51 | 7 | 0
2015 | VACAR_2_SOCO | VACAR | SOCO | Internal | Shoulder | B13 | 600 | 3000 | 0 | 45.44 | 41.07 | 7 | 0
2015 | VACAR_2_SOCO | VACAR | SOCO | Internal | Shoulder | B14 | 900 | 3000 | 0 | 44.04 | 39.8 | 7 | 0
2015 | VACAR_2_SOCO | VACAR | SOCO | Internal | Shoulder | B15 | 1203 | 3000 | 0 | 41.51 | 39.8 | 7 | 0
2015 | VACAR_2_SOCO | VACAR | SOCO | Internal | Summer | B1 | 10 | 3000 | 0 | 69.41 | 66.11 | 7 | 0
2015 | VACAR_2_SOCO | VACAR | SOCO | Internal | Summer | B2 | 25 | 3000 | 0 | 69.41 | 66.11 | 7 | 0
2015 | VACAR_2_SOCO | VACAR | SOCO | Internal | Summer | B3 | 75 | 3000 | 0 | 69.41 | 66.11 | 7 | 0
2015 | VACAR_2_SOCO | VACAR | SOCO | Internal | Summer | B4 | 100 | 3000 | 0 | 59.33 | 66.11 | 7 | 0
2015 | VACAR_2_SOCO | VACAR | SOCO | Internal | Summer | B5 | 200 | 3000 | 1794.71 | 54.67 | 61.67 | 7 | 0
2015 | VACAR_2_SOCO | VACAR | SOCO | Internal | Summer | B6 | 300 | 3000 | 0 | 48.97 | 53.88 | 7 | 0
2015 | VACAR_2_SOCO | VACAR | SOCO | Internal | Summer | B7 | 400 | 3000 | 1021.31 | 44.43 | 51.43 | 7 | 0
2015 | VACAR_2_SOCO | VACAR | SOCO | Internal | Summer | B8 | 500 | 3000 | 0 | 42.9 | 45.89 | 7 | 0
2015 | VACAR_2_SOCO | VACAR | SOCO | Internal | Summer | B9 | 800 | 3000 | 0 | 41.51 | 40 | 7 | 0
2015 | VACAR_2_SOCO | VACAR | SOCO | Internal | Summer | B10 | 1262 | 3000 | 0 | 39.23 | 38.63 | 7 | 0
2015 | VACAR_2_SOCO | VACAR | SOCO | Internal | Winter | B16 | 25 | 3000 | 0 | 60.05 | 62.91 | 7 | 0
2015 | VACAR_2_SOCO | VACAR | SOCO | Internal | Winter | B17 | 100 | 3000 | 0 | 49.7 | 48.33 | 7 | 0
2015 | VACAR_2_SOCO | VACAR | SOCO | Internal | Winter | B18 | 400 | 3000 | 0 | 46.24 | 42.18 | 7 | 0
2015 | VACAR_2_SOCO | VACAR | SOCO | Internal | Winter | B19 | 700 | 3000 | 0 | 43.79 | 42.18 | 7 | 0
2015 | VACAR_2_SOCO | VACAR | SOCO | Internal | Winter | B20 | 935 | 3000 | 0 | 43.26 | 42.18 | 7 | 0
2020 | ENT_2_MISO_MO-IL | ENT | MISO_MO-IL | Internal | Shoulder | B11 | 25 | 2260 | 0 | 60.34 | 59.71 | 8 | 0
2020 | ENT_2_MISO_MO-IL | ENT | MISO_MO-IL | Internal | Shoulder | B12 | 200 | 2260 | 0 | 42.94 | 46.26 | 8 | 0
2020 | ENT_2_MISO_MO-IL | ENT | MISO_MO-IL | Internal | Shoulder | B13 | 600 | 2260 | 0 | 42.82 | 42.44 | 8 | 0
2020 | ENT_2_MISO_MO-IL | ENT | MISO_MO-IL | Internal | Shoulder | B14 | 900 | 2260 | 0 | 42.82 | 40.46 | 8 | 0
2020 | ENT_2_MISO_MO-IL | ENT | MISO_MO-IL | Internal | Shoulder | B15 | 1203 | 2260 | 0 | 42.51 | 38.91 | 8 | 0
2020 | ENT_2_MISO_MO-IL | ENT | MISO_MO-IL | Internal | Summer | B1 | 10 | 2260 | 0 | 66.47 | 66.47 | 8 | 0
2020 | ENT_2_MISO_MO-IL | ENT | MISO_MO-IL | Internal | Summer | B2 | 25 | 2260 | 0 | 64.4 | 64.84 | 8 | 0
2020 | ENT_2_MISO_MO-IL | ENT | MISO_MO-IL | Internal | Summer | B3 | 75 | 2260 | 0 | 63.04 | 62.65 | 8 | 0
2020 | ENT_2_MISO_MO-IL | ENT | MISO_MO-IL | Internal | Summer | B4 | 100 | 2260 | 0 | 63.04 | 61.84 | 8 | 0
2020 | ENT_2_MISO_MO-IL | ENT | MISO_MO-IL | Internal | Summer | B5 | 200 | 2260 | 0 | 58.37 | 57.22 | 8 | 0
2020 | ENT_2_MISO_MO-IL | ENT | MISO_MO-IL | Internal | Summer | B6 | 300 | 2260 | 0 | 57.02 | 49.02 | 8 | 0
2020 | ENT_2_MISO_MO-IL | ENT | MISO_MO-IL | Internal | Summer | B7 | 400 | 2260 | 0 | 48.22 | 42.08 | 8 | 0
2020 | ENT_2_MISO_MO-IL | ENT | MISO_MO-IL | Internal | Summer | B8 | 500 | 2260 | 0 | 41.44 | 38.47 | 8 | 0
2020 | ENT_2_MISO_MO-IL | ENT | MISO_MO-IL | Internal | Summer | B9 | 800 | 2260 | 0 | 41.44 | 37.89 | 8 | 0
2020 | ENT_2_MISO_MO-IL | ENT | MISO_MO-IL | Internal | Summer | B10 | 1262 | 2260 | 0 | 41.15 | 36.17 | 8 | 0
2020 | ENT_2_MISO_MO-IL | ENT | MISO_MO-IL | Internal | Winter | B16 | 25 | 2260 | 0 | 63.58 | 56.59 | 8 | 0
2020 | ENT_2_MISO_MO-IL | ENT | MISO_MO-IL | Internal | Winter | B17 | 100 | 2260 | 0 | 45.54 | 47.06 | 8 | 0
2020 | ENT_2_MISO_MO-IL | ENT | MISO_MO-IL | Internal | Winter | B18 | 400 | 2260 | 0 | 45.54 | 43.11 | 8 | 0
2020 | ENT_2_MISO_MO-IL | ENT | MISO_MO-IL | Internal | Winter | B19 | 700 | 2260 | 0 | 45.21 | 41.67 | 8 | 0
2020 | ENT_2_MISO_MO-IL | ENT | MISO_MO-IL | Internal | Winter | B20 | 935 | 2260 | 0 | 44.47 | 38.04 | 8 | 0
2020 | ENT_2_SOCO | ENT | SOCO | Internal | Shoulder | B11 | 25 | 2000 | 0 | 60.34 | 68.3 | 8 | 0
2020 | ENT_2_SOCO | ENT | SOCO | Internal | Shoulder | B12 | 200 | 2000 | 0 | 42.94 | 46.9 | 8 | 0
2020 | ENT_2_SOCO | ENT | SOCO | Internal | Shoulder | B13 | 600 | 2000 | 0 | 42.82 | 43.21 | 8 | 0
2020 | ENT_2_SOCO | ENT | SOCO | Internal | Shoulder | B14 | 900 | 2000 | 0 | 42.82 | 43.21 | 8 | 0
2020 | ENT_2_SOCO | ENT | SOCO | Internal | Shoulder | B15 | 1203 | 2000 | 0 | 42.51 | 42.99 | 8 | 0
2020 | ENT_2_SOCO | ENT | SOCO | Internal | Summer | B1 | 10 | 2000 | 58.65 | 66.47 | 74.47 | 8 | 0
2020 | ENT_2_SOCO | ENT | SOCO | Internal | Summer | B2 | 25 | 2000 | 257.7 | 64.4 | 72.4 | 8 | 0
2020 | ENT_2_SOCO | ENT | SOCO | Internal | Summer | B3 | 75 | 2000 | 1175.65 | 63.04 | 71.04 | 8 | 0
2020 | ENT_2_SOCO | ENT | SOCO | Internal | Summer | B4 | 100 | 2000 | 1855.74 | 63.04 | 71.04 | 8 | 0
2020 | ENT_2_SOCO | ENT | SOCO | Internal | Summer | B5 | 200 | 2000 | 2000 | 58.37 | 70.22 | 8 | 3.85
2020 | ENT_2_SOCO | ENT | SOCO | Internal | Summer | B6 | 300 | 2000 | 0 | 57.02 | 62.11 | 8 | 0
2020 | ENT_2_SOCO | ENT | SOCO | Internal | Summer | B7 | 400 | 2000 | 701.44 | 48.22 | 56.22 | 8 | 0
2020 | ENT_2_SOCO | ENT | SOCO | Internal | Summer | B8 | 500 | 2000 | 0 | 41.44 | 46.02 | 8 | 0
2020 | ENT_2_SOCO | ENT | SOCO | Internal | Summer | B9 | 800 | 2000 | 0 | 41.44 | 41.8 | 8 | 0
2020 | ENT_2_SOCO | ENT | SOCO | Internal | Summer | B10 | 1262 | 2000 | 0 | 41.15 | 41.72 | 8 | 0
2020 | ENT_2_SOCO | ENT | SOCO | Internal | Winter | B16 | 25 | 2000 | 1509.06 | 63.58 | 71.58 | 8 | 0
2020 | ENT_2_SOCO | ENT | SOCO | Internal | Winter | B17 | 100 | 2000 | 0 | 45.54 | 49.03 | 8 | 0
2020 | ENT_2_SOCO | ENT | SOCO | Internal | Winter | B18 | 400 | 2000 | 0 | 45.54 | 45.6 | 8 | 0
2020 | ENT_2_SOCO | ENT | SOCO | Internal | Winter | B19 | 700 | 2000 | 0 | 45.21 | 45.6 | 8 | 0
2020 | ENT_2_SOCO | ENT | SOCO | Internal | Winter | B20 | 935 | 2000 | 0 | 44.47 | 45.28 | 8 | 0
2020 | ENT_2_SPP_N | ENT | SPP_N | Internal | Shoulder | B11 | 25 | 1300 | 0 | 60.34 | 63.77 | 8 | 0
2020 | ENT_2_SPP_N | ENT | SPP_N | Internal | Shoulder | B12 | 200 | 1300 | 0 | 42.94 | 44.18 | 8 | 0
2020 | ENT_2_SPP_N | ENT | SPP_N | Internal | Shoulder | B13 | 600 | 1300 | 0 | 42.82 | 42.46 | 8 | 0
2020 | ENT_2_SPP_N | ENT | SPP_N | Internal | Shoulder | B14 | 900 | 1300 | 0 | 42.82 | 41.53 | 8 | 0
2020 | ENT_2_SPP_N | ENT | SPP_N | Internal | Shoulder | B15 | 1203 | 1300 | 0 | 42.51 | 41.04 | 8 | 0
2020 | ENT_2_SPP_N | ENT | SPP_N | Internal | Summer | B1 | 10 | 1300 | 0 | 66.47 | 67.44 | 8 | 0
2020 | ENT_2_SPP_N | ENT | SPP_N | Internal | Summer | B2 | 25 | 1300 | 0 | 64.4 | 67.44 | 8 | 0
2020 | ENT_2_SPP_N | ENT | SPP_N | Internal | Summer | B3 | 75 | 1300 | 0 | 63.04 | 67.44 | 8 | 0
2020 | ENT_2_SPP_N | ENT | SPP_N | Internal | Summer | B4 | 100 | 1300 | 0 | 63.04 | 67.09 | 8 | 0
2020 | ENT_2_SPP_N | ENT | SPP_N | Internal | Summer | B5 | 200 | 1300 | 0 | 58.37 | 63.03 | 8 | 0
2020 | ENT_2_SPP_N | ENT | SPP_N | Internal | Summer | B6 | 300 | 1300 | 0 | 57.02 | 57.02 | 8 | 0
2020 | ENT_2_SPP_N | ENT | SPP_N | Internal | Summer | B7 | 400 | 1300 | 0 | 48.22 | 49.3 | 8 | 0
2020 | ENT_2_SPP_N | ENT | SPP_N | Internal | Summer | B8 | 500 | 1300 | 0 | 41.44 | 41.43 | 8 | 0
2020 | ENT_2_SPP_N | ENT | SPP_N | Internal | Summer | B9 | 800 | 1300 | 0 | 41.44 | 40.53 | 8 | 0
2020 | ENT_2_SPP_N | ENT | SPP_N | Internal | Summer | B10 | 1262 | 1300 | 0 | 41.15 | 37.55 | 8 | 0
2020 | ENT_2_SPP_N | ENT | SPP_N | Internal | Winter | B16 | 25 | 1300 | 0 | 63.58 | 60.65 | 8 | 0
2020 | ENT_2_SPP_N | ENT | SPP_N | Internal | Winter | B17 | 100 | 1300 | 0 | 45.54 | 45.35 | 8 | 0
2020 | ENT_2_SPP_N | ENT | SPP_N | Internal | Winter | B18 | 400 | 1300 | 0 | 45.54 | 43.81 | 8 | 0
2020 | ENT_2_SPP_N | ENT | SPP_N | Internal | Winter | B19 | 700 | 1300 | 0 | 45.21 | 43.81 | 8 | 0
2020 | ENT_2_SPP_N | ENT | SPP_N | Internal | Winter | B20 | 935 | 1300 | 0 | 44.47 | 43.29 | 8 | 0
2020 | ENT_2_SPP_S | ENT | SPP_S | Internal | Shoulder | B11 | 25 | 1300 | 0 | 60.34 | 59.09 | 8 | 0
2020 | ENT_2_SPP_S | ENT | SPP_S | Internal | Shoulder | B12 | 200 | 1300 | 0 | 42.94 | 44.17 | 8 | 0
2020 | ENT_2_SPP_S | ENT | SPP_S | Internal | Shoulder | B13 | 600 | 1300 | 0 | 42.82 | 42.47 | 8 | 0
2020 | ENT_2_SPP_S | ENT | SPP_S | Internal | Shoulder | B14 | 900 | 1300 | 0 | 42.82 | 41.52 | 8 | 0
2020 | ENT_2_SPP_S | ENT | SPP_S | Internal | Shoulder | B15 | 1203 | 1300 | 0 | 42.51 | 41.05 | 8 | 0
2020 | ENT_2_SPP_S | ENT | SPP_S | Internal | Summer | B1 | 10 | 1300 | 0 | 66.47 | 61.47 | 8 | 0
2020 | ENT_2_SPP_S | ENT | SPP_S | Internal | Summer | B2 | 25 | 1300 | 0 | 64.4 | 59.53 | 8 | 0
2020 | ENT_2_SPP_S | ENT | SPP_S | Internal | Summer | B3 | 75 | 1300 | 0 | 63.04 | 59.53 | 8 | 0
2020 | ENT_2_SPP_S | ENT | SPP_S | Internal | Summer | B4 | 100 | 1300 | 0 | 63.04 | 58.04 | 8 | 0
2020 | ENT_2_SPP_S | ENT | SPP_S | Internal | Summer | B5 | 200 | 1300 | 0 | 58.37 | 57.51 | 8 | 0
2020 | ENT_2_SPP_S | ENT | SPP_S | Internal | Summer | B6 | 300 | 1300 | 0 | 57.02 | 57.04 | 8 | 0
2020 | ENT_2_SPP_S | ENT | SPP_S | Internal | Summer | B7 | 400 | 1300 | 0 | 48.22 | 49.31 | 8 | 0
2020 | ENT_2_SPP_S | ENT | SPP_S | Internal | Summer | B8 | 500 | 1300 | 0 | 41.44 | 41.44 | 8 | 0
2020 | ENT_2_SPP_S | ENT | SPP_S | Internal | Summer | B9 | 800 | 1300 | 0 | 41.44 | 40.54 | 8 | 0
2020 | ENT_2_SPP_S | ENT | SPP_S | Internal | Summer | B10 | 1262 | 1300 | 0 | 41.15 | 39.65 | 8 | 0
2020 | ENT_2_SPP_S | ENT | SPP_S | Internal | Winter | B16 | 25 | 1300 | 0 | 63.58 | 60.67 | 8 | 0
2020 | ENT_2_SPP_S | ENT | SPP_S | Internal | Winter | B17 | 100 | 1300 | 0 | 45.54 | 45.36 | 8 | 0
2020 | ENT_2_SPP_S | ENT | SPP_S | Internal | Winter | B18 | 400 | 1300 | 0 | 45.54 | 43.82 | 8 | 0
2020 | ENT_2_SPP_S | ENT | SPP_S | Internal | Winter | B19 | 700 | 1300 | 0 | 45.21 | 43.82 | 8 | 0
2020 | ENT_2_SPP_S | ENT | SPP_S | Internal | Winter | B20 | 935 | 1300 | 0 | 44.47 | 43.72 | 8 | 0
2020 | ENT_2_TVA_Transmission | ENT | TVA_Transmission | Internal | Shoulder | B11 | 25 | 2100 | 0 | 60.34 | 60.03 | 8 | 0
2020 | ENT_2_TVA_Transmission | ENT | TVA_Transmission | Internal | Shoulder | B12 | 200 | 2100 | 0 | 42.94 | 48.24 | 8 | 0
2020 | ENT_2_TVA_Transmission | ENT | TVA_Transmission | Internal | Shoulder | B13 | 600 | 2100 | 0 | 42.82 | 45.91 | 8 | 0
2020 | ENT_2_TVA_Transmission | ENT | TVA_Transmission | Internal | Shoulder | B14 | 900 | 2100 | 0 | 42.82 | 44.72 | 8 | 0
2020 | ENT_2_TVA_Transmission | ENT | TVA_Transmission | Internal | Shoulder | B15 | 1203 | 2100 | 0 | 42.51 | 43.08 | 8 | 0
2020 | ENT_2_TVA_Transmission | ENT | TVA_Transmission | Internal | Summer | B1 | 10 | 2100 | 115.49 | 66.47 | 74.47 | 8 | 0
2020 | ENT_2_TVA_Transmission | ENT | TVA_Transmission | Internal | Summer | B2 | 25 | 2100 | 0 | 64.4 | 71.84 | 8 | 0
2020 | ENT_2_TVA_Transmission | ENT | TVA_Transmission | Internal | Summer | B3 | 75 | 2100 | 0 | 63.04 | 68.44 | 8 | 0
2020 | ENT_2_TVA_Transmission | ENT | TVA_Transmission | Internal | Summer | B4 | 100 | 2100 | 0 | 63.04 | 68.35 | 8 | 0
2020 | ENT_2_TVA_Transmission | ENT | TVA_Transmission | Internal | Summer | B5 | 200 | 2100 | 0 | 58.37 | 61.22 | 8 | 0
2020 | ENT_2_TVA_Transmission | ENT | TVA_Transmission | Internal | Summer | B6 | 300 | 2100 | 0 | 57.02 | 54.14 | 8 | 0
2020 | ENT_2_TVA_Transmission | ENT | TVA_Transmission | Internal | Summer | B7 | 400 | 2100 | 0 | 48.22 | 47.22 | 8 | 0
2020 | ENT_2_TVA_Transmission | ENT | TVA_Transmission | Internal | Summer | B8 | 500 | 2100 | 0 | 41.44 | 42.58 | 8 | 0
2020 | ENT_2_TVA_Transmission | ENT | TVA_Transmission | Internal | Summer | B9 | 800 | 2100 | 0 | 41.44 | 41.95 | 8 | 0
2020 | ENT_2_TVA_Transmission | ENT | TVA_Transmission | Internal | Summer | B10 | 1262 | 2100 | 0 | 41.15 | 39.23 | 8 | 0
2020 | ENT_2_TVA_Transmission | ENT | TVA_Transmission | Internal | Winter | B16 | 25 | 2100 | 0 | 63.58 | 64.58 | 8 | 0
2020 | ENT_2_TVA_Transmission | ENT | TVA_Transmission | Internal | Winter | B17 | 100 | 2100 | 0 | 45.54 | 50.59 | 8 | 0
2020 | ENT_2_TVA_Transmission | ENT | TVA_Transmission | Internal | Winter | B18 | 400 | 2100 | 0 | 45.54 | 46.69 | 8 | 0
2020 | ENT_2_TVA_Transmission | ENT | TVA_Transmission | Internal | Winter | B19 | 700 | 2100 | 0 | 45.21 | 45.23 | 8 | 0
2020 | ENT_2_TVA_Transmission | ENT | TVA_Transmission | Internal | Winter | B20 | 935 | 2100 | 0 | 44.47 | 43.27 | 8 | 0
2020 | FRCC_2_SOCO | FRCC | SOCO | Internal | Shoulder | B11 | 25 | 900 | 0 | 78.3 | 68.3 | 8 | 0
2020 | FRCC_2_SOCO | FRCC | SOCO | Internal | Shoulder | B12 | 200 | 900 | 0 | 56.9 | 46.9 | 8 | 0
2020 | FRCC_2_SOCO | FRCC | SOCO | Internal | Shoulder | B13 | 600 | 900 | 0 | 50.71 | 43.21 | 8 | 0
2020 | FRCC_2_SOCO | FRCC | SOCO | Internal | Shoulder | B14 | 900 | 900 | 0 | 49.97 | 43.21 | 8 | 0
2020 | FRCC_2_SOCO | FRCC | SOCO | Internal | Shoulder | B15 | 1203 | 900 | 0 | 47.92 | 42.99 | 8 | 0
2020 | FRCC_2_SOCO | FRCC | SOCO | Internal | Summer | B1 | 10 | 900 | 0 | 78.42 | 74.47 | 8 | 0
2020 | FRCC_2_SOCO | FRCC | SOCO | Internal | Summer | B2 | 25 | 900 | 0 | 78.42 | 72.4 | 8 | 0
2020 | FRCC_2_SOCO | FRCC | SOCO | Internal | Summer | B3 | 75 | 900 | 0 | 78.42 | 71.04 | 8 | 0
2020 | FRCC_2_SOCO | FRCC | SOCO | Internal | Summer | B4 | 100 | 900 | 0 | 78.42 | 71.04 | 8 | 0
2020 | FRCC_2_SOCO | FRCC | SOCO | Internal | Summer | B5 | 200 | 900 | 0 | 77.2 | 70.22 | 8 | 0
2020 | FRCC_2_SOCO | FRCC | SOCO | Internal | Summer | B6 | 300 | 900 | 0 | 66.67 | 62.11 | 8 | 0
2020 | FRCC_2_SOCO | FRCC | SOCO | Internal | Summer | B7 | 400 | 900 | 0 | 66.22 | 56.22 | 8 | 0
2020 | FRCC_2_SOCO | FRCC | SOCO | Internal | Summer | B8 | 500 | 900 | 0 | 56.02 | 46.02 | 8 | 0
2020 | FRCC_2_SOCO | FRCC | SOCO | Internal | Summer | B9 | 800 | 900 | 0 | 49.21 | 41.8 | 8 | 0
2020 | FRCC_2_SOCO | FRCC | SOCO | Internal | Summer | B10 | 1262 | 900 | 0 | 47.19 | 41.72 | 8 | 0
2020 | FRCC_2_SOCO | FRCC | SOCO | Internal | Winter | B16 | 25 | 900 | 0 | 78.73 | 71.58 | 8 | 0
2020 | FRCC_2_SOCO | FRCC | SOCO | Internal | Winter | B17 | 100 | 900 | 0 | 59.03 | 49.03 | 8 | 0
2020 | FRCC_2_SOCO | FRCC | SOCO | Internal | Winter | B18 | 400 | 900 | 0 | 52.31 | 45.6 | 8 | 0
2020 | FRCC_2_SOCO | FRCC | SOCO | Internal | Winter | B19 | 700 | 900 | 0 | 52.31 | 45.6 | 8 | 0
2020 | FRCC_2_SOCO | FRCC | SOCO | Internal | Winter | B20 | 935 | 900 | 0 | 50.15 | 45.28 | 8 | 0
2020 | HQ_NEISO_2_NEISO | HQ_NEISO | NEISO | Internal | Shoulder | B11 | 25 | 99999 | 2920 | 37.91 | 37.92 | 0.01 | 0
2020 | HQ_NEISO_2_NEISO | HQ_NEISO | NEISO | Internal | Shoulder | B12 | 200 | 99999 | 2920 | 37.91 | 37.92 | 0.01 | 0
2020 | HQ_NEISO_2_NEISO | HQ_NEISO | NEISO | Internal | Shoulder | B13 | 600 | 99999 | 2920 | 37.91 | 37.92 | 0.01 | 0
2020 | HQ_NEISO_2_NEISO | HQ_NEISO | NEISO | Internal | Shoulder | B14 | 900 | 99999 | 2920 | 37.91 | 37.92 | 0.01 | 0
2020 | HQ_NEISO_2_NEISO | HQ_NEISO | NEISO | Internal | Shoulder | B15 | 1203 | 99999 | 1143.24 | 37.91 | 37.92 | 0.01 | 0
2020 | HQ_NEISO_2_NEISO | HQ_NEISO | NEISO | Internal | Summer | B1 | 10 | 99999 | 2920 | 71.5 | 71.51 | 0.01 | 0
2020 | HQ_NEISO_2_NEISO | HQ_NEISO | NEISO | Internal | Summer | B2 | 25 | 99999 | 2920 | 57.16 | 57.17 | 0.01 | 0
2020 | HQ_NEISO_2_NEISO | HQ_NEISO | NEISO | Internal | Summer | B3 | 75 | 99999 | 2920 | 50.49 | 50.5 | 0.01 | 0
2020 | HQ_NEISO_2_NEISO | HQ_NEISO | NEISO | Internal | Summer | B4 | 100 | 99999 | 2920 | 40.98 | 40.99 | 0.01 | 0
2020 | HQ_NEISO_2_NEISO | HQ_NEISO | NEISO | Internal | Summer | B5 | 200 | 99999 | 2920 | 38.47 | 38.48 | 0.01 | 0
2020 | HQ_NEISO_2_NEISO | HQ_NEISO | NEISO | Internal | Summer | B6 | 300 | 99999 | 2920 | 35.03 | 35.04 | 0.01 | 0
2020 | HQ_NEISO_2_NEISO | HQ_NEISO | NEISO | Internal | Summer | B7 | 400 | 99999 | 2920 | 35.03 | 35.04 | 0.01 | 0
2020 | HQ_NEISO_2_NEISO | HQ_NEISO | NEISO | Internal | Summer | B8 | 500 | 99999 | 2920 | 35.03 | 35.04 | 0.01 | 0
2020 | HQ_NEISO_2_NEISO | HQ_NEISO | NEISO | Internal | Summer | B9 | 800 | 99999 | 2920 | 35.03 | 35.04 | 0.01 | 0
2020 | HQ_NEISO_2_NEISO | HQ_NEISO | NEISO | Internal | Summer | B10 | 1262 | 99999 | 795.94 | 35.03 | 35.04 | 0.01 | 0
2020 | HQ_NEISO_2_NEISO | HQ_NEISO | NEISO | Internal | Winter | B16 | 25 | 99999 | 2920 | 46.84 | 46.85 | 0.01 | 0
2020 | HQ_NEISO_2_NEISO | HQ_NEISO | NEISO | Internal | Winter | B17 | 100 | 99999 | 2920 | 46.84 | 46.85 | 0.01 | 0
2020 | HQ_NEISO_2_NEISO | HQ_NEISO | NEISO | Internal | Winter | B18 | 400 | 99999 | 2920 | 46.84 | 46.85 | 0.01 | 0
2020 | HQ_NEISO_2_NEISO | HQ_NEISO | NEISO | Internal | Winter | B19 | 700 | 99999 | 2920 | 46.84 | 46.85 | 0.01 | 0
2020 | HQ_NEISO_2_NEISO | HQ_NEISO | NEISO | Internal | Winter | B20 | 935 | 99999 | 1233.58 | 46.84 | 46.85 | 0.01 | 0
2020 | HQ_NY_2_NYISO_A-F | HQ_NY | NYISO_A-F | Internal | Shoulder | B11 | 25 | 99999 | 1000 | 44.16 | 44.17 | 0.01 | 0
2020 | HQ_NY_2_NYISO_A-F | HQ_NY | NYISO_A-F | Internal | Shoulder | B12 | 200 | 99999 | 1000 | 44.16 | 44.17 | 0.01 | 0
2020 | HQ_NY_2_NYISO_A-F | HQ_NY | NYISO_A-F | Internal | Shoulder | B13 | 600 | 99999 | 1000 | 40.91 | 40.92 | 0.01 | 0
2020 | HQ_NY_2_NYISO_A-F | HQ_NY | NYISO_A-F | Internal | Shoulder | B14 | 900 | 99999 | 1000 | 40.45 | 40.46 | 0.01 | 0
2020 | HQ_NY_2_NYISO_A-F | HQ_NY | NYISO_A-F | Internal | Shoulder | B15 | 1203 | 99999 | 188.69 | 40.45 | 40.46 | 0.01 | 0
2020 | HQ_NY_2_NYISO_A-F | HQ_NY | NYISO_A-F | Internal | Summer | B1 | 10 | 99999 | 1000 | 59.31 | 59.32 | 0.01 | 0
2020 | HQ_NY_2_NYISO_A-F | HQ_NY | NYISO_A-F | Internal | Summer | B2 | 25 | 99999 | 1000 | 54.16 | 54.17 | 0.01 | 0
2020 | HQ_NY_2_NYISO_A-F | HQ_NY | NYISO_A-F | Internal | Summer | B3 | 75 | 99999 | 1000 | 53.49 | 53.5 | 0.01 | 0
2020 | HQ_NY_2_NYISO_A-F | HQ_NY | NYISO_A-F | Internal | Summer | B4 | 100 | 99999 | 1000 | 46.32 | 46.34 | 0.01 | 0
2020 | HQ_NY_2_NYISO_A-F | HQ_NY | NYISO_A-F | Internal | Summer | B5 | 200 | 99999 | 1000 | 46.13 | 46.14 | 0.01 | 0
2020 | HQ_NY_2_NYISO_A-F | HQ_NY | NYISO_A-F | Internal | Summer | B6 | 300 | 99999 | 1000 | 46.13 | 46.14 | 0.01 | 0
2020 | HQ_NY_2_NYISO_A-F | HQ_NY | NYISO_A-F | Internal | Summer | B7 | 400 | 99999 | 1000 | 42.07 | 42.08 | 0.01 | 0
2020 | HQ_NY_2_NYISO_A-F | HQ_NY | NYISO_A-F | Internal | Summer | B8 | 500 | 99999 | 1000 | 39.03 | 39.04 | 0.01 | 0
2020 | HQ_NY_2_NYISO_A-F | HQ_NY | NYISO_A-F | Internal | Summer | B9 | 800 | 99999 | 1000 | 38.84 | 38.85 | 0.01 | 0
2020 | HQ_NY_2_NYISO_A-F | HQ_NY | NYISO_A-F | Internal | Summer | B10 | 1262 | 99999 | 30.11 | 38.84 | 38.85 | 0.01 | 0
2020 | HQ_NY_2_NYISO_A-F | HQ_NY | NYISO_A-F | Internal | Winter | B16 | 25 | 99999 | 1000 | 49.39 | 49.4 | 0.01 | 0
2020 | HQ_NY_2_NYISO_A-F | HQ_NY | NYISO_A-F | Internal | Winter | B17 | 100 | 99999 | 1000 | 46.8 | 46.81 | 0.01 | 0
2020 | HQ_NY_2_NYISO_A-F | HQ_NY | NYISO_A-F | Internal | Winter | B18 | 400 | 99999 | 1000 | 43.94 | 43.95 | 0.01 | 0
2020 | HQ_NY_2_NYISO_A-F | HQ_NY | NYISO_A-F | Internal | Winter | B19 | 700 | 99999 | 1000 | 43.94 | 43.95 | 0.01 | 0
2020 | HQ_NY_2_NYISO_A-F | HQ_NY | NYISO_A-F | Internal | Winter | B20 | 935 | 99999 | 229.95 | 43.94 | 43.95 | 0.01 | 0
2020 | HQ_IESO_2_IESO | HQ_IESO | IESO | Internal | Shoulder | B11 | 25 | 99999 | 400 | 37.15 | 37.17 | 0.01 | 0
2020 | HQ_IESO_2_IESO | HQ_IESO | IESO | Internal | Shoulder | B12 | 200 | 99999 | 400 | 37.15 | 37.17 | 0.01 | 0
2020 | HQ_IESO_2_IESO | HQ_IESO | IESO | Internal | Shoulder | B13 | 600 | 99999 | 400 | 33.45 | 33.46 | 0.01 | 0
2020 | HQ_IESO_2_IESO | HQ_IESO | IESO | Internal | Shoulder | B14 | 900 | 99999 | 400 | 33.45 | 33.46 | 0.01 | 0
2020 | HQ_IESO_2_IESO | HQ_IESO | IESO | Internal | Shoulder | B15 | 1203 | 99999 | 75.48 | 33.45 | 33.46 | 0.01 | 0
2020 | HQ_IESO_2_IESO | HQ_IESO | IESO | Internal | Summer | B1 | 10 | 99999 | 400 | 52.31 | 52.32 | 0.01 | 0
2020 | HQ_IESO_2_IESO | HQ_IESO | IESO | Internal | Summer | B2 | 25 | 99999 | 400 | 44.83 | 44.84 | 0.01 | 0
2020 | HQ_IESO_2_IESO | HQ_IESO | IESO | Internal | Summer | B3 | 75 | 99999 | 400 | 42.18 | 42.19 | 0.01 | 0
2020 | HQ_IESO_2_IESO | HQ_IESO | IESO | Internal | Summer | B4 | 100 | 99999 | 400 | 39.13 | 39.14 | 0.01 | 0
2020 | HQ_IESO_2_IESO | HQ_IESO | IESO | Internal | Summer | B5 | 200 | 99999 | 400 | 39.13 | 39.14 | 0.01 | 0
2020 | HQ_IESO_2_IESO | HQ_IESO | IESO | Internal | Summer | B6 | 300 | 99999 | 400 | 39.13 | 39.14 | 0.01 | 0
2020 | HQ_IESO_2_IESO | HQ_IESO | IESO | Internal | Summer | B7 | 400 | 99999 | 400 | 35.07 | 35.08 | 0.01 | 0
2020 | HQ_IESO_2_IESO | HQ_IESO | IESO | Internal | Summer | B8 | 500 | 99999 | 400 | 31.84 | 31.85 | 0.01 | 0
2020 | HQ_IESO_2_IESO | HQ_IESO | IESO | Internal | Summer | B9 | 800 | 99999 | 400 | 31.84 | 31.85 | 0.01 | 0
2020 | HQ_IESO_2_IESO | HQ_IESO | IESO | Internal | Summer | B10 | 1262 | 99999 | 12.04 | 31.84 | 31.85 | 0.01 | 0
2020 | HQ_IESO_2_IESO | HQ_IESO | IESO | Internal | Winter | B16 | 25 | 99999 | 400 | 42.39 | 42.4 | 0.01 | 0
2020 | HQ_IESO_2_IESO | HQ_IESO | IESO | Internal | Winter | B17 | 100 | 99999 | 400 | 39.8 | 39.81 | 0.01 | 0
2020 | HQ_IESO_2_IESO | HQ_IESO | IESO | Internal | Winter | B18 | 400 | 99999 | 400 | 36.94 | 36.95 | 0.01 | 0
2020 | HQ_IESO_2_IESO | HQ_IESO | IESO | Internal | Winter | B19 | 700 | 99999 | 400 | 36.94 | 36.95 | 0.01 | 0
2020 | HQ_IESO_2_IESO | HQ_IESO | IESO | Internal | Winter | B20 | 935 | 99999 | 91.98 | 36.94 | 36.95 | 0.01 | 0
2020 | IESO_2_MAPP_CA | IESO | MAPP_CA | Internal | Shoulder | B11 | 25 | 262 | 262 | 37.17 | 49.28 | 7 | 5.12
2020 | IESO_2_MAPP_CA | IESO | MAPP_CA | Internal | Shoulder | B12 | 200 | 262 | 262 | 37.17 | 46.24 | 7 | 2.07
2020 | IESO_2_MAPP_CA | IESO | MAPP_CA | Internal | Shoulder | B13 | 600 | 262 | 262 | 33.46 | 42.44 | 7 | 1.97
2020 | IESO_2_MAPP_CA | IESO | MAPP_CA | Internal | Shoulder | B14 | 900 | 262 | 262 | 33.46 | 40.75 | 7 | 0.29
2020 | IESO_2_MAPP_CA | IESO | MAPP_CA | Internal | Shoulder | B15 | 1203 | 262 | 262 | 33.46 | 40.75 | 7 | 0.29
2020 | IESO_2_MAPP_CA | IESO | MAPP_CA | Internal | Summer | B1 | 10 | 262 | 0 | 52.32 | 52.47 | 7 | 0
2020 | IESO_2_MAPP_CA | IESO | MAPP_CA | Internal | Summer | B2 | 25 | 262 | 262 | 44.84 | 52.01 | 7 | 0.17
2020 | IESO_2_MAPP_CA | IESO | MAPP_CA | Internal | Summer | B3 | 75 | 262 | 262 | 42.19 | 52.01 | 7 | 2.82
2020 | IESO_2_MAPP_CA | IESO | MAPP_CA | Internal | Summer | B4 | 100 | 262 | 262 | 39.14 | 52.01 | 7 | 5.87
2020 | IESO_2_MAPP_CA | IESO | MAPP_CA | Internal | Summer | B5 | 200 | 262 | 262 | 39.14 | 49.28 | 7 | 3.14
2020 | IESO_2_MAPP_CA | IESO | MAPP_CA | Internal | Summer | B6 | 300 | 262 | 262 | 39.14 | 49.28 | 7 | 3.14
2020 | IESO_2_MAPP_CA | IESO | MAPP_CA | Internal | Summer | B7 | 400 | 262 | 262 | 35.08 | 42.29 | 7 | 0.21
2020 | IESO_2_MAPP_CA | IESO | MAPP_CA | Internal | Summer | B8 | 500 | 262 | 0 | 31.85 | 38.45 | 7 | 0
2020 | IESO_2_MAPP_CA | IESO | MAPP_CA | Internal | Summer | B9 | 800 | 262 | 0 | 31.85 | 38.45 | 7 | 0
2020 | IESO_2_MAPP_CA | IESO | MAPP_CA | Internal | Summer | B10 | 1262 | 262 | 0 | 31.85 | 38.45 | 7 | 0
2020 | IESO_2_MAPP_CA | IESO | MAPP_CA | Internal | Winter | B16 | 25 | 262 | 262 | 42.4 | 56.57 | 7 | 7.17
2020 | IESO_2_MAPP_CA | IESO | MAPP_CA | Internal | Winter | B17 | 100 | 262 | 262 | 39.81 | 47.04 | 7 | 0.23
2020 | IESO_2_MAPP_CA | IESO | MAPP_CA | Internal | Winter | B18 | 400 | 262 | 262 | 36.95 | 43.97 | 7 | 0.02
2020 | IESO_2_MAPP_CA | IESO | MAPP_CA | Internal | Winter | B19 | 700 | 262 | 262 | 36.95 | 43.97 | 7 | 0.02
2020 | IESO_2_MAPP_CA | IESO | MAPP_CA | Internal | Winter | B20 | 935 | 262 | 262 | 36.95 | 43.97 | 7 | 0.02
2020 | IESO_2_MISO_MI | IESO | MISO_MI | Internal | Shoulder | B11 | 25 | 1840 | 1840 | 37.17 | 56.31 | 7 | 12.15
2020 | IESO_2_MISO_MI | IESO | MISO_MI | Internal | Shoulder | B12 | 200 | 1840 | 1840 | 37.17 | 46.29 | 7 | 2.12
2020 | IESO_2_MISO_MI | IESO | MISO_MI | Internal | Shoulder | B13 | 600 | 1840 | 1840 | 33.46 | 42.46 | 7 | 2
2020 | IESO_2_MISO_MI | IESO | MISO_MI | Internal | Shoulder | B14 | 900 | 1840 | 1772.93 | 33.46 | 40.46 | 7 | 0
2020 | IESO_2_MISO_MI | IESO | MISO_MI | Internal | Shoulder | B15 | 1203 | 1840 | 0 | 33.46 | 38.91 | 7 | 0
2020 | IESO_2_MISO_MI | IESO | MISO_MI | Internal | Summer | B1 | 10 | 1840 | 1840 | 52.32 | 66.45 | 7 | 7.13
2020 | IESO_2_MISO_MI | IESO | MISO_MI | Internal | Summer | B2 | 25 | 1840 | 1840 | 44.84 | 64.82 | 7 | 12.98
2020 | IESO_2_MISO_MI | IESO | MISO_MI | Internal | Summer | B3 | 75 | 1840 | 1840 | 42.19 | 62.63 | 7 | 13.44
2020 | IESO_2_MISO_MI | IESO | MISO_MI | Internal | Summer | B4 | 100 | 1840 | 1840 | 39.14 | 60.35 | 7 | 14.21
2020 | IESO_2_MISO_MI | IESO | MISO_MI | Internal | Summer | B5 | 200 | 1840 | 1840 | 39.14 | 57.19 | 7 | 11.06
2020 | IESO_2_MISO_MI | IESO | MISO_MI | Internal | Summer | B6 | 300 | 1840 | 1840 | 39.14 | 49 | 7 | 2.86
2020 | IESO_2_MISO_MI | IESO | MISO_MI | Internal | Summer | B7 | 400 | 1840 | 321.72 | 35.08 | 42.08 | 7 | 0
2020 | IESO_2_MISO_MI | IESO | MISO_MI | Internal | Summer | B8 | 500 | 1840 | 0 | 31.85 | 38.5 | 7 | 0
2020 | IESO_2_MISO_MI | IESO | MISO_MI | Internal | Summer | B9 | 800 | 1840 | 0 | 31.85 | 37.89 | 7 | 0
2020 | IESO_2_MISO_MI | IESO | MISO_MI | Internal | Summer | B10 | 1262 | 1840 | 0 | 31.85 | 36.2 | 7 | 0
2020 | IESO_2_MISO_MI | IESO | MISO_MI | Internal | Winter | B16 | 25 | 1840 | 1840 | 42.4 | 56.59 | 7 | 7.19
2020 | IESO_2_MISO_MI | IESO | MISO_MI | Internal | Winter | B17 | 100 | 1840 | 1840 | 39.81 | 47.08 | 7 | 0.27
2020 | IESO_2_MISO_MI | IESO | MISO_MI | Internal | Winter | B18 | 400 | 1840 | 0 | 36.95 | 43.13 | 7 | 0
2020 | IESO_2_MISO_MI | IESO | MISO_MI | Internal | Winter | B19 | 700 | 1840 | 0 | 36.95 | 41.68 | 7 | 0
2020 | IESO_2_MISO_MI | IESO | MISO_MI | Internal | Winter | B20 | 935 | 1840 | 0 | 36.95 | 38.04 | 7 | 0
2020 | IESO_2_MISO_W | IESO | MISO_W | Internal | Shoulder | B11 | 25 | 140 | 140 | 37.17 | 59.72 | 7 | 15.55
2020 | IESO_2_MISO_W | IESO | MISO_W | Internal | Shoulder | B12 | 200 | 140 | 140 | 37.17 | 46.25 | 7 | 2.09
2020 | IESO_2_MISO_W | IESO | MISO_W | Internal | Shoulder | B13 | 600 | 140 | 140 | 33.46 | 42.45 | 7 | 1.99
2020 | IESO_2_MISO_W | IESO | MISO_W | Internal | Shoulder | B14 | 900 | 140 | 140 | 33.46 | 40.48 | 7 | 0.01
2020 | IESO_2_MISO_W | IESO | MISO_W | Internal | Shoulder | B15 | 1203 | 140 | 0 | 33.46 | 38.92 | 7 | 0
2020 | IESO_2_MISO_W | IESO | MISO_W | Internal | Summer | B1 | 10 | 140 | 140 | 52.32 | 66.47 | 7 | 7.15
2020 | IESO_2_MISO_W | IESO | MISO_W | Internal | Summer | B2 | 25 | 140 | 140 | 44.84 | 65.2 | 7 | 13.35
2020 | IESO_2_MISO_W | IESO | MISO_W | Internal | Summer | B3 | 75 | 140 | 140 | 42.19 | 64.96 | 7 | 15.77
2020 | IESO_2_MISO_W | IESO | MISO_W | Internal | Summer | B4 | 100 | 140 | 140 | 39.14 | 64.04 | 7 | 17.9
2020 | IESO_2_MISO_W | IESO | MISO_W | Internal | Summer | B5 | 200 | 140 | 140 | 39.14 | 63.02 | 7 | 16.88
2020 | IESO_2_MISO_W | IESO | MISO_W | Internal | Summer | B6 | 300 | 140 | 140 | 39.14 | 50.02 | 7 | 3.88
2020 | IESO_2_MISO_W | IESO | MISO_W | Internal | Summer | B7 | 400 | 140 | 140 | 35.08 | 42.3 | 7 | 0.22
2020 | IESO_2_MISO_W | IESO | MISO_W | Internal | Summer | B8 | 500 | 140 | 0 | 31.85 | 38.46 | 7 | 0
2020 | IESO_2_MISO_W | IESO | MISO_W | Internal | Summer | B9 | 800 | 140 | 0 | 31.85 | 38.29 | 7 | 0
2020 | IESO_2_MISO_W | IESO | MISO_W | Internal | Summer | B10 | 1262 | 140 | 0 | 31.85 | 36.16 | 7 | 0
2020 | IESO_2_MISO_W | IESO | MISO_W | Internal | Winter | B16 | 25 | 140 | 140 | 42.4 | 56.58 | 7 | 7.18
2020 | IESO_2_MISO_W | IESO | MISO_W | Internal | Winter | B17 | 100 | 140 | 140 | 39.81 | 47.04 | 7 | 0.23
2020 | IESO_2_MISO_W | IESO | MISO_W | Internal | Winter | B18 | 400 | 140 | 0 | 36.95 | 43.12 | 7 | 0
2020 | IESO_2_MISO_W | IESO | MISO_W | Internal | Winter | B19 | 700 | 140 | 0 | 36.95 | 42.76 | 7 | 0
2020 | IESO_2_MISO_W | IESO | MISO_W | Internal | Winter | B20 | 935 | 140 | 0 | 36.95 | 38.05 | 7 | 0
2020 | IESO_2_NYISO_A-F | IESO | NYISO_A-F | Internal | Shoulder | B11 | 25 | 1725 | 1724.99 | 37.17 | 44.17 | 7 | 0.01
2020 | IESO_2_NYISO_A-F | IESO | NYISO_A-F | Internal | Shoulder | B12 | 200 | 1725 | 1725 | 37.17 | 44.17 | 7 | 0.01
2020 | IESO_2_NYISO_A-F | IESO | NYISO_A-F | Internal | Shoulder | B13 | 600 | 1725 | 1725 | 33.46 | 40.92 | 7 | 0.46
2020 | IESO_2_NYISO_A-F | IESO | NYISO_A-F | Internal | Shoulder | B14 | 900 | 1725 | 1495.76 | 33.46 | 40.46 | 7 | 0
2020 | IESO_2_NYISO_A-F | IESO | NYISO_A-F | Internal | Shoulder | B15 | 1203 | 1725 | 872.65 | 33.46 | 40.46 | 7 | 0
2020 | IESO_2_NYISO_A-F | IESO | NYISO_A-F | Internal | Summer | B1 | 10 | 1725 | 1405.79 | 52.32 | 59.32 | 7 | 0
2020 | IESO_2_NYISO_A-F | IESO | NYISO_A-F | Internal | Summer | B2 | 25 | 1725 | 1725 | 44.84 | 54.17 | 7 | 2.33
2020 | IESO_2_NYISO_A-F | IESO | NYISO_A-F | Internal | Summer | B3 | 75 | 1725 | 1725 | 42.19 | 53.5 | 7 | 4.31
2020 | IESO_2_NYISO_A-F | IESO | NYISO_A-F | Internal | Summer | B4 | 100 | 1725 | 1725 | 39.14 | 46.34 | 7 | 0.2
2020 | IESO_2_NYISO_A-F | IESO | NYISO_A-F | Internal | Summer | B5 | 200 | 1725 | 1693.43 | 39.14 | 46.14 | 7 | 0
2020 | IESO_2_NYISO_A-F | IESO | NYISO_A-F | Internal | Summer | B6 | 300 | 1725 | 268.56 | 39.14 | 46.14 | 7 | 0
2020 | IESO_2_NYISO_A-F | IESO | NYISO_A-F | Internal | Summer | B7 | 400 | 1725 | 1028.72 | 35.08 | 42.08 | 7 | 0
2020 | IESO_2_NYISO_A-F | IESO | NYISO_A-F | Internal | Summer | B8 | 500 | 1725 | 1725 | 31.85 | 39.04 | 7 | 0.19
2020 | IESO_2_NYISO_A-F | IESO | NYISO_A-F | Internal | Summer | B9 | 800 | 1725 | 1362.17 | 31.85 | 38.85 | 7 | 0
2020 | IESO_2_NYISO_A-F | IESO | NYISO_A-F | Internal | Summer | B10 | 1262 | 1725 | 911.95 | 31.85 | 38.85 | 7 | 0
2020 | IESO_2_NYISO_A-F | IESO | NYISO_A-F | Internal | Winter | B16 | 25 | 1725 | 1233.4 | 42.4 | 49.4 | 7 | 0
2020 | IESO_2_NYISO_A-F | IESO | NYISO_A-F | Internal | Winter | B17 | 100 | 1725 | 1118.75 | 39.81 | 46.81 | 7 | 0
2020 | IESO_2_NYISO_A-F | IESO | NYISO_A-F | Internal | Winter | B18 | 400 | 1725 | 1259.53 | 36.95 | 43.95 | 7 | 0
2020 | IESO_2_NYISO_A-F | IESO | NYISO_A-F | Internal | Winter | B19 | 700 | 1725 | 1075.86 | 36.95 | 43.95 | 7 | 0
2020 | IESO_2_NYISO_A-F | IESO | NYISO_A-F | Internal | Winter | B20 | 935 | 1725 | 1070.01 | 36.95 | 43.95 | 7 | 0
2020 | MAPP_CA_2_IESO | MAPP_CA | IESO | Internal | Shoulder | B11 | 25 | 330 | 0 | 49.28 | 37.17 | 8 | 0
2020 | MAPP_CA_2_IESO | MAPP_CA | IESO | Internal | Shoulder | B12 | 200 | 330 | 0 | 46.24 | 37.17 | 8 | 0
2020 | MAPP_CA_2_IESO | MAPP_CA | IESO | Internal | Shoulder | B13 | 600 | 330 | 0 | 42.44 | 33.46 | 8 | 0
2020 | MAPP_CA_2_IESO | MAPP_CA | IESO | Internal | Shoulder | B14 | 900 | 330 | 0 | 40.75 | 33.46 | 8 | 0
2020 | MAPP_CA_2_IESO | MAPP_CA | IESO | Internal | Shoulder | B15 | 1203 | 330 | 0 | 40.75 | 33.46 | 8 | 0
2020 | MAPP_CA_2_IESO | MAPP_CA | IESO | Internal | Summer | B1 | 10 | 330 | 0 | 52.47 | 52.32 | 8 | 0
2020 | MAPP_CA_2_IESO | MAPP_CA | IESO | Internal | Summer | B2 | 25 | 330 | 0 | 52.01 | 44.84 | 8 | 0
2020 | MAPP_CA_2_IESO | MAPP_CA | IESO | Internal | Summer | B3 | 75 | 330 | 0 | 52.01 | 42.19 | 8 | 0
2020 | MAPP_CA_2_IESO | MAPP_CA | IESO | Internal | Summer | B4 | 100 | 330 | 0 | 52.01 | 39.14 | 8 | 0
2020 | MAPP_CA_2_IESO | MAPP_CA | IESO | Internal | Summer | B5 | 200 | 330 | 0 | 49.28 | 39.14 | 8 | 0
2020 | MAPP_CA_2_IESO | MAPP_CA | IESO | Internal | Summer | B6 | 300 | 330 | 0 | 49.28 | 39.14 | 8 | 0
2020 | MAPP_CA_2_IESO | MAPP_CA | IESO | Internal | Summer | B7 | 400 | 330 | 0 | 42.29 | 35.08 | 8 | 0
2020 | MAPP_CA_2_IESO | MAPP_CA | IESO | Internal | Summer | B8 | 500 | 330 | 0 | 38.45 | 31.85 | 8 | 0
2020 | MAPP_CA_2_IESO | MAPP_CA | IESO | Internal | Summer | B9 | 800 | 330 | 0 | 38.45 | 31.85 | 8 | 0
2020 | MAPP_CA_2_IESO | MAPP_CA | IESO | Internal | Summer | B10 | 1262 | 330 | 0 | 38.45 | 31.85 | 8 | 0
2020 | MAPP_CA_2_IESO | MAPP_CA | IESO | Internal | Winter | B16 | 25 | 330 | 0 | 56.57 | 42.4 | 8 | 0
2020 | MAPP_CA_2_IESO | MAPP_CA | IESO | Internal | Winter | B17 | 100 | 330 | 0 | 47.04 | 39.81 | 8 | 0
2020 | MAPP_CA_2_IESO | MAPP_CA | IESO | Internal | Winter | B18 | 400 | 330 | 0 | 43.97 | 36.95 | 8 | 0
2020 | MAPP_CA_2_IESO | MAPP_CA | IESO | Internal | Winter | B19 | 700 | 330 | 0 | 43.97 | 36.95 | 8 | 0
2020 | MAPP_CA_2_IESO | MAPP_CA | IESO | Internal | Winter | B20 | 935 | 330 | 0 | 43.97 | 36.95 | 8 | 0
2020 | MAPP_CA_2_MAPP_US | MAPP_CA | MAPP_US | Internal | Shoulder | B11 | 25 | 372 | 305.49 | 49.28 | 56.28 | 7 | 0
2020 | MAPP_CA_2_MAPP_US | MAPP_CA | MAPP_US | Internal | Shoulder | B12 | 200 | 372 | 0 | 46.24 | 39.25 | 7 | 0
2020 | MAPP_CA_2_MAPP_US | MAPP_CA | MAPP_US | Internal | Shoulder | B13 | 600 | 372 | 0 | 42.44 | 35.45 | 7 | 0
2020 | MAPP_CA_2_MAPP_US | MAPP_CA | MAPP_US | Internal | Shoulder | B14 | 900 | 372 | 0 | 40.75 | 35.13 | 7 | 0
2020 | MAPP_CA_2_MAPP_US | MAPP_CA | MAPP_US | Internal | Shoulder | B15 | 1203 | 372 | 0 | 40.75 | 34.03 | 7 | 0
2020 | MAPP_CA_2_MAPP_US | MAPP_CA | MAPP_US | Internal | Summer | B1 | 10 | 372 | 178.92 | 52.47 | 59.47 | 7 | 0
2020 | MAPP_CA_2_MAPP_US | MAPP_CA | MAPP_US | Internal | Summer | B2 | 25 | 372 | 326.41 | 52.01 | 59.01 | 7 | 0
2020 | MAPP_CA_2_MAPP_US | MAPP_CA | MAPP_US | Internal | Summer | B3 | 75 | 372 | 267.82 | 52.01 | 59.01 | 7 | 0
2020 | MAPP_CA_2_MAPP_US | MAPP_CA | MAPP_US | Internal | Summer | B4 | 100 | 372 | 371.14 | 52.01 | 59.01 | 7 | 0
2020 | MAPP_CA_2_MAPP_US | MAPP_CA | MAPP_US | Internal | Summer | B5 | 200 | 372 | 0 | 49.28 | 56.02 | 7 | 0
2020 | MAPP_CA_2_MAPP_US | MAPP_CA | MAPP_US | Internal | Summer | B6 | 300 | 372 | 0 | 49.28 | 48.39 | 7 | 0
2020 | MAPP_CA_2_MAPP_US | MAPP_CA | MAPP_US | Internal | Summer | B7 | 400 | 372 | 0 | 42.29 | 35.3 | 7 | 0
2020 | MAPP_CA_2_MAPP_US | MAPP_CA | MAPP_US | Internal | Summer | B8 | 500 | 372 | 0 | 38.45 | 33.52 | 7 | 0
2020 | MAPP_CA_2_MAPP_US | MAPP_CA | MAPP_US | Internal | Summer | B9 | 800 | 372 | 0 | 38.45 | 33.52 | 7 | 0
2020 | MAPP_CA_2_MAPP_US | MAPP_CA | MAPP_US | Internal | Summer | B10 | 1262 | 372 | 0 | 38.45 | 30.54 | 7 | 0
2020 | MAPP_CA_2_MAPP_US | MAPP_CA | MAPP_US | Internal | Winter | B16 | 25 | 372 | 0 | 56.57 | 49.58 | 7 | 0
2020 | MAPP_CA_2_MAPP_US | MAPP_CA | MAPP_US | Internal | Winter | B17 | 100 | 372 | 0 | 47.04 | 40.04 | 7 | 0
2020 | MAPP_CA_2_MAPP_US | MAPP_CA | MAPP_US | Internal | Winter | B18 | 400 | 372 | 0 | 43.97 | 36.79 | 7 | 0
2020 | MAPP_CA_2_MAPP_US | MAPP_CA | MAPP_US | Internal | Winter | B19 | 700 | 372 | 0 | 43.97 | 36.79 | 7 | 0
2020 | MAPP_CA_2_MAPP_US | MAPP_CA | MAPP_US | Internal | Winter | B20 | 935 | 372 | 0 | 43.97 | 33.52 | 7 | 0
2020 | MAPP_CA_2_MISO_W | MAPP_CA | MISO_W | Internal | Shoulder | B11 | 25 | 1970 | 1970 | 49.28 | 59.72 | 0.01 | 10.43
2020 | MAPP_CA_2_MISO_W | MAPP_CA | MISO_W | Internal | Shoulder | B12 | 200 | 1970 | 1184.36 | 46.24 | 46.25 | 0.01 | 0
2020 | MAPP_CA_2_MISO_W | MAPP_CA | MISO_W | Internal | Shoulder | B13 | 600 | 1970 | 887.89 | 42.44 | 42.45 | 0.01 | 0
2020 | MAPP_CA_2_MISO_W | MAPP_CA | MISO_W | Internal | Shoulder | B14 | 900 | 1970 | 0 | 40.75 | 40.48 | 0.01 | 0
2020 | MAPP_CA_2_MISO_W | MAPP_CA | MISO_W | Internal | Shoulder | B15 | 1203 | 1970 | 0 | 40.75 | 38.92 | 0.01 | 0
2020 | MAPP_CA_2_MISO_W | MAPP_CA | MISO_W | Internal | Summer | B1 | 10 | 1970 | 1970 | 52.47 | 66.47 | 0.01 | 13.99
2020 | MAPP_CA_2_MISO_W | MAPP_CA | MISO_W | Internal | Summer | B2 | 25 | 1970 | 1970 | 52.01 | 65.2 | 0.01 | 13.17
2020 | MAPP_CA_2_MISO_W | MAPP_CA | MISO_W | Internal | Summer | B3 | 75 | 1970 | 1970 | 52.01 | 64.96 | 0.01 | 12.93
2020 | MAPP_CA_2_MISO_W | MAPP_CA | MISO_W | Internal | Summer | B4 | 100 | 1970 | 1970 | 52.01 | 64.04 | 0.01 | 12.02
2020 | MAPP_CA_2_MISO_W | MAPP_CA | MISO_W | Internal | Summer | B5 | 200 | 1970 | 1970 | 49.28 | 63.02 | 0.01 | 13.73
2020 | MAPP_CA_2_MISO_W | MAPP_CA | MISO_W | Internal | Summer | B6 | 300 | 1970 | 1970 | 49.28 | 50.02 | 0.01 | 0.73
2020 | MAPP_CA_2_MISO_W | MAPP_CA | MISO_W | Internal | Summer | B7 | 400 | 1970 | 1264.74 | 42.29 | 42.3 | 0.01 | 0
2020 | MAPP_CA_2_MISO_W | MAPP_CA | MISO_W | Internal | Summer | B8 | 500 | 1970 | 891.56 | 38.45 | 38.46 | 0.01 | 0
2020 | MAPP_CA_2_MISO_W | MAPP_CA | MISO_W | Internal | Summer | B9 | 800 | 1970 | 0 | 38.45 | 38.29 | 0.01 | 0
2020 | MAPP_CA_2_MISO_W | MAPP_CA | MISO_W | Internal | Summer | B10 | 1262 | 1970 | 0 | 38.45 | 36.16 | 0.01 | 0
2020 | MAPP_CA_2_MISO_W | MAPP_CA | MISO_W | Internal | Winter | B16 | 25 | 1970 | 1369.94 | 56.57 | 56.58 | 0.01 | 0
2020 | MAPP_CA_2_MISO_W | MAPP_CA | MISO_W | Internal | Winter | B17 | 100 | 1970 | 0 | 47.04 | 47.04 | 0.01 | 0
2020 | MAPP_CA_2_MISO_W | MAPP_CA | MISO_W | Internal | Winter | B18 | 400 | 1970 | 0 | 43.97 | 43.12 | 0.01 | 0
2020 | MAPP_CA_2_MISO_W | MAPP_CA | MISO_W | Internal | Winter | B19 | 700 | 1970 | 0 | 43.97 | 42.76 | 0.01 | 0
2020 | MAPP_CA_2_MISO_W | MAPP_CA | MISO_W | Internal | Winter | B20 | 935 | 1970 | 0 | 43.97 | 38.05 | 0.01 | 0
2020 | MAPP_US_2_MAPP_CA | MAPP_US | MAPP_CA | Internal | Shoulder | B11 | 25 | 165 | 0 | 56.28 | 49.28 | 7 | 0
2020 | MAPP_US_2_MAPP_CA | MAPP_US | MAPP_CA | Internal | Shoulder | B12 | 200 | 165 | 0 | 39.25 | 46.24 | 7 | 0
2020 | MAPP_US_2_MAPP_CA | MAPP_US | MAPP_CA | Internal | Shoulder | B13 | 600 | 165 | 0 | 35.45 | 42.44 | 7 | 0
2020 | MAPP_US_2_MAPP_CA | MAPP_US | MAPP_CA | Internal | Shoulder | B14 | 900 | 165 | 0 | 35.13 | 40.75 | 7 | 0
2020 | MAPP_US_2_MAPP_CA | MAPP_US | MAPP_CA | Internal | Shoulder | B15 | 1203 | 165 | 0 | 34.03 | 40.75 | 7 | 0
2020 | MAPP_US_2_MAPP_CA | MAPP_US | MAPP_CA | Internal | Summer | B1 | 10 | 165 | 0 | 59.47 | 52.47 | 7 | 0
2020 | MAPP_US_2_MAPP_CA | MAPP_US | MAPP_CA | Internal | Summer | B2 | 25 | 165 | 0 | 59.01 | 52.01 | 7 | 0
2020 | MAPP_US_2_MAPP_CA | MAPP_US | MAPP_CA | Internal | Summer | B3 | 75 | 165 | 0 | 59.01 | 52.01 | 7 | 0
2020 | MAPP_US_2_MAPP_CA | MAPP_US | MAPP_CA | Internal | Summer | B4 | 100 | 165 | 0 | 59.01 | 52.01 | 7 | 0
2020 | MAPP_US_2_MAPP_CA | MAPP_US | MAPP_CA | Internal | Summer | B5 | 200 | 165 | 0 | 56.02 | 49.28 | 7 | 0
2020 | MAPP_US_2_MAPP_CA | MAPP_US | MAPP_CA | Internal | Summer | B6 | 300 | 165 | 0 | 48.39 | 49.28 | 7 | 0
2020 | MAPP_US_2_MAPP_CA | MAPP_US | MAPP_CA | Internal | Summer | B7 | 400 | 165 | 0 | 35.3 | 42.29 | 7 | 0
2020 | MAPP_US_2_MAPP_CA | MAPP_US | MAPP_CA | Internal | Summer | B8 | 500 | 165 | 0 | 33.52 | 38.45 | 7 | 0
2020 | MAPP_US_2_MAPP_CA | MAPP_US | MAPP_CA | Internal | Summer | B9 | 800 | 165 | 0 | 33.52 | 38.45 | 7 | 0
2020 | MAPP_US_2_MAPP_CA | MAPP_US | MAPP_CA | Internal | Summer | B10 | 1262 | 165 | 165 | 30.54 | 38.45 | 7 | 0.91
2020 | MAPP_US_2_MAPP_CA | MAPP_US | MAPP_CA | Internal | Winter | B16 | 25 | 165 | 0 | 49.58 | 56.57 | 7 | 0
2020 | MAPP_US_2_MAPP_CA | MAPP_US | MAPP_CA | Internal | Winter | B17 | 100 | 165 | 88.27 | 40.04 | 47.04 | 7 | 0
2020 | MAPP_US_2_MAPP_CA | MAPP_US | MAPP_CA | Internal | Winter | B18 | 400 | 165 | 165 | 36.79 | 43.97 | 7 | 0.18
2020 | MAPP_US_2_MAPP_CA | MAPP_US | MAPP_CA | Internal | Winter | B19 | 700 | 165 | 165 | 36.79 | 43.97 | 7 | 0.18
2020 | MAPP_US_2_MAPP_CA | MAPP_US | MAPP_CA | Internal | Winter | B20 | 935 | 165 | 165 | 33.52 | 43.97 | 7 | 3.45
2020 | MAPP_US_2_MISO_W | MAPP_US | MISO_W | Internal | Shoulder | B11 | 25 | 2635 | 0 | 56.28 | 59.72 | 7 | 0
2020 | MAPP_US_2_MISO_W | MAPP_US | MISO_W | Internal | Shoulder | B12 | 200 | 2635 | 1105.72 | 39.25 | 46.25 | 7 | 0
2020 | MAPP_US_2_MISO_W | MAPP_US | MISO_W | Internal | Shoulder | B13 | 600 | 2635 | 137.9 | 35.45 | 42.45 | 7 | 0
2020 | MAPP_US_2_MISO_W | MAPP_US | MISO_W | Internal | Shoulder | B14 | 900 | 2635 | 0 | 35.13 | 40.48 | 7 | 0
2020 | MAPP_US_2_MISO_W | MAPP_US | MISO_W | Internal | Shoulder | B15 | 1203 | 2635 | 0 | 34.03 | 38.92 | 7 | 0
2020 | MAPP_US_2_MISO_W | MAPP_US | MISO_W | Internal | Summer | B1 | 10 | 2635 | 426.14 | 59.47 | 66.47 | 7 | 0
2020 | MAPP_US_2_MISO_W | MAPP_US | MISO_W | Internal | Summer | B2 | 25 | 2635 | 0 | 59.01 | 65.2 | 7 | 0
2020 | MAPP_US_2_MISO_W | MAPP_US | MISO_W | Internal | Summer | B3 | 75 | 2635 | 0 | 59.01 | 64.96 | 7 | 0
2020 | MAPP_US_2_MISO_W | MAPP_US | MISO_W | Internal | Summer | B4 | 100 | 2635 | 0 | 59.01 | 64.04 | 7 | 0
2020 | MAPP_US_2_MISO_W | MAPP_US | MISO_W | Internal | Summer | B5 | 200 | 2635 | 83.96 | 56.02 | 63.02 | 7 | 0
2020 | MAPP_US_2_MISO_W | MAPP_US | MISO_W | Internal | Summer | B6 | 300 | 2635 | 0 | 48.39 | 50.02 | 7 | 0
2020 | MAPP_US_2_MISO_W | MAPP_US | MISO_W | Internal | Summer | B7 | 400 | 2635 | 159.93 | 35.3 | 42.3 | 7 | 0
2020 | MAPP_US_2_MISO_W | MAPP_US | MISO_W | Internal | Summer | B8 | 500 | 2635 | 0 | 33.52 | 38.46 | 7 | 0
2020 | MAPP_US_2_MISO_W | MAPP_US | MISO_W | Internal | Summer | B9 | 800 | 2635 | 0 | 33.52 | 38.29 | 7 | 0
2020 | MAPP_US_2_MISO_W | MAPP_US | MISO_W | Internal | Summer | B10 | 1262 | 2635 | 0 | 30.54 | 36.16 | 7 | 0
2020 | MAPP_US_2_MISO_W | MAPP_US | MISO_W | Internal | Winter | B16 | 25 | 2635 | 867.83 | 49.58 | 56.58 | 7 | 0
2020 | MAPP_US_2_MISO_W | MAPP_US | MISO_W | Internal | Winter | B17 | 100 | 2635 | 1353.64 | 40.04 | 47.04 | 7 | 0
2020 | MAPP_US_2_MISO_W | MAPP_US | MISO_W | Internal | Winter | B18 | 400 | 2635 | 0 | 36.79 | 43.12 | 7 | 0
2020 | MAPP_US_2_MISO_W | MAPP_US | MISO_W | Internal | Winter | B19 | 700 | 2635 | 0 | 36.79 | 42.76 | 7 | 0
2020 | MAPP_US_2_MISO_W | MAPP_US | MISO_W | Internal | Winter | B20 | 935 | 2635 | 0 | 33.52 | 38.05 | 7 | 0
2020 | MAPP_US_2_NE | MAPP_US | NE | Internal | Shoulder | B11 | 25 | 2000 | 2000 | 56.28 | 63.76 | 7 | 0.47
2020 | MAPP_US_2_NE | MAPP_US | NE | Internal | Shoulder | B12 | 200 | 2000 | 0 | 39.25 | 44.19 | 7 | 0
2020 | MAPP_US_2_NE | MAPP_US | NE | Internal | Shoulder | B13 | 600 | 2000 | 882.27 | 35.45 | 42.45 | 7 | 0
2020 | MAPP_US_2_NE | MAPP_US | NE | Internal | Shoulder | B14 | 900 | 2000 | 0 | 35.13 | 41.52 | 7 | 0
2020 | MAPP_US_2_NE | MAPP_US | NE | Internal | Shoulder | B15 | 1203 | 2000 | 98.78 | 34.03 | 41.03 | 7 | 0
2020 | MAPP_US_2_NE | MAPP_US | NE | Internal | Summer | B1 | 10 | 2000 | 994.66 | 59.47 | 66.47 | 7 | 0
2020 | MAPP_US_2_NE | MAPP_US | NE | Internal | Summer | B2 | 25 | 2000 | 1653.45 | 59.01 | 66.01 | 7 | 0
2020 | MAPP_US_2_NE | MAPP_US | NE | Internal | Summer | B3 | 75 | 2000 | 1553.53 | 59.01 | 66.01 | 7 | 0
2020 | MAPP_US_2_NE | MAPP_US | NE | Internal | Summer | B4 | 100 | 2000 | 1949.73 | 59.01 | 66.01 | 7 | 0
2020 | MAPP_US_2_NE | MAPP_US | NE | Internal | Summer | B5 | 200 | 2000 | 1205.9 | 56.02 | 63.02 | 7 | 0
2020 | MAPP_US_2_NE | MAPP_US | NE | Internal | Summer | B6 | 300 | 2000 | 1567.51 | 48.39 | 55.39 | 7 | 0
2020 | MAPP_US_2_NE | MAPP_US | NE | Internal | Summer | B7 | 400 | 2000 | 1537.52 | 35.3 | 42.3 | 7 | 0
2020 | MAPP_US_2_NE | MAPP_US | NE | Internal | Summer | B8 | 500 | 2000 | 1504.75 | 33.52 | 40.52 | 7 | 0
2020 | MAPP_US_2_NE | MAPP_US | NE | Internal | Summer | B9 | 800 | 2000 | 1010.46 | 33.52 | 40.52 | 7 | 0
2020 | MAPP_US_2_NE | MAPP_US | NE | Internal | Summer | B10 | 1262 | 2000 | 387.91 | 30.54 | 37.54 | 7 | 0
2020 | MAPP_US_2_NE | MAPP_US | NE | Internal | Winter | B16 | 25 | 2000 | 990.56 | 49.58 | 56.58 | 7 | 0
2020 | MAPP_US_2_NE | MAPP_US | NE | Internal | Winter | B17 | 100 | 2000 | 0 | 40.04 | 45.33 | 7 | 0
2020 | MAPP_US_2_NE | MAPP_US | NE | Internal | Winter | B18 | 400 | 2000 | 739.72 | 36.79 | 43.79 | 7 | 0
2020 | MAPP_US_2_NE | MAPP_US | NE | Internal | Winter | B19 | 700 | 2000 | 190.89 | 36.79 | 43.79 | 7 | 0
2020 | MAPP_US_2_NE | MAPP_US | NE | Internal | Winter | B20 | 935 | 2000 | 309.81 | 33.52 | 40.52 | 7 | 0
2020 | MARITIMES_2_NEISO | MARITIMES | NEISO | Internal | Shoulder | B11 | 25 | 99999 | 1400 | 37.91 | 37.92 | 0.01 | 0
2020 | MARITIMES_2_NEISO | MARITIMES | NEISO | Internal | Shoulder | B12 | 200 | 99999 | 1400 | 37.91 | 37.92 | 0.01 | 0
2020 | MARITIMES_2_NEISO | MARITIMES | NEISO | Internal | Shoulder | B13 | 600 | 99999 | 1400 | 37.91 | 37.92 | 0.01 | 0
2020 | MARITIMES_2_NEISO | MARITIMES | NEISO | Internal | Shoulder | B14 | 900 | 99999 | 1400 | 37.91 | 37.92 | 0.01 | 0
2020 | MARITIMES_2_NEISO | MARITIMES | NEISO | Internal | Shoulder | B15 | 1203 | 99999 | 426.43 | 37.91 | 37.92 | 0.01 | 0
2020 | MARITIMES_2_NEISO | MARITIMES | NEISO | Internal | Summer | B1 | 10 | 99999 | 1400 | 71.5 | 71.51 | 0.01 | 0
2020 | MARITIMES_2_NEISO | MARITIMES | NEISO | Internal | Summer | B2 | 25 | 99999 | 1400 | 57.16 | 57.17 | 0.01 | 0
2020 | MARITIMES_2_NEISO | MARITIMES | NEISO | Internal | Summer | B3 | 75 | 99999 | 1400 | 50.49 | 50.5 | 0.01 | 0
2020 | MARITIMES_2_NEISO | MARITIMES | NEISO | Internal | Summer | B4 | 100 | 99999 | 1400 | 40.98 | 40.99 | 0.01 | 0
2020 | MARITIMES_2_NEISO | MARITIMES | NEISO | Internal | Summer | B5 | 200 | 99999 | 1400 | 38.47 | 38.48 | 0.01 | 0
2020 | MARITIMES_2_NEISO | MARITIMES | NEISO | Internal | Summer | B6 | 300 | 99999 | 1400 | 35.03 | 35.04 | 0.01 | 0
2020 | MARITIMES_2_NEISO | MARITIMES | NEISO | Internal | Summer | B7 | 400 | 99999 | 1400 | 35.03 | 35.04 | 0.01 | 0
2020 | MARITIMES_2_NEISO | MARITIMES | NEISO | Internal | Summer | B8 | 500 | 99999 | 1400 | 35.03 | 35.04 | 0.01 | 0
2020 | MARITIMES_2_NEISO | MARITIMES | NEISO | Internal | Summer | B9 | 800 | 99999 | 1400 | 35.03 | 35.04 | 0.01 | 0
2020 | MARITIMES_2_NEISO | MARITIMES | NEISO | Internal | Summer | B10 | 1262 | 99999 | 236.13 | 35.03 | 35.04 | 0.01 | 0
2020 | MARITIMES_2_NEISO | MARITIMES | NEISO | Internal | Winter | B16 | 25 | 99999 | 1400 | 46.84 | 46.85 | 0.01 | 0
2020 | MARITIMES_2_NEISO | MARITIMES | NEISO | Internal | Winter | B17 | 100 | 99999 | 1400 | 46.84 | 46.85 | 0.01 | 0
2020 | MARITIMES_2_NEISO | MARITIMES | NEISO | Internal | Winter | B18 | 400 | 99999 | 1400 | 46.84 | 46.85 | 0.01 | 0
2020 | MARITIMES_2_NEISO | MARITIMES | NEISO | Internal | Winter | B19 | 700 | 99999 | 1400 | 46.84 | 46.85 | 0.01 | 0
2020 | MARITIMES_2_NEISO | MARITIMES | NEISO | Internal | Winter | B20 | 935 | 99999 | 475.94 | 46.84 | 46.85 | 0.01 | 0
2020 | MISO_IN_2_MISO_MI | MISO_IN | MISO_MI | Internal | Shoulder | B11 | 25 | 5000 | 0 | 59.7 | 56.31 | 0.01 | 0
2020 | MISO_IN_2_MISO_MI | MISO_IN | MISO_MI | Internal | Shoulder | B12 | 200 | 5000 | 617.99 | 46.28 | 46.29 | 0.01 | 0
2020 | MISO_IN_2_MISO_MI | MISO_IN | MISO_MI | Internal | Shoulder | B13 | 600 | 5000 | 1230.61 | 42.45 | 42.46 | 0.01 | 0
2020 | MISO_IN_2_MISO_MI | MISO_IN | MISO_MI | Internal | Shoulder | B14 | 900 | 5000 | 348.26 | 40.45 | 40.46 | 0.01 | 0
2020 | MISO_IN_2_MISO_MI | MISO_IN | MISO_MI | Internal | Shoulder | B15 | 1203 | 5000 | 1579.79 | 38.9 | 38.91 | 0.01 | 0
2020 | MISO_IN_2_MISO_MI | MISO_IN | MISO_MI | Internal | Summer | B1 | 10 | 5000 | 0 | 66.46 | 66.45 | 0.01 | 0
2020 | MISO_IN_2_MISO_MI | MISO_IN | MISO_MI | Internal | Summer | B2 | 25 | 5000 | 0 | 64.83 | 64.82 | 0.01 | 0
2020 | MISO_IN_2_MISO_MI | MISO_IN | MISO_MI | Internal | Summer | B3 | 75 | 5000 | 0 | 62.64 | 62.63 | 0.01 | 0
2020 | MISO_IN_2_MISO_MI | MISO_IN | MISO_MI | Internal | Summer | B4 | 100 | 5000 | 0 | 61.83 | 60.35 | 0.01 | 0
2020 | MISO_IN_2_MISO_MI | MISO_IN | MISO_MI | Internal | Summer | B5 | 200 | 5000 | 0 | 57.21 | 57.19 | 0.01 | 0
2020 | MISO_IN_2_MISO_MI | MISO_IN | MISO_MI | Internal | Summer | B6 | 300 | 5000 | 0 | 49.01 | 49 | 0.01 | 0
2020 | MISO_IN_2_MISO_MI | MISO_IN | MISO_MI | Internal | Summer | B7 | 400 | 5000 | 1927.45 | 42.07 | 42.08 | 0.01 | 0
2020 | MISO_IN_2_MISO_MI | MISO_IN | MISO_MI | Internal | Summer | B8 | 500 | 5000 | 2930.89 | 38.48 | 38.5 | 0.01 | 0
2020 | MISO_IN_2_MISO_MI | MISO_IN | MISO_MI | Internal | Summer | B9 | 800 | 5000 | 2225.18 | 37.88 | 37.89 | 0.01 | 0
2020 | MISO_IN_2_MISO_MI | MISO_IN | MISO_MI | Internal | Summer | B10 | 1262 | 5000 | 3800.78 | 36.18 | 36.2 | 0.01 | 0
2020 | MISO_IN_2_MISO_MI | MISO_IN | MISO_MI | Internal | Winter | B16 | 25 | 5000 | 0 | 56.61 | 56.59 | 0.01 | 0
2020 | MISO_IN_2_MISO_MI | MISO_IN | MISO_MI | Internal | Winter | B17 | 100 | 5000 | 841.82 | 47.07 | 47.08 | 0.01 | 0
2020 | MISO_IN_2_MISO_MI | MISO_IN | MISO_MI | Internal | Winter | B18 | 400 | 5000 | 1940.12 | 43.12 | 43.13 | 0.01 | 0
2020 | MISO_IN_2_MISO_MI | MISO_IN | MISO_MI | Internal | Winter | B19 | 700 | 5000 | 1990.57 | 41.66 | 41.68 | 0.01 | 0
2020 | MISO_IN_2_MISO_MI | MISO_IN | MISO_MI | Internal | Winter | B20 | 935 | 5000 | 1339.59 | 38.03 | 38.04 | 0.01 | 0
2020 | MISO_IN_2_MISO_MO-IL | MISO_IN | MISO_MO-IL | Internal | Shoulder | B11 | 25 | 5000 | 2028.37 | 59.7 | 59.71 | 0.01 | 0
2020 | MISO_IN_2_MISO_MO-IL | MISO_IN | MISO_MO-IL | Internal | Shoulder | B12 | 200 | 5000 | 0 | 46.28 | 46.26 | 0.01 | 0
2020 | MISO_IN_2_MISO_MO-IL | MISO_IN | MISO_MO-IL | Internal | Shoulder | B13 | 600 | 5000 | 0 | 42.45 | 42.44 | 0.01 | 0
2020 | MISO_IN_2_MISO_MO-IL | MISO_IN | MISO_MO-IL | Internal | Shoulder | B14 | 900 | 5000 | 876.75 | 40.45 | 40.46 | 0.01 | 0
2020 | MISO_IN_2_MISO_MO-IL | MISO_IN | MISO_MO-IL | Internal | Shoulder | B15 | 1203 | 5000 | 805.1 | 38.9 | 38.91 | 0.01 | 0
2020 | MISO_IN_2_MISO_MO-IL | MISO_IN | MISO_MO-IL | Internal | Summer | B1 | 10 | 5000 | 234.16 | 66.46 | 66.47 | 0.01 | 0
2020 | MISO_IN_2_MISO_MO-IL | MISO_IN | MISO_MO-IL | Internal | Summer | B2 | 25 | 5000 | 254.81 | 64.83 | 64.84 | 0.01 | 0
2020 | MISO_IN_2_MISO_MO-IL | MISO_IN | MISO_MO-IL | Internal | Summer | B3 | 75 | 5000 | 1305.8 | 62.64 | 62.65 | 0.01 | 0
2020 | MISO_IN_2_MISO_MO-IL | MISO_IN | MISO_MO-IL | Internal | Summer | B4 | 100 | 5000 | 1725.97 | 61.83 | 61.84 | 0.01 | 0
2020 | MISO_IN_2_MISO_MO-IL | MISO_IN | MISO_MO-IL | Internal | Summer | B5 | 200 | 5000 | 987.17 | 57.21 | 57.22 | 0.01 | 0
2020 | MISO_IN_2_MISO_MO-IL | MISO_IN | MISO_MO-IL | Internal | Summer | B6 | 300 | 5000 | 1543.47 | 49.01 | 49.02 | 0.01 | 0
2020 | MISO_IN_2_MISO_MO-IL | MISO_IN | MISO_MO-IL | Internal | Summer | B7 | 400 | 5000 | 360.58 | 42.07 | 42.08 | 0.01 | 0
2020 | MISO_IN_2_MISO_MO-IL | MISO_IN | MISO_MO-IL | Internal | Summer | B8 | 500 | 5000 | 0 | 38.48 | 38.47 | 0.01 | 0
2020 | MISO_IN_2_MISO_MO-IL | MISO_IN | MISO_MO-IL | Internal | Summer | B9 | 800 | 5000 | 1676.8 | 37.88 | 37.89 | 0.01 | 0
2020 | MISO_IN_2_MISO_MO-IL | MISO_IN | MISO_MO-IL | Internal | Summer | B10 | 1262 | 5000 | 0 | 36.18 | 36.17 | 0.01 | 0
2020 | MISO_IN_2_MISO_MO-IL | MISO_IN | MISO_MO-IL | Internal | Winter | B16 | 25 | 5000 | 0 | 56.61 | 56.59 | 0.01 | 0
2020 | MISO_IN_2_MISO_MO-IL | MISO_IN | MISO_MO-IL | Internal | Winter | B17 | 100 | 5000 | 0 | 47.07 | 47.06 | 0.01 | 0
2020 | MISO_IN_2_MISO_MO-IL | MISO_IN | MISO_MO-IL | Internal | Winter | B18 | 400 | 5000 | 0 | 43.12 | 43.11 | 0.01 | 0
2020 | MISO_IN_2_MISO_MO-IL | MISO_IN | MISO_MO-IL | Internal | Winter | B19 | 700 | 5000 | 0 | 41.66 | 41.67 | 0.01 | 0
2020 | MISO_IN_2_MISO_MO-IL | MISO_IN | MISO_MO-IL | Internal | Winter | B20 | 935 | 5000 | 1118.07 | 38.03 | 38.04 | 0.01 | 0
2020 | MISO_IN_2_NonRTO_Midwest | MISO_IN | NonRTO_Midwest | Internal | Shoulder | B11 | 25 | 4800 | 1107.09 | 59.7 | 67.7 | 8 | 0
2020 | MISO_IN_2_NonRTO_Midwest | MISO_IN | NonRTO_Midwest | Internal | Shoulder | B12 | 200 | 4800 | 525.22 | 46.28 | 54.28 | 8 | 0
2020 | MISO_IN_2_NonRTO_Midwest | MISO_IN | NonRTO_Midwest | Internal | Shoulder | B13 | 600 | 4800 | 0 | 42.45 | 49.86 | 8 | 0
2020 | MISO_IN_2_NonRTO_Midwest | MISO_IN | NonRTO_Midwest | Internal | Shoulder | B14 | 900 | 4800 | 0 | 40.45 | 43.76 | 8 | 0
2020 | MISO_IN_2_NonRTO_Midwest | MISO_IN | NonRTO_Midwest | Internal | Shoulder | B15 | 1203 | 4800 | 0 | 38.9 | 36.39 | 8 | 0
2020 | MISO_IN_2_NonRTO_Midwest | MISO_IN | NonRTO_Midwest | Internal | Summer | B1 | 10 | 4800 | 0 | 66.46 | 69.83 | 8 | 0
2020 | MISO_IN_2_NonRTO_Midwest | MISO_IN | NonRTO_Midwest | Internal | Summer | B2 | 25 | 4800 | 0 | 64.83 | 69.83 | 8 | 0
2020 | MISO_IN_2_NonRTO_Midwest | MISO_IN | NonRTO_Midwest | Internal | Summer | B3 | 75 | 4800 | 0 | 62.64 | 69.83 | 8 | 0
2020 | MISO_IN_2_NonRTO_Midwest | MISO_IN | NonRTO_Midwest | Internal | Summer | B4 | 100 | 4800 | 926.48 | 61.83 | 69.83 | 8 | 0
2020 | MISO_IN_2_NonRTO_Midwest | MISO_IN | NonRTO_Midwest | Internal | Summer | B5 | 200 | 4800 | 1120.93 | 57.21 | 65.21 | 8 | 0
2020 | MISO_IN_2_NonRTO_Midwest | MISO_IN | NonRTO_Midwest | Internal | Summer | B6 | 300 | 4800 | 576.02 | 49.01 | 57.01 | 8 | 0
2020 | MISO_IN_2_NonRTO_Midwest | MISO_IN | NonRTO_Midwest | Internal | Summer | B7 | 400 | 4800 | 0 | 42.07 | 44.91 | 8 | 0
2020 | MISO_IN_2_NonRTO_Midwest | MISO_IN | NonRTO_Midwest | Internal | Summer | B8 | 500 | 4800 | 0 | 38.48 | 38.59 | 8 | 0
2020 | MISO_IN_2_NonRTO_Midwest | MISO_IN | NonRTO_Midwest | Internal | Summer | B9 | 800 | 4800 | 0 | 37.88 | 37.95 | 8 | 0
2020 | MISO_IN_2_NonRTO_Midwest | MISO_IN | NonRTO_Midwest | Internal | Summer | B10 | 1262 | 4800 | 0 | 36.18 | 35.74 | 8 | 0
2020 | MISO_IN_2_NonRTO_Midwest | MISO_IN | NonRTO_Midwest | Internal | Winter | B16 | 25 | 4800 | 2613.19 | 56.61 | 64.61 | 8 | 0
2020 | MISO_IN_2_NonRTO_Midwest | MISO_IN | NonRTO_Midwest | Internal | Winter | B17 | 100 | 4800 | 1466.25 | 47.07 | 55.07 | 8 | 0
2020 | MISO_IN_2_NonRTO_Midwest | MISO_IN | NonRTO_Midwest | Internal | Winter | B18 | 400 | 4800 | 494.39 | 43.12 | 51.12 | 8 | 0
2020 | MISO_IN_2_NonRTO_Midwest | MISO_IN | NonRTO_Midwest | Internal | Winter | B19 | 700 | 4800 | 0 | 41.66 | 44.32 | 8 | 0
2020 | MISO_IN_2_NonRTO_Midwest | MISO_IN | NonRTO_Midwest | Internal | Winter | B20 | 935 | 4800 | 0 | 38.03 | 36.45 | 8 | 0
2020 | MISO_IN_2_PJM_ROR | MISO_IN | PJM_ROR | Internal | Shoulder | B11 | 25 | 992 | 0 | 59.7 | 54.31 | 2 | 0
2020 | MISO_IN_2_PJM_ROR | MISO_IN | PJM_ROR | Internal | Shoulder | B12 | 200 | 992 | 0 | 46.28 | 46.45 | 2 | 0
2020 | MISO_IN_2_PJM_ROR | MISO_IN | PJM_ROR | Internal | Shoulder | B13 | 600 | 992 | 0 | 42.45 | 43.29 | 2 | 0
2020 | MISO_IN_2_PJM_ROR | MISO_IN | PJM_ROR | Internal | Shoulder | B14 | 900 | 992 | 0 | 40.45 | 40.57 | 2 | 0
2020 | MISO_IN_2_PJM_ROR | MISO_IN | PJM_ROR | Internal | Shoulder | B15 | 1203 | 992 | 0 | 38.9 | 37.56 | 2 | 0
2020 | MISO_IN_2_PJM_ROR | MISO_IN | PJM_ROR | Internal | Summer | B1 | 10 | 992 | 991.99 | 66.46 | 68.47 | 2 | 0.01
2020 | MISO_IN_2_PJM_ROR | MISO_IN | PJM_ROR | Internal | Summer | B2 | 25 | 992 | 0 | 64.83 | 65.84 | 2 | 0
2020 | MISO_IN_2_PJM_ROR | MISO_IN | PJM_ROR | Internal | Summer | B3 | 75 | 992 | 0 | 62.64 | 62.54 | 2 | 0
2020 | MISO_IN_2_PJM_ROR | MISO_IN | PJM_ROR | Internal | Summer | B4 | 100 | 992 | 0 | 61.83 | 62.35 | 2 | 0
2020 | MISO_IN_2_PJM_ROR | MISO_IN | PJM_ROR | Internal | Summer | B5 | 200 | 992 | 0 | 57.21 | 55.22 | 2 | 0
2020 | MISO_IN_2_PJM_ROR | MISO_IN | PJM_ROR | Internal | Summer | B6 | 300 | 992 | 0 | 49.01 | 49.11 | 2 | 0
2020 | MISO_IN_2_PJM_ROR | MISO_IN | PJM_ROR | Internal | Summer | B7 | 400 | 992 | 0 | 42.07 | 41.22 | 2 | 0
2020 | MISO_IN_2_PJM_ROR | MISO_IN | PJM_ROR | Internal | Summer | B8 | 500 | 992 | 0 | 38.48 | 38.45 | 2 | 0
2020 | MISO_IN_2_PJM_ROR | MISO_IN | PJM_ROR | Internal | Summer | B9 | 800 | 992 | 0 | 37.88 | 36.76 | 2 | 0
2020 | MISO_IN_2_PJM_ROR | MISO_IN | PJM_ROR | Internal | Summer | B10 | 1262 | 992 | 0 | 36.18 | 35.05 | 2 | 0
2020 | MISO_IN_2_PJM_ROR | MISO_IN | PJM_ROR | Internal | Winter | B16 | 25 | 992 | 0 | 56.61 | 58.58 | 2 | 0
2020 | MISO_IN_2_PJM_ROR | MISO_IN | PJM_ROR | Internal | Winter | B17 | 100 | 992 | 0 | 47.07 | 49.06 | 2 | 0
2020 | MISO_IN_2_PJM_ROR | MISO_IN | PJM_ROR | Internal | Winter | B18 | 400 | 992 | 0 | 43.12 | 44.76 | 2 | 0
2020 | MISO_IN_2_PJM_ROR | MISO_IN | PJM_ROR | Internal | Winter | B19 | 700 | 992 | 0 | 41.66 | 42.37 | 2 | 0
2020 | MISO_IN_2_PJM_ROR | MISO_IN | PJM_ROR | Internal | Winter | B20 | 935 | 992 | 0 | 38.03 | 37.94 | 2 | 0
2020 | MISO_MI_2_MISO_IN | MISO_MI | MISO_IN | Internal | Shoulder | B11 | 25 | 2045 | 2045 | 56.31 | 59.7 | 0.01 | 3.37
2020 | MISO_MI_2_MISO_IN | MISO_MI | MISO_IN | Internal | Shoulder | B12 | 200 | 2045 | 0 | 46.29 | 46.28 | 0.01 | 0
2020 | MISO_MI_2_MISO_IN | MISO_MI | MISO_IN | Internal | Shoulder | B13 | 600 | 2045 | 0 | 42.46 | 42.45 | 0.01 | 0
2020 | MISO_MI_2_MISO_IN | MISO_MI | MISO_IN | Internal | Shoulder | B14 | 900 | 2045 | 0 | 40.46 | 40.45 | 0.01 | 0
2020 | MISO_MI_2_MISO_IN | MISO_MI | MISO_IN | Internal | Shoulder | B15 | 1203 | 2045 | 0 | 38.91 | 38.9 | 0.01 | 0
2020 | MISO_MI_2_MISO_IN | MISO_MI | MISO_IN | Internal | Summer | B1 | 10 | 2045 | 214.16 | 66.45 | 66.46 | 0.01 | 0
2020 | MISO_MI_2_MISO_IN | MISO_MI | MISO_IN | Internal | Summer | B2 | 25 | 2045 | 1520.5 | 64.82 | 64.83 | 0.01 | 0
2020 | MISO_MI_2_MISO_IN | MISO_MI | MISO_IN | Internal | Summer | B3 | 75 | 2045 | 1600.83 | 62.63 | 62.64 | 0.01 | 0
2020 | MISO_MI_2_MISO_IN | MISO_MI | MISO_IN | Internal | Summer | B4 | 100 | 2045 | 2045 | 60.35 | 61.83 | 0.01 | 1.47
2020 | MISO_MI_2_MISO_IN | MISO_MI | MISO_IN | Internal | Summer | B5 | 200 | 2045 | 1165.21 | 57.19 | 57.21 | 0.01 | 0
2020 | MISO_MI_2_MISO_IN | MISO_MI | MISO_IN | Internal | Summer | B6 | 300 | 2045 | 148.74 | 49 | 49.01 | 0.01 | 0
2020 | MISO_MI_2_MISO_IN | MISO_MI | MISO_IN | Internal | Summer | B7 | 400 | 2045 | 0 | 42.08 | 42.07 | 0.01 | 0
2020 | MISO_MI_2_MISO_IN | MISO_MI | MISO_IN | Internal | Summer | B8 | 500 | 2045 | 0 | 38.5 | 38.48 | 0.01 | 0
2020 | MISO_MI_2_MISO_IN | MISO_MI | MISO_IN | Internal | Summer | B9 | 800 | 2045 | 0 | 37.89 | 37.88 | 0.01 | 0
2020 | MISO_MI_2_MISO_IN | MISO_MI | MISO_IN | Internal | Summer | B10 | 1262 | 2045 | 0 | 36.2 | 36.18 | 0.01 | 0
2020 | MISO_MI_2_MISO_IN | MISO_MI | MISO_IN | Internal | Winter | B16 | 25 | 2045 | 1519.91 | 56.59 | 56.61 | 0.01 | 0
2020 | MISO_MI_2_MISO_IN | MISO_MI | MISO_IN | Internal | Winter | B17 | 100 | 2045 | 0 | 47.08 | 47.07 | 0.01 | 0
2020 | MISO_MI_2_MISO_IN | MISO_MI | MISO_IN | Internal | Winter | B18 | 400 | 2045 | 0 | 43.13 | 43.12 | 0.01 | 0
2020 | MISO_MI_2_MISO_IN | MISO_MI | MISO_IN | Internal | Winter | B19 | 700 | 2045 | 0 | 41.68 | 41.66 | 0.01 | 0
2020 | MISO_MI_2_MISO_IN | MISO_MI | MISO_IN | Internal | Winter | B20 | 935 | 2045 | 0 | 38.04 | 38.03 | 0.01 | 0
2020 | MISO_MI_2_MISO_WUMS | MISO_MI | MISO_WUMS | Internal | Shoulder | B11 | 25 | 117 | 0 | 56.31 | 56.31 | 0.01 | 0
2020 | MISO_MI_2_MISO_WUMS | MISO_MI | MISO_WUMS | Internal | Shoulder | B12 | 200 | 117 | 0 | 46.29 | 45.31 | 0.01 | 0
2020 | MISO_MI_2_MISO_WUMS | MISO_MI | MISO_WUMS | Internal | Shoulder | B13 | 600 | 117 | 0 | 42.46 | 41.87 | 0.01 | 0
2020 | MISO_MI_2_MISO_WUMS | MISO_MI | MISO_WUMS | Internal | Shoulder | B14 | 900 | 117 | 0 | 40.46 | 40.34 | 0.01 | 0
2020 | MISO_MI_2_MISO_WUMS | MISO_MI | MISO_WUMS | Internal | Shoulder | B15 | 1203 | 117 | 0 | 38.91 | 37.73 | 0.01 | 0
2020 | MISO_MI_2_MISO_WUMS | MISO_MI | MISO_WUMS | Internal | Summer | B1 | 10 | 117 | 0 | 66.45 | 61.04 | 0.01 | 0
2020 | MISO_MI_2_MISO_WUMS | MISO_MI | MISO_WUMS | Internal | Summer | B2 | 25 | 117 | 0 | 64.82 | 61.04 | 0.01 | 0
2020 | MISO_MI_2_MISO_WUMS | MISO_MI | MISO_WUMS | Internal | Summer | B3 | 75 | 117 | 0 | 62.63 | 61.04 | 0.01 | 0
2020 | MISO_MI_2_MISO_WUMS | MISO_MI | MISO_WUMS | Internal | Summer | B4 | 100 | 117 | 117 | 60.35 | 61.04 | 0.01 | 0.67
2020 | MISO_MI_2_MISO_WUMS | MISO_MI | MISO_WUMS | Internal | Summer | B5 | 200 | 117 | 0 | 57.19 | 57.18 | 0.01 | 0
2020 | MISO_MI_2_MISO_WUMS | MISO_MI | MISO_WUMS | Internal | Summer | B6 | 300 | 117 | 0 | 49 | 47.11 | 0.01 | 0
2020 | MISO_MI_2_MISO_WUMS | MISO_MI | MISO_WUMS | Internal | Summer | B7 | 400 | 117 | 0 | 42.08 | 39.47 | 0.01 | 0
2020 | MISO_MI_2_MISO_WUMS | MISO_MI | MISO_WUMS | Internal | Summer | B8 | 500 | 117 | 0 | 38.5 | 38.08 | 0.01 | 0
2020 | MISO_MI_2_MISO_WUMS | MISO_MI | MISO_WUMS | Internal | Summer | B9 | 800 | 117 | 0 | 37.89 | 36.43 | 0.01 | 0
2020 | MISO_MI_2_MISO_WUMS | MISO_MI | MISO_WUMS | Internal | Summer | B10 | 1262 | 117 | 0 | 36.2 | 36.15 | 0.01 | 0
2020 | MISO_MI_2_MISO_WUMS | MISO_MI | MISO_WUMS | Internal | Winter | B16 | 25 | 117 | 0 | 56.59 | 56.58 | 0.01 | 0
2020 | MISO_MI_2_MISO_WUMS | MISO_MI | MISO_WUMS | Internal | Winter | B17 | 100 | 117 | 0 | 47.08 | 47.06 | 0.01 | 0
2020 | MISO_MI_2_MISO_WUMS | MISO_MI | MISO_WUMS | Internal | Winter | B18 | 400 | 117 | 0 | 43.13 | 43.11 | 0.01 | 0
2020 | MISO_MI_2_MISO_WUMS | MISO_MI | MISO_WUMS | Internal | Winter | B19 | 700 | 117 | 117 | 41.68 | 41.87 | 0.01 | 0.19
2020 | MISO_MI_2_MISO_WUMS | MISO_MI | MISO_WUMS | Internal | Winter | B20 | 935 | 117 | 117 | 38.04 | 38.07 | 0.01 | 0.01
2020 | MISO_MI_2_PJM_ROR | MISO_MI | PJM_ROR | Internal | Shoulder | B11 | 25 | 1424 | 0 | 56.31 | 54.31 | 2 | 0
2020 | MISO_MI_2_PJM_ROR | MISO_MI | PJM_ROR | Internal | Shoulder | B12 | 200 | 1424 | 0 | 46.29 | 46.45 | 2 | 0
2020 | MISO_MI_2_PJM_ROR | MISO_MI | PJM_ROR | Internal | Shoulder | B13 | 600 | 1424 | 0 | 42.46 | 43.29 | 2 | 0
2020 | MISO_MI_2_PJM_ROR | MISO_MI | PJM_ROR | Internal | Shoulder | B14 | 900 | 1424 | 0 | 40.46 | 40.57 | 2 | 0
2020 | MISO_MI_2_PJM_ROR | MISO_MI | PJM_ROR | Internal | Shoulder | B15 | 1203 | 1424 | 0 | 38.91 | 37.56 | 2 | 0
2020 | MISO_MI_2_PJM_ROR | MISO_MI | PJM_ROR | Internal | Summer | B1 | 10 | 1424 | 1424 | 66.45 | 68.47 | 2 | 0.02
2020 | MISO_MI_2_PJM_ROR | MISO_MI | PJM_ROR | Internal | Summer | B2 | 25 | 1424 | 0 | 64.82 | 65.84 | 2 | 0
2020 | MISO_MI_2_PJM_ROR | MISO_MI | PJM_ROR | Internal | Summer | B3 | 75 | 1424 | 0 | 62.63 | 62.54 | 2 | 0
2020 | MISO_MI_2_PJM_ROR | MISO_MI | PJM_ROR | Internal | Summer | B4 | 100 | 1424 | 549.01 | 60.35 | 62.35 | 2 | 0
2020 | MISO_MI_2_PJM_ROR | MISO_MI | PJM_ROR | Internal | Summer | B5 | 200 | 1424 | 0 | 57.19 | 55.22 | 2 | 0
2020 | MISO_MI_2_PJM_ROR | MISO_MI | PJM_ROR | Internal | Summer | B6 | 300 | 1424 | 0 | 49 | 49.11 | 2 | 0
2020 | MISO_MI_2_PJM_ROR | MISO_MI | PJM_ROR | Internal | Summer | B7 | 400 | 1424 | 0 | 42.08 | 41.22 | 2 | 0
2020 | MISO_MI_2_PJM_ROR | MISO_MI | PJM_ROR | Internal | Summer | B8 | 500 | 1424 | 0 | 38.5 | 38.45 | 2 | 0
2020 | MISO_MI_2_PJM_ROR | MISO_MI | PJM_ROR | Internal | Summer | B9 | 800 | 1424 | 0 | 37.89 | 36.76 | 2 | 0
2020 | MISO_MI_2_PJM_ROR | MISO_MI | PJM_ROR | Internal | Summer | B10 | 1262 | 1424 | 0 | 36.2 | 35.05 | 2 | 0
2020 | MISO_MI_2_PJM_ROR | MISO_MI | PJM_ROR | Internal | Winter | B16 | 25 | 1424 | 0 | 56.59 | 58.58 | 2 | 0
2020 | MISO_MI_2_PJM_ROR | MISO_MI | PJM_ROR | Internal | Winter | B17 | 100 | 1424 | 0 | 47.08 | 49.06 | 2 | 0
2020 | MISO_MI_2_PJM_ROR | MISO_MI | PJM_ROR | Internal | Winter | B18 | 400 | 1424 | 0 | 43.13 | 44.76 | 2 | 0
2020 | MISO_MI_2_PJM_ROR | MISO_MI | PJM_ROR | Internal | Winter | B19 | 700 | 1424 | 0 | 41.68 | 42.37 | 2 | 0
2020 | MISO_MI_2_PJM_ROR | MISO_MI | PJM_ROR | Internal | Winter | B20 | 935 | 1424 | 0 | 38.04 | 37.94 | 2 | 0
2020 | MISO_MO-IL_2_ENT | MISO_MO-IL | ENT | Internal | Shoulder | B11 | 25 | 2540 | 0 | 59.71 | 60.34 | 8 | 0
2020 | MISO_MO-IL_2_ENT | MISO_MO-IL | ENT | Internal | Shoulder | B12 | 200 | 2540 | 0 | 46.26 | 42.94 | 8 | 0
2020 | MISO_MO-IL_2_ENT | MISO_MO-IL | ENT | Internal | Shoulder | B13 | 600 | 2540 | 0 | 42.44 | 42.82 | 8 | 0
2020 | MISO_MO-IL_2_ENT | MISO_MO-IL | ENT | Internal | Shoulder | B14 | 900 | 2540 | 0 | 40.46 | 42.82 | 8 | 0
2020 | MISO_MO-IL_2_ENT | MISO_MO-IL | ENT | Internal | Shoulder | B15 | 1203 | 2540 | 0 | 38.91 | 42.51 | 8 | 0
2020 | MISO_MO-IL_2_ENT | MISO_MO-IL | ENT | Internal | Summer | B1 | 10 | 2540 | 0 | 66.47 | 66.47 | 8 | 0
2020 | MISO_MO-IL_2_ENT | MISO_MO-IL | ENT | Internal | Summer | B2 | 25 | 2540 | 0 | 64.84 | 64.4 | 8 | 0
2020 | MISO_MO-IL_2_ENT | MISO_MO-IL | ENT | Internal | Summer | B3 | 75 | 2540 | 0 | 62.65 | 63.04 | 8 | 0
2020 | MISO_MO-IL_2_ENT | MISO_MO-IL | ENT | Internal | Summer | B4 | 100 | 2540 | 0 | 61.84 | 63.04 | 8 | 0
2020 | MISO_MO-IL_2_ENT | MISO_MO-IL | ENT | Internal | Summer | B5 | 200 | 2540 | 0 | 57.22 | 58.37 | 8 | 0
2020 | MISO_MO-IL_2_ENT | MISO_MO-IL | ENT | Internal | Summer | B6 | 300 | 2540 | 434.95 | 49.02 | 57.02 | 8 | 0
2020 | MISO_MO-IL_2_ENT | MISO_MO-IL | ENT | Internal | Summer | B7 | 400 | 2540 | 0 | 42.08 | 48.22 | 8 | 0
2020 | MISO_MO-IL_2_ENT | MISO_MO-IL | ENT | Internal | Summer | B8 | 500 | 2540 | 0 | 38.47 | 41.44 | 8 | 0
2020 | MISO_MO-IL_2_ENT | MISO_MO-IL | ENT | Internal | Summer | B9 | 800 | 2540 | 0 | 37.89 | 41.44 | 8 | 0
2020 | MISO_MO-IL_2_ENT | MISO_MO-IL | ENT | Internal | Summer | B10 | 1262 | 2540 | 0 | 36.17 | 41.15 | 8 | 0
2020 | MISO_MO-IL_2_ENT | MISO_MO-IL | ENT | Internal | Winter | B16 | 25 | 2540 | 0 | 56.59 | 63.58 | 8 | 0
2020 | MISO_MO-IL_2_ENT | MISO_MO-IL | ENT | Internal | Winter | B17 | 100 | 2540 | 0 | 47.06 | 45.54 | 8 | 0
2020 | MISO_MO-IL_2_ENT | MISO_MO-IL | ENT | Internal | Winter | B18 | 400 | 2540 | 0 | 43.11 | 45.54 | 8 | 0
2020 | MISO_MO-IL_2_ENT | MISO_MO-IL | ENT | Internal | Winter | B19 | 700 | 2540 | 0 | 41.67 | 45.21 | 8 | 0
2020 | MISO_MO-IL_2_ENT | MISO_MO-IL | ENT | Internal | Winter | B20 | 935 | 2540 | 0 | 38.04 | 44.47 | 8 | 0
2020 | MISO_MO-IL_2_MISO_IN | MISO_MO-IL | MISO_IN | Internal | Shoulder | B11 | 25 | 2100 | 0 | 59.71 | 59.7 | 0.01 | 0
2020 | MISO_MO-IL_2_MISO_IN | MISO_MO-IL | MISO_IN | Internal | Shoulder | B12 | 200 | 2100 | 198.54 | 46.26 | 46.28 | 0.01 | 0
2020 | MISO_MO-IL_2_MISO_IN | MISO_MO-IL | MISO_IN | Internal | Shoulder | B13 | 600 | 2100 | 207.6 | 42.44 | 42.45 | 0.01 | 0
2020 | MISO_MO-IL_2_MISO_IN | MISO_MO-IL | MISO_IN | Internal | Shoulder | B14 | 900 | 2100 | 0 | 40.46 | 40.45 | 0.01 | 0
2020 | MISO_MO-IL_2_MISO_IN | MISO_MO-IL | MISO_IN | Internal | Shoulder | B15 | 1203 | 2100 | 0 | 38.91 | 38.9 | 0.01 | 0
2020 | MISO_MO-IL_2_MISO_IN | MISO_MO-IL | MISO_IN | Internal | Summer | B1 | 10 | 2100 | 0 | 66.47 | 66.46 | 0.01 | 0
2020 | MISO_MO-IL_2_MISO_IN | MISO_MO-IL | MISO_IN | Internal | Summer | B2 | 25 | 2100 | 0 | 64.84 | 64.83 | 0.01 | 0
2020 | MISO_MO-IL_2_MISO_IN | MISO_MO-IL | MISO_IN | Internal | Summer | B3 | 75 | 2100 | 0 | 62.65 | 62.64 | 0.01 | 0
2020 | MISO_MO-IL_2_MISO_IN | MISO_MO-IL | MISO_IN | Internal | Summer | B4 | 100 | 2100 | 0 | 61.84 | 61.83 | 0.01 | 0
2020 | MISO_MO-IL_2_MISO_IN | MISO_MO-IL | MISO_IN | Internal | Summer | B5 | 200 | 2100 | 0 | 57.22 | 57.21 | 0.01 | 0
2020 | MISO_MO-IL_2_MISO_IN | MISO_MO-IL | MISO_IN | Internal | Summer | B6 | 300 | 2100 | 0 | 49.02 | 49.01 | 0.01 | 0
2020 | MISO_MO-IL_2_MISO_IN | MISO_MO-IL | MISO_IN | Internal | Summer | B7 | 400 | 2100 | 0 | 42.08 | 42.07 | 0.01 | 0
2020 | MISO_MO-IL_2_MISO_IN | MISO_MO-IL | MISO_IN | Internal | Summer | B8 | 500 | 2100 | 209.17 | 38.47 | 38.48 | 0.01 | 0
2020 | MISO_MO-IL_2_MISO_IN | MISO_MO-IL | MISO_IN | Internal | Summer | B9 | 800 | 2100 | 0 | 37.89 | 37.88 | 0.01 | 0
2020 | MISO_MO-IL_2_MISO_IN | MISO_MO-IL | MISO_IN | Internal | Summer | B10 | 1262 | 2100 | 664.21 | 36.17 | 36.18 | 0.01 | 0
2020 | MISO_MO-IL_2_MISO_IN | MISO_MO-IL | MISO_IN | Internal | Winter | B16 | 25 | 2100 | 745.22 | 56.59 | 56.61 | 0.01 | 0
2020 | MISO_MO-IL_2_MISO_IN | MISO_MO-IL | MISO_IN | Internal | Winter | B17 | 100 | 2100 | 1041.2 | 47.06 | 47.07 | 0.01 | 0
2020 | MISO_MO-IL_2_MISO_IN | MISO_MO-IL | MISO_IN | Internal | Winter | B18 | 400 | 2100 | 509.36 | 43.11 | 43.12 | 0.01 | 0
2020 | MISO_MO-IL_2_MISO_IN | MISO_MO-IL | MISO_IN | Internal | Winter | B19 | 700 | 2100 | 0 | 41.67 | 41.66 | 0.01 | 0
2020 | MISO_MO-IL_2_MISO_IN | MISO_MO-IL | MISO_IN | Internal | Winter | B20 | 935 | 2100 | 0 | 38.04 | 38.03 | 0.01 | 0
2020 | MISO_MO-IL_2_MISO_W | MISO_MO-IL | MISO_W | Internal | Shoulder | B11 | 25 | 960 | 504.02 | 59.71 | 59.72 | 0.01 | 0
2020 | MISO_MO-IL_2_MISO_W | MISO_MO-IL | MISO_W | Internal | Shoulder | B12 | 200 | 960 | 0 | 46.26 | 46.25 | 0.01 | 0
2020 | MISO_MO-IL_2_MISO_W | MISO_MO-IL | MISO_W | Internal | Shoulder | B13 | 600 | 960 | 145.9 | 42.44 | 42.45 | 0.01 | 0
2020 | MISO_MO-IL_2_MISO_W | MISO_MO-IL | MISO_W | Internal | Shoulder | B14 | 900 | 960 | 520.22 | 40.46 | 40.48 | 0.01 | 0
2020 | MISO_MO-IL_2_MISO_W | MISO_MO-IL | MISO_W | Internal | Shoulder | B15 | 1203 | 960 | 875.77 | 38.91 | 38.92 | 0.01 | 0
2020 | MISO_MO-IL_2_MISO_W | MISO_MO-IL | MISO_W | Internal | Summer | B1 | 10 | 960 | 0.02 | 66.47 | 66.47 | 0.01 | 0
2020 | MISO_MO-IL_2_MISO_W | MISO_MO-IL | MISO_W | Internal | Summer | B2 | 25 | 960 | 960 | 64.84 | 65.2 | 0.01 | 0.34
2020 | MISO_MO-IL_2_MISO_W | MISO_MO-IL | MISO_W | Internal | Summer | B3 | 75 | 960 | 960 | 62.65 | 64.96 | 0.01 | 2.29
2020 | MISO_MO-IL_2_MISO_W | MISO_MO-IL | MISO_W | Internal | Summer | B4 | 100 | 960 | 960 | 61.84 | 64.04 | 0.01 | 2.19
2020 | MISO_MO-IL_2_MISO_W | MISO_MO-IL | MISO_W | Internal | Summer | B5 | 200 | 960 | 960 | 57.22 | 63.02 | 0.01 | 5.79
2020 | MISO_MO-IL_2_MISO_W | MISO_MO-IL | MISO_W | Internal | Summer | B6 | 300 | 960 | 960 | 49.02 | 50.02 | 0.01 | 0.99
2020 | MISO_MO-IL_2_MISO_W | MISO_MO-IL | MISO_W | Internal | Summer | B7 | 400 | 960 | 960 | 42.08 | 42.3 | 0.01 | 0.21
2020 | MISO_MO-IL_2_MISO_W | MISO_MO-IL | MISO_W | Internal | Summer | B8 | 500 | 960 | 0 | 38.47 | 38.46 | 0.01 | 0
2020 | MISO_MO-IL_2_MISO_W | MISO_MO-IL | MISO_W | Internal | Summer | B9 | 800 | 960 | 960 | 37.89 | 38.29 | 0.01 | 0.39
2020 | MISO_MO-IL_2_MISO_W | MISO_MO-IL | MISO_W | Internal | Summer | B10 | 1262 | 960 | 0 | 36.17 | 36.16 | 0.01 | 0
2020 | MISO_MO-IL_2_MISO_W | MISO_MO-IL | MISO_W | Internal | Winter | B16 | 25 | 960 | 0 | 56.59 | 56.58 | 0.01 | 0
2020 | MISO_MO-IL_2_MISO_W | MISO_MO-IL | MISO_W | Internal | Winter | B17 | 100 | 960 | 0 | 47.06 | 47.04 | 0.01 | 0
2020 | MISO_MO-IL_2_MISO_W | MISO_MO-IL | MISO_W | Internal | Winter | B18 | 400 | 960 | 449.22 | 43.11 | 43.12 | 0.01 | 0
2020 | MISO_MO-IL_2_MISO_W | MISO_MO-IL | MISO_W | Internal | Winter | B19 | 700 | 960 | 960 | 41.67 | 42.76 | 0.01 | 1.08
2020 | MISO_MO-IL_2_MISO_W | MISO_MO-IL | MISO_W | Internal | Winter | B20 | 935 | 960 | 102.41 | 38.04 | 38.05 | 0.01 | 0
2020 | MISO_MO-IL_2_PJM_ROR | MISO_MO-IL | PJM_ROR | Internal | Shoulder | B11 | 25 | 1212 | 0 | 59.71 | 54.31 | 2 | 0
2020 | MISO_MO-IL_2_PJM_ROR | MISO_MO-IL | PJM_ROR | Internal | Shoulder | B12 | 200 | 1212 | 0 | 46.26 | 46.45 | 2 | 0
2020 | MISO_MO-IL_2_PJM_ROR | MISO_MO-IL | PJM_ROR | Internal | Shoulder | B13 | 600 | 1212 | 0 | 42.44 | 43.29 | 2 | 0
2020 | MISO_MO-IL_2_PJM_ROR | MISO_MO-IL | PJM_ROR | Internal | Shoulder | B14 | 900 | 1212 | 0 | 40.46 | 40.57 | 2 | 0
2020 | MISO_MO-IL_2_PJM_ROR | MISO_MO-IL | PJM_ROR | Internal | Shoulder | B15 | 1203 | 1212 | 0 | 38.91 | 37.56 | 2 | 0
2020 | MISO_MO-IL_2_PJM_ROR | MISO_MO-IL | PJM_ROR | Internal | Summer | B1 | 10 | 1212 | 58.37 | 66.47 | 68.47 | 2 | 0
2020 | MISO_MO-IL_2_PJM_ROR | MISO_MO-IL | PJM_ROR | Internal | Summer | B2 | 25 | 1212 | 0 | 64.84 | 65.84 | 2 | 0
2020 | MISO_MO-IL_2_PJM_ROR | MISO_MO-IL | PJM_ROR | Internal | Summer | B3 | 75 | 1212 | 0 | 62.65 | 62.54 | 2 | 0
2020 | MISO_MO-IL_2_PJM_ROR | MISO_MO-IL | PJM_ROR | Internal | Summer | B4 | 100 | 1212 | 0 | 61.84 | 62.35 | 2 | 0
2020 | MISO_MO-IL_2_PJM_ROR | MISO_MO-IL | PJM_ROR | Internal | Summer | B5 | 200 | 1212 | 0 | 57.22 | 55.22 | 2 | 0
2020 | MISO_MO-IL_2_PJM_ROR | MISO_MO-IL | PJM_ROR | Internal | Summer | B6 | 300 | 1212 | 0 | 49.02 | 49.11 | 2 | 0
2020 | MISO_MO-IL_2_PJM_ROR | MISO_MO-IL | PJM_ROR | Internal | Summer | B7 | 400 | 1212 | 0 | 42.08 | 41.22 | 2 | 0
2020 | MISO_MO-IL_2_PJM_ROR | MISO_MO-IL | PJM_ROR | Internal | Summer | B8 | 500 | 1212 | 0 | 38.47 | 38.45 | 2 | 0
2020 | MISO_MO-IL_2_PJM_ROR | MISO_MO-IL | PJM_ROR | Internal | Summer | B9 | 800 | 1212 | 0 | 37.89 | 36.76 | 2 | 0
2020 | MISO_MO-IL_2_PJM_ROR | MISO_MO-IL | PJM_ROR | Internal | Summer | B10 | 1262 | 1212 | 0 | 36.17 | 35.05 | 2 | 0
2020 | MISO_MO-IL_2_PJM_ROR | MISO_MO-IL | PJM_ROR | Internal | Winter | B16 | 25 | 1212 | 0 | 56.59 | 58.58 | 2 | 0
2020 | MISO_MO-IL_2_PJM_ROR | MISO_MO-IL | PJM_ROR | Internal | Winter | B17 | 100 | 1212 | 4.02 | 47.06 | 49.06 | 2 | 0
2020 | MISO_MO-IL_2_PJM_ROR | MISO_MO-IL | PJM_ROR | Internal | Winter | B18 | 400 | 1212 | 0 | 43.11 | 44.76 | 2 | 0
2020 | MISO_MO-IL_2_PJM_ROR | MISO_MO-IL | PJM_ROR | Internal | Winter | B19 | 700 | 1212 | 0 | 41.67 | 42.37 | 2 | 0
2020 | MISO_MO-IL_2_PJM_ROR | MISO_MO-IL | PJM_ROR | Internal | Winter | B20 | 935 | 1212 | 0 | 38.04 | 37.94 | 2 | 0
2020 | MISO_MO-IL_2_SPP_N | MISO_MO-IL | SPP_N | Internal | Shoulder | B11 | 25 | 2000 | 0 | 59.71 | 63.77 | 8 | 0
2020 | MISO_MO-IL_2_SPP_N | MISO_MO-IL | SPP_N | Internal | Shoulder | B12 | 200 | 2000 | 0 | 46.26 | 44.18 | 8 | 0
2020 | MISO_MO-IL_2_SPP_N | MISO_MO-IL | SPP_N | Internal | Shoulder | B13 | 600 | 2000 | 0 | 42.44 | 42.46 | 8 | 0
2020 | MISO_MO-IL_2_SPP_N | MISO_MO-IL | SPP_N | Internal | Shoulder | B14 | 900 | 2000 | 0 | 40.46 | 41.53 | 8 | 0
2020 | MISO_MO-IL_2_SPP_N | MISO_MO-IL | SPP_N | Internal | Shoulder | B15 | 1203 | 2000 | 0 | 38.91 | 41.04 | 8 | 0
2020 | MISO_MO-IL_2_SPP_N | MISO_MO-IL | SPP_N | Internal | Summer | B1 | 10 | 2000 | 0 | 66.47 | 67.44 | 8 | 0
2020 | MISO_MO-IL_2_SPP_N | MISO_MO-IL | SPP_N | Internal | Summer | B2 | 25 | 2000 | 0 | 64.84 | 67.44 | 8 | 0
2020 | MISO_MO-IL_2_SPP_N | MISO_MO-IL | SPP_N | Internal | Summer | B3 | 75 | 2000 | 0 | 62.65 | 67.44 | 8 | 0
2020 | MISO_MO-IL_2_SPP_N | MISO_MO-IL | SPP_N | Internal | Summer | B4 | 100 | 2000 | 0 | 61.84 | 67.09 | 8 | 0
2020 | MISO_MO-IL_2_SPP_N | MISO_MO-IL | SPP_N | Internal | Summer | B5 | 200 | 2000 | 0 | 57.22 | 63.03 | 8 | 0
2020 | MISO_MO-IL_2_SPP_N | MISO_MO-IL | SPP_N | Internal | Summer | B6 | 300 | 2000 | 100.53 | 49.02 | 57.02 | 8 | 0
2020 | MISO_MO-IL_2_SPP_N | MISO_MO-IL | SPP_N | Internal | Summer | B7 | 400 | 2000 | 0 | 42.08 | 49.3 | 8 | 0
2020 | MISO_MO-IL_2_SPP_N | MISO_MO-IL | SPP_N | Internal | Summer | B8 | 500 | 2000 | 0 | 38.47 | 41.43 | 8 | 0
2020 | MISO_MO-IL_2_SPP_N | MISO_MO-IL | SPP_N | Internal | Summer | B9 | 800 | 2000 | 0 | 37.89 | 40.53 | 8 | 0
2020 | MISO_MO-IL_2_SPP_N | MISO_MO-IL | SPP_N | Internal | Summer | B10 | 1262 | 2000 | 0 | 36.17 | 37.55 | 8 | 0
2020 | MISO_MO-IL_2_SPP_N | MISO_MO-IL | SPP_N | Internal | Winter | B16 | 25 | 2000 | 0 | 56.59 | 60.65 | 8 | 0
2020 | MISO_MO-IL_2_SPP_N | MISO_MO-IL | SPP_N | Internal | Winter | B17 | 100 | 2000 | 0 | 47.06 | 45.35 | 8 | 0
2020 | MISO_MO-IL_2_SPP_N | MISO_MO-IL | SPP_N | Internal | Winter | B18 | 400 | 2000 | 0 | 43.11 | 43.81 | 8 | 0
2020 | MISO_MO-IL_2_SPP_N | MISO_MO-IL | SPP_N | Internal | Winter | B19 | 700 | 2000 | 0 | 41.67 | 43.81 | 8 | 0
2020 | MISO_MO-IL_2_SPP_N | MISO_MO-IL | SPP_N | Internal | Winter | B20 | 935 | 2000 | 0 | 38.04 | 43.29 | 8 | 0
2020 | MISO_MO-IL_2_TVA_Transmission | MISO_MO-IL | TVA_Transmission | Internal | Shoulder | B11 | 25 | 4000 | 0 | 59.71 | 60.03 | 8 | 0
2020 | MISO_MO-IL_2_TVA_Transmission | MISO_MO-IL | TVA_Transmission | Internal | Shoulder | B12 | 200 | 4000 | 0 | 46.26 | 48.24 | 8 | 0
2020 | MISO_MO-IL_2_TVA_Transmission | MISO_MO-IL | TVA_Transmission | Internal | Shoulder | B13 | 600 | 4000 | 0 | 42.44 | 45.91 | 8 | 0
2020 | MISO_MO-IL_2_TVA_Transmission | MISO_MO-IL | TVA_Transmission | Internal | Shoulder | B14 | 900 | 4000 | 0 | 40.46 | 44.72 | 8 | 0
2020 | MISO_MO-IL_2_TVA_Transmission | MISO_MO-IL | TVA_Transmission | Internal | Shoulder | B15 | 1203 | 4000 | 0 | 38.91 | 43.08 | 8 | 0
2020 | MISO_MO-IL_2_TVA_Transmission | MISO_MO-IL | TVA_Transmission | Internal | Summer | B1 | 10 | 4000 | 180.25 | 66.47 | 74.47 | 8 | 0
2020 | MISO_MO-IL_2_TVA_Transmission | MISO_MO-IL | TVA_Transmission | Internal | Summer | B2 | 25 | 4000 | 0 | 64.84 | 71.84 | 8 | 0
2020 | MISO_MO-IL_2_TVA_Transmission | MISO_MO-IL | TVA_Transmission | Internal | Summer | B3 | 75 | 4000 | 0 | 62.65 | 68.44 | 8 | 0
2020 | MISO_MO-IL_2_TVA_Transmission | MISO_MO-IL | TVA_Transmission | Internal | Summer | B4 | 100 | 4000 | 0 | 61.84 | 68.35 | 8 | 0
2020 | MISO_MO-IL_2_TVA_Transmission | MISO_MO-IL | TVA_Transmission | Internal | Summer | B5 | 200 | 4000 | 0 | 57.22 | 61.22 | 8 | 0
2020 | MISO_MO-IL_2_TVA_Transmission | MISO_MO-IL | TVA_Transmission | Internal | Summer | B6 | 300 | 4000 | 0 | 49.02 | 54.14 | 8 | 0
2020 | MISO_MO-IL_2_TVA_Transmission | MISO_MO-IL | TVA_Transmission | Internal | Summer | B7 | 400 | 4000 | 0 | 42.08 | 47.22 | 8 | 0
2020 | MISO_MO-IL_2_TVA_Transmission | MISO_MO-IL | TVA_Transmission | Internal | Summer | B8 | 500 | 4000 | 0 | 38.47 | 42.58 | 8 | 0
2020 | MISO_MO-IL_2_TVA_Transmission | MISO_MO-IL | TVA_Transmission | Internal | Summer | B9 | 800 | 4000 | 0 | 37.89 | 41.95 | 8 | 0
2020 | MISO_MO-IL_2_TVA_Transmission | MISO_MO-IL | TVA_Transmission | Internal | Summer | B10 | 1262 | 4000 | 0 | 36.17 | 39.23 | 8 | 0
2020 | MISO_MO-IL_2_TVA_Transmission | MISO_MO-IL | TVA_Transmission | Internal | Winter | B16 | 25 | 4000 | 0 | 56.59 | 64.58 | 8 | 0
2020 | MISO_MO-IL_2_TVA_Transmission | MISO_MO-IL | TVA_Transmission | Internal | Winter | B17 | 100 | 4000 | 0 | 47.06 | 50.59 | 8 | 0
2020 | MISO_MO-IL_2_TVA_Transmission | MISO_MO-IL | TVA_Transmission | Internal | Winter | B18 | 400 | 4000 | 0 | 43.11 | 46.69 | 8 | 0
2020 | MISO_MO-IL_2_TVA_Transmission | MISO_MO-IL | TVA_Transmission | Internal | Winter | B19 | 700 | 4000 | 0 | 41.67 | 45.23 | 8 | 0
2020 | MISO_MO-IL_2_TVA_Transmission | MISO_MO-IL | TVA_Transmission | Internal | Winter | B20 | 935 | 4000 | 0 | 38.04 | 43.27 | 8 | 0
2020 | MISO_W_2_MAPP_CA | MISO_W | MAPP_CA | Internal | Shoulder | B11 | 25 | 700 | 0 | 59.72 | 49.28 | 0.01 | 0
2020 | MISO_W_2_MAPP_CA | MISO_W | MAPP_CA | Internal | Shoulder | B12 | 200 | 700 | 0 | 46.25 | 46.24 | 0.01 | 0
2020 | MISO_W_2_MAPP_CA | MISO_W | MAPP_CA | Internal | Shoulder | B13 | 600 | 700 | 0 | 42.45 | 42.44 | 0.01 | 0
2020 | MISO_W_2_MAPP_CA | MISO_W | MAPP_CA | Internal | Shoulder | B14 | 900 | 700 | 700 | 40.48 | 40.75 | 0.01 | 0.26
2020 | MISO_W_2_MAPP_CA | MISO_W | MAPP_CA | Internal | Shoulder | B15 | 1203 | 700 | 700 | 38.92 | 40.75 | 0.01 | 1.82
2020 | MISO_W_2_MAPP_CA | MISO_W | MAPP_CA | Internal | Summer | B1 | 10 | 700 | 0 | 66.47 | 52.47 | 0.01 | 0
2020 | MISO_W_2_MAPP_CA | MISO_W | MAPP_CA | Internal | Summer | B2 | 25 | 700 | 0 | 65.2 | 52.01 | 0.01 | 0
2020 | MISO_W_2_MAPP_CA | MISO_W | MAPP_CA | Internal | Summer | B3 | 75 | 700 | 0 | 64.96 | 52.01 | 0.01 | 0
2020 | MISO_W_2_MAPP_CA | MISO_W | MAPP_CA | Internal | Summer | B4 | 100 | 700 | 0 | 64.04 | 52.01 | 0.01 | 0
2020 | MISO_W_2_MAPP_CA | MISO_W | MAPP_CA | Internal | Summer | B5 | 200 | 700 | 0 | 63.02 | 49.28 | 0.01 | 0
2020 | MISO_W_2_MAPP_CA | MISO_W | MAPP_CA | Internal | Summer | B6 | 300 | 700 | 0 | 50.02 | 49.28 | 0.01 | 0
2020 | MISO_W_2_MAPP_CA | MISO_W | MAPP_CA | Internal | Summer | B7 | 400 | 700 | 0 | 42.3 | 42.29 | 0.01 | 0
2020 | MISO_W_2_MAPP_CA | MISO_W | MAPP_CA | Internal | Summer | B8 | 500 | 700 | 0 | 38.46 | 38.45 | 0.01 | 0
2020 | MISO_W_2_MAPP_CA | MISO_W | MAPP_CA | Internal | Summer | B9 | 800 | 700 | 700 | 38.29 | 38.45 | 0.01 | 0.15
2020 | MISO_W_2_MAPP_CA | MISO_W | MAPP_CA | Internal | Summer | B10 | 1262 | 700 | 700 | 36.16 | 38.45 | 0.01 | 2.28
2020 | MISO_W_2_MAPP_CA | MISO_W | MAPP_CA | Internal | Winter | B16 | 25 | 700 | 0 | 56.58 | 56.57 | 0.01 | 0
2020 | MISO_W_2_MAPP_CA | MISO_W | MAPP_CA | Internal | Winter | B17 | 100 | 700 | 0 | 47.04 | 47.04 | 0.01 | 0
2020 | MISO_W_2_MAPP_CA | MISO_W | MAPP_CA | Internal | Winter | B18 | 400 | 700 | 700 | 43.12 | 43.97 | 0.01 | 0.84
2020 | MISO_W_2_MAPP_CA | MISO_W | MAPP_CA | Internal | Winter | B19 | 700 | 700 | 700 | 42.76 | 43.97 | 0.01 | 1.19
2020 | MISO_W_2_MAPP_CA | MISO_W | MAPP_CA | Internal | Winter | B20 | 935 | 700 | 700 | 38.05 | 43.97 | 0.01 | 5.9
2020 | MISO_W_2_MISO_MO-IL | MISO_W | MISO_MO-IL | Internal | Shoulder | B11 | 25 | 3800 | 0 | 59.72 | 59.71 | 0.01 | 0
2020 | MISO_W_2_MISO_MO-IL | MISO_W | MISO_MO-IL | Internal | Shoulder | B12 | 200 | 3800 | 530.14 | 46.25 | 46.26 | 0.01 | 0
2020 | MISO_W_2_MISO_MO-IL | MISO_W | MISO_MO-IL | Internal | Shoulder | B13 | 600 | 3800 | 0 | 42.45 | 42.44 | 0.01 | 0
2020 | MISO_W_2_MISO_MO-IL | MISO_W | MISO_MO-IL | Internal | Shoulder | B14 | 900 | 3800 | 0 | 40.48 | 40.46 | 0.01 | 0
2020 | MISO_W_2_MISO_MO-IL | MISO_W | MISO_MO-IL | Internal | Shoulder | B15 | 1203 | 3800 | 0 | 38.92 | 38.91 | 0.01 | 0
2020 | MISO_W_2_MISO_MO-IL | MISO_W | MISO_MO-IL | Internal | Summer | B1 | 10 | 3800 | 0.02 | 66.47 | 66.47 | 0.01 | 0
2020 | MISO_W_2_MISO_MO-IL | MISO_W | MISO_MO-IL | Internal | Summer | B2 | 25 | 3800 | 0 | 65.2 | 64.84 | 0.01 | 0
2020 | MISO_W_2_MISO_MO-IL | MISO_W | MISO_MO-IL | Internal | Summer | B3 | 75 | 3800 | 0 | 64.96 | 62.65 | 0.01 | 0
2020 | MISO_W_2_MISO_MO-IL | MISO_W | MISO_MO-IL | Internal | Summer | B4 | 100 | 3800 | 0 | 64.04 | 61.84 | 0.01 | 0
2020 | MISO_W_2_MISO_MO-IL | MISO_W | MISO_MO-IL | Internal | Summer | B5 | 200 | 3800 | 0 | 63.02 | 57.22 | 0.01 | 0
2020 | MISO_W_2_MISO_MO-IL | MISO_W | MISO_MO-IL | Internal | Summer | B6 | 300 | 3800 | 0 | 50.02 | 49.02 | 0.01 | 0
2020 | MISO_W_2_MISO_MO-IL | MISO_W | MISO_MO-IL | Internal | Summer | B7 | 400 | 3800 | 0 | 42.3 | 42.08 | 0.01 | 0
2020 | MISO_W_2_MISO_MO-IL | MISO_W | MISO_MO-IL | Internal | Summer | B8 | 500 | 3800 | 1696.36 | 38.46 | 38.47 | 0.01 | 0
2020 | MISO_W_2_MISO_MO-IL | MISO_W | MISO_MO-IL | Internal | Summer | B9 | 800 | 3800 | 0 | 38.29 | 37.89 | 0.01 | 0
2020 | MISO_W_2_MISO_MO-IL | MISO_W | MISO_MO-IL | Internal | Summer | B10 | 1262 | 3800 | 446.59 | 36.16 | 36.17 | 0.01 | 0
2020 | MISO_W_2_MISO_MO-IL | MISO_W | MISO_MO-IL | Internal | Winter | B16 | 25 | 3800 | 1123.36 | 56.58 | 56.59 | 0.01 | 0
2020 | MISO_W_2_MISO_MO-IL | MISO_W | MISO_MO-IL | Internal | Winter | B17 | 100 | 3800 | 654.96 | 47.04 | 47.06 | 0.01 | 0
2020 | MISO_W_2_MISO_MO-IL | MISO_W | MISO_MO-IL | Internal | Winter | B18 | 400 | 3800 | 0 | 43.12 | 43.11 | 0.01 | 0
2020 | MISO_W_2_MISO_MO-IL | MISO_W | MISO_MO-IL | Internal | Winter | B19 | 700 | 3800 | 0 | 42.76 | 41.67 | 0.01 | 0
2020 | MISO_W_2_MISO_MO-IL | MISO_W | MISO_MO-IL | Internal | Winter | B20 | 935 | 3800 | 0 | 38.05 | 38.04 | 0.01 | 0
2020 | MISO_W_2_MISO_WUMS | MISO_W | MISO_WUMS | Internal | Shoulder | B11 | 25 | 1629 | 0 | 59.72 | 56.31 | 0.01 | 0
2020 | MISO_W_2_MISO_WUMS | MISO_W | MISO_WUMS | Internal | Shoulder | B12 | 200 | 1629 | 0 | 46.25 | 45.31 | 0.01 | 0
2020 | MISO_W_2_MISO_WUMS | MISO_W | MISO_WUMS | Internal | Shoulder | B13 | 600 | 1629 | 0 | 42.45 | 41.87 | 0.01 | 0
2020 | MISO_W_2_MISO_WUMS | MISO_W | MISO_WUMS | Internal | Shoulder | B14 | 900 | 1629 | 0 | 40.48 | 40.34 | 0.01 | 0
2020 | MISO_W_2_MISO_WUMS | MISO_W | MISO_WUMS | Internal | Shoulder | B15 | 1203 | 1629 | 0 | 38.92 | 37.73 | 0.01 | 0
2020 | MISO_W_2_MISO_WUMS | MISO_W | MISO_WUMS | Internal | Summer | B1 | 10 | 1629 | 0 | 66.47 | 61.04 | 0.01 | 0
2020 | MISO_W_2_MISO_WUMS | MISO_W | MISO_WUMS | Internal | Summer | B2 | 25 | 1629 | 0 | 65.2 | 61.04 | 0.01 | 0
2020 | MISO_W_2_MISO_WUMS | MISO_W | MISO_WUMS | Internal | Summer | B3 | 75 | 1629 | 0 | 64.96 | 61.04 | 0.01 | 0
2020 | MISO_W_2_MISO_WUMS | MISO_W | MISO_WUMS | Internal | Summer | B4 | 100 | 1629 | 0 | 64.04 | 61.04 | 0.01 | 0
2020 | MISO_W_2_MISO_WUMS | MISO_W | MISO_WUMS | Internal | Summer | B5 | 200 | 1629 | 0 | 63.02 | 57.18 | 0.01 | 0
2020 | MISO_W_2_MISO_WUMS | MISO_W | MISO_WUMS | Internal | Summer | B6 | 300 | 1629 | 0 | 50.02 | 47.11 | 0.01 | 0
2020 | MISO_W_2_MISO_WUMS | MISO_W | MISO_WUMS | Internal | Summer | B7 | 400 | 1629 | 0 | 42.3 | 39.47 | 0.01 | 0
2020 | MISO_W_2_MISO_WUMS | MISO_W | MISO_WUMS | Internal | Summer | B8 | 500 | 1629 | 0 | 38.46 | 38.08 | 0.01 | 0
2020 | MISO_W_2_MISO_WUMS | MISO_W | MISO_WUMS | Internal | Summer | B9 | 800 | 1629 | 0 | 38.29 | 36.43 | 0.01 | 0
2020 | MISO_W_2_MISO_WUMS | MISO_W | MISO_WUMS | Internal | Summer | B10 | 1262 | 1629 | 0 | 36.16 | 36.15 | 0.01 | 0
2020 | MISO_W_2_MISO_WUMS | MISO_W | MISO_WUMS | Internal | Winter | B16 | 25 | 1629 | 0 | 56.58 | 56.58 | 0.01 | 0
2020 | MISO_W_2_MISO_WUMS | MISO_W | MISO_WUMS | Internal | Winter | B17 | 100 | 1629 | 4.01 | 47.04 | 47.06 | 0.01 | 0
2020 | MISO_W_2_MISO_WUMS | MISO_W | MISO_WUMS | Internal | Winter | B18 | 400 | 1629 | 0 | 43.12 | 43.11 | 0.01 | 0
2020 | MISO_W_2_MISO_WUMS | MISO_W | MISO_WUMS | Internal | Winter | B19 | 700 | 1629 | 0 | 42.76 | 41.87 | 0.01 | 0
2020 | MISO_W_2_MISO_WUMS | MISO_W | MISO_WUMS | Internal | Winter | B20 | 935 | 1629 | 348.46 | 38.05 | 38.07 | 0.01 | 0
2020 | MISO_W_2_NE | MISO_W | NE | Internal | Shoulder | B11 | 25 | 2800 | 0 | 59.72 | 63.76 | 7 | 0
2020 | MISO_W_2_NE | MISO_W | NE | Internal | Shoulder | B12 | 200 | 2800 | 0 | 46.25 | 44.19 | 7 | 0
2020 | MISO_W_2_NE | MISO_W | NE | Internal | Shoulder | B13 | 600 | 2800 | 0 | 42.45 | 42.45 | 7 | 0
2020 | MISO_W_2_NE | MISO_W | NE | Internal | Shoulder | B14 | 900 | 2800 | 0 | 40.48 | 41.52 | 7 | 0
2020 | MISO_W_2_NE | MISO_W | NE | Internal | Shoulder | B15 | 1203 | 2800 | 0 | 38.92 | 41.03 | 7 | 0
2020 | MISO_W_2_NE | MISO_W | NE | Internal | Summer | B1 | 10 | 2800 | 0 | 66.47 | 66.47 | 7 | 0
2020 | MISO_W_2_NE | MISO_W | NE | Internal | Summer | B2 | 25 | 2800 | 0 | 65.2 | 66.01 | 7 | 0
2020 | MISO_W_2_NE | MISO_W | NE | Internal | Summer | B3 | 75 | 2800 | 0 | 64.96 | 66.01 | 7 | 0
2020 | MISO_W_2_NE | MISO_W | NE | Internal | Summer | B4 | 100 | 2800 | 0 | 64.04 | 66.01 | 7 | 0
2020 | MISO_W_2_NE | MISO_W | NE | Internal | Summer | B5 | 200 | 2800 | 0 | 63.02 | 63.02 | 7 | 0
2020 | MISO_W_2_NE | MISO_W | NE | Internal | Summer | B6 | 300 | 2800 | 0 | 50.02 | 55.39 | 7 | 0
2020 | MISO_W_2_NE | MISO_W | NE | Internal | Summer | B7 | 400 | 2800 | 0 | 42.3 | 42.3 | 7 | 0
2020 | MISO_W_2_NE | MISO_W | NE | Internal | Summer | B8 | 500 | 2800 | 0 | 38.46 | 40.52 | 7 | 0
2020 | MISO_W_2_NE | MISO_W | NE | Internal | Summer | B9 | 800 | 2800 | 0 | 38.29 | 40.52 | 7 | 0
2020 | MISO_W_2_NE | MISO_W | NE | Internal | Summer | B10 | 1262 | 2800 | 0 | 36.16 | 37.54 | 7 | 0
2020 | MISO_W_2_NE | MISO_W | NE | Internal | Winter | B16 | 25 | 2800 | 0 | 56.58 | 56.58 | 7 | 0
2020 | MISO_W_2_NE | MISO_W | NE | Internal | Winter | B17 | 100 | 2800 | 0 | 47.04 | 45.33 | 7 | 0
2020 | MISO_W_2_NE | MISO_W | NE | Internal | Winter | B18 | 400 | 2800 | 0 | 43.12 | 43.79 | 7 | 0
2020 | MISO_W_2_NE | MISO_W | NE | Internal | Winter | B19 | 700 | 2800 | 0 | 42.76 | 43.79 | 7 | 0
2020 | MISO_W_2_NE | MISO_W | NE | Internal | Winter | B20 | 935 | 2800 | 0 | 38.05 | 40.52 | 7 | 0
2020 | MISO_W_2_PJM_ROR | MISO_W | PJM_ROR | Internal | Shoulder | B11 | 25 | 773 | 0 | 59.72 | 54.31 | 2 | 0
2020 | MISO_W_2_PJM_ROR | MISO_W | PJM_ROR | Internal | Shoulder | B12 | 200 | 773 | 0 | 46.25 | 46.45 | 2 | 0
2020 | MISO_W_2_PJM_ROR | MISO_W | PJM_ROR | Internal | Shoulder | B13 | 600 | 773 | 0 | 42.45 | 43.29 | 2 | 0
2020 | MISO_W_2_PJM_ROR | MISO_W | PJM_ROR | Internal | Shoulder | B14 | 900 | 773 | 0 | 40.48 | 40.57 | 2 | 0
2020 | MISO_W_2_PJM_ROR | MISO_W | PJM_ROR | Internal | Shoulder | B15 | 1203 | 773 | 0 | 38.92 | 37.56 | 2 | 0
2020 | MISO_W_2_PJM_ROR | MISO_W | PJM_ROR | Internal | Summer | B1 | 10 | 773 | 171.54 | 66.47 | 68.47 | 2 | 0
2020 | MISO_W_2_PJM_ROR | MISO_W | PJM_ROR | Internal | Summer | B2 | 25 | 773 | 0 | 65.2 | 65.84 | 2 | 0
2020 | MISO_W_2_PJM_ROR | MISO_W | PJM_ROR | Internal | Summer | B3 | 75 | 773 | 0 | 64.96 | 62.54 | 2 | 0
2020 | MISO_W_2_PJM_ROR | MISO_W | PJM_ROR | Internal | Summer | B4 | 100 | 773 | 0 | 64.04 | 62.35 | 2 | 0
2020 | MISO_W_2_PJM_ROR | MISO_W | PJM_ROR | Internal | Summer | B5 | 200 | 773 | 0 | 63.02 | 55.22 | 2 | 0
2020 | MISO_W_2_PJM_ROR | MISO_W | PJM_ROR | Internal | Summer | B6 | 300 | 773 | 0 | 50.02 | 49.11 | 2 | 0
2020 | MISO_W_2_PJM_ROR | MISO_W | PJM_ROR | Internal | Summer | B7 | 400 | 773 | 0 | 42.3 | 41.22 | 2 | 0
2020 | MISO_W_2_PJM_ROR | MISO_W | PJM_ROR | Internal | Summer | B8 | 500 | 773 | 0 | 38.46 | 38.45 | 2 | 0
2020 | MISO_W_2_PJM_ROR | MISO_W | PJM_ROR | Internal | Summer | B9 | 800 | 773 | 0 | 38.29 | 36.76 | 2 | 0
2020 | MISO_W_2_PJM_ROR | MISO_W | PJM_ROR | Internal | Summer | B10 | 1262 | 773 | 0 | 36.16 | 35.05 | 2 | 0
2020 | MISO_W_2_PJM_ROR | MISO_W | PJM_ROR | Internal | Winter | B16 | 25 | 773 | 558.72 | 56.58 | 58.58 | 2 | 0
2020 | MISO_W_2_PJM_ROR | MISO_W | PJM_ROR | Internal | Winter | B17 | 100 | 773 | 773 | 47.04 | 49.06 | 2 | 0.01
2020 | MISO_W_2_PJM_ROR | MISO_W | PJM_ROR | Internal | Winter | B18 | 400 | 773 | 0 | 43.12 | 44.76 | 2 | 0
2020 | MISO_W_2_PJM_ROR | MISO_W | PJM_ROR | Internal | Winter | B19 | 700 | 773 | 0 | 42.76 | 42.37 | 2 | 0
2020 | MISO_W_2_PJM_ROR | MISO_W | PJM_ROR | Internal | Winter | B20 | 935 | 773 | 0 | 38.05 | 37.94 | 2 | 0
2020 | MISO_W_2_SPP_N | MISO_W | SPP_N | Internal | Shoulder | B11 | 25 | 3200 | 0 | 59.72 | 63.77 | 7 | 0
2020 | MISO_W_2_SPP_N | MISO_W | SPP_N | Internal | Shoulder | B12 | 200 | 3200 | 0 | 46.25 | 44.18 | 7 | 0
2020 | MISO_W_2_SPP_N | MISO_W | SPP_N | Internal | Shoulder | B13 | 600 | 3200 | 0 | 42.45 | 42.46 | 7 | 0
2020 | MISO_W_2_SPP_N | MISO_W | SPP_N | Internal | Shoulder | B14 | 900 | 3200 | 0 | 40.48 | 41.53 | 7 | 0
2020 | MISO_W_2_SPP_N | MISO_W | SPP_N | Internal | Shoulder | B15 | 1203 | 3200 | 0 | 38.92 | 41.04 | 7 | 0
2020 | MISO_W_2_SPP_N | MISO_W | SPP_N | Internal | Summer | B1 | 10 | 3200 | 0 | 66.47 | 67.44 | 7 | 0
2020 | MISO_W_2_SPP_N | MISO_W | SPP_N | Internal | Summer | B2 | 25 | 3200 | 0 | 65.2 | 67.44 | 7 | 0
2020 | MISO_W_2_SPP_N | MISO_W | SPP_N | Internal | Summer | B3 | 75 | 3200 | 0 | 64.96 | 67.44 | 7 | 0
2020 | MISO_W_2_SPP_N | MISO_W | SPP_N | Internal | Summer | B4 | 100 | 3200 | 0 | 64.04 | 67.09 | 7 | 0
2020 | MISO_W_2_SPP_N | MISO_W | SPP_N | Internal | Summer | B5 | 200 | 3200 | 0 | 63.02 | 63.03 | 7 | 0
2020 | MISO_W_2_SPP_N | MISO_W | SPP_N | Internal | Summer | B6 | 300 | 3200 | 638.33 | 50.02 | 57.02 | 7 | 0
2020 | MISO_W_2_SPP_N | MISO_W | SPP_N | Internal | Summer | B7 | 400 | 3200 | 1383.29 | 42.3 | 49.3 | 7 | 0
2020 | MISO_W_2_SPP_N | MISO_W | SPP_N | Internal | Summer | B8 | 500 | 3200 | 0 | 38.46 | 41.43 | 7 | 0
2020 | MISO_W_2_SPP_N | MISO_W | SPP_N | Internal | Summer | B9 | 800 | 3200 | 0 | 38.29 | 40.53 | 7 | 0
2020 | MISO_W_2_SPP_N | MISO_W | SPP_N | Internal | Summer | B10 | 1262 | 3200 | 0 | 36.16 | 37.55 | 7 | 0
2020 | MISO_W_2_SPP_N | MISO_W | SPP_N | Internal | Winter | B16 | 25 | 3200 | 0 | 56.58 | 60.65 | 7 | 0
2020 | MISO_W_2_SPP_N | MISO_W | SPP_N | Internal | Winter | B17 | 100 | 3200 | 0 | 47.04 | 45.35 | 7 | 0
2020 | MISO_W_2_SPP_N | MISO_W | SPP_N | Internal | Winter | B18 | 400 | 3200 | 0 | 43.12 | 43.81 | 7 | 0
2020 | MISO_W_2_SPP_N | MISO_W | SPP_N | Internal | Winter | B19 | 700 | 3200 | 0 | 42.76 | 43.81 | 7 | 0
2020 | MISO_W_2_SPP_N | MISO_W | SPP_N | Internal | Winter | B20 | 935 | 3200 | 0 | 38.05 | 43.29 | 7 | 0
2020 | MISO_WUMS_2_MISO_MI | MISO_WUMS | MISO_MI | Internal | Shoulder | B11 | 25 | 99 | 0.02 | 56.31 | 56.31 | 0.01 | 0
2020 | MISO_WUMS_2_MISO_MI | MISO_WUMS | MISO_MI | Internal | Shoulder | B12 | 200 | 99 | 99 | 45.31 | 46.29 | 0.01 | 0.97
2020 | MISO_WUMS_2_MISO_MI | MISO_WUMS | MISO_MI | Internal | Shoulder | B13 | 600 | 99 | 99 | 41.87 | 42.46 | 0.01 | 0.58
2020 | MISO_WUMS_2_MISO_MI | MISO_WUMS | MISO_MI | Internal | Shoulder | B14 | 900 | 99 | 99 | 40.34 | 40.46 | 0.01 | 0.11
2020 | MISO_WUMS_2_MISO_MI | MISO_WUMS | MISO_MI | Internal | Shoulder | B15 | 1203 | 99 | 99 | 37.73 | 38.91 | 0.01 | 1.16
2020 | MISO_WUMS_2_MISO_MI | MISO_WUMS | MISO_MI | Internal | Summer | B1 | 10 | 99 | 99 | 61.04 | 66.45 | 0.01 | 5.4
2020 | MISO_WUMS_2_MISO_MI | MISO_WUMS | MISO_MI | Internal | Summer | B2 | 25 | 99 | 99 | 61.04 | 64.82 | 0.01 | 3.77
2020 | MISO_WUMS_2_MISO_MI | MISO_WUMS | MISO_MI | Internal | Summer | B3 | 75 | 99 | 99 | 61.04 | 62.63 | 0.01 | 1.58
2020 | MISO_WUMS_2_MISO_MI | MISO_WUMS | MISO_MI | Internal | Summer | B4 | 100 | 99 | 0 | 61.04 | 60.35 | 0.01 | 0
2020 | MISO_WUMS_2_MISO_MI | MISO_WUMS | MISO_MI | Internal | Summer | B5 | 200 | 99 | 99 | 57.18 | 57.19 | 0.01 | 0
2020 | MISO_WUMS_2_MISO_MI | MISO_WUMS | MISO_MI | Internal | Summer | B6 | 300 | 99 | 99 | 47.11 | 49 | 0.01 | 1.88
2020 | MISO_WUMS_2_MISO_MI | MISO_WUMS | MISO_MI | Internal | Summer | B7 | 400 | 99 | 99 | 39.47 | 42.08 | 0.01 | 2.6
2020 | MISO_WUMS_2_MISO_MI | MISO_WUMS | MISO_MI | Internal | Summer | B8 | 500 | 99 | 99 | 38.08 | 38.5 | 0.01 | 0.4
2020 | MISO_WUMS_2_MISO_MI | MISO_WUMS | MISO_MI | Internal | Summer | B9 | 800 | 99 | 99 | 36.43 | 37.89 | 0.01 | 1.45
2020 | MISO_WUMS_2_MISO_MI | MISO_WUMS | MISO_MI | Internal | Summer | B10 | 1262 | 99 | 99 | 36.15 | 36.2 | 0.01 | 0.04
2020 | MISO_WUMS_2_MISO_MI | MISO_WUMS | MISO_MI | Internal | Winter | B16 | 25 | 99 | 41.02 | 56.58 | 56.59 | 0.01 | 0
2020 | MISO_WUMS_2_MISO_MI | MISO_WUMS | MISO_MI | Internal | Winter | B17 | 100 | 99 | 99 | 47.06 | 47.08 | 0.01 | 0.01
2020 | MISO_WUMS_2_MISO_MI | MISO_WUMS | MISO_MI | Internal | Winter | B18 | 400 | 99 | 99 | 43.11 | 43.13 | 0.01 | 0.01
2020 | MISO_WUMS_2_MISO_MI | MISO_WUMS | MISO_MI | Internal | Winter | B19 | 700 | 99 | 0 | 41.87 | 41.68 | 0.01 | 0
2020 | MISO_WUMS_2_MISO_MI | MISO_WUMS | MISO_MI | Internal | Winter | B20 | 935 | 99 | 0 | 38.07 | 38.04 | 0.01 | 0
2020 | MISO_WUMS_2_MISO_W | MISO_WUMS | MISO_W | Internal | Shoulder | B11 | 25 | 1137 | 1137 | 56.31 | 59.72 | 0.01 | 3.4
2020 | MISO_WUMS_2_MISO_W | MISO_WUMS | MISO_W | Internal | Shoulder | B12 | 200 | 1137 | 1137 | 45.31 | 46.25 | 0.01 | 0.93
2020 | MISO_WUMS_2_MISO_W | MISO_WUMS | MISO_W | Internal | Shoulder | B13 | 600 | 1137 | 1137 | 41.87 | 42.45 | 0.01 | 0.56
2020 | MISO_WUMS_2_MISO_W | MISO_WUMS | MISO_W | Internal | Shoulder | B14 | 900 | 1137 | 1137 | 40.34 | 40.48 | 0.01 | 0.12
2020 | MISO_WUMS_2_MISO_W | MISO_WUMS | MISO_W | Internal | Shoulder | B15 | 1203 | 1137 | 1137 | 37.73 | 38.92 | 0.01 | 1.17
2020 | MISO_WUMS_2_MISO_W | MISO_WUMS | MISO_W | Internal | Summer | B1 | 10 | 1137 | 1137 | 61.04 | 66.47 | 0.01 | 5.43
2020 | MISO_WUMS_2_MISO_W | MISO_WUMS | MISO_W | Internal | Summer | B2 | 25 | 1137 | 1137 | 61.04 | 65.2 | 0.01 | 4.15
2020 | MISO_WUMS_2_MISO_W | MISO_WUMS | MISO_W | Internal | Summer | B3 | 75 | 1137 | 1137 | 61.04 | 64.96 | 0.01 | 3.91
2020 | MISO_WUMS_2_MISO_W | MISO_WUMS | MISO_W | Internal | Summer | B4 | 100 | 1137 | 1137 | 61.04 | 64.04 | 0.01 | 3
2020 | MISO_WUMS_2_MISO_W | MISO_WUMS | MISO_W | Internal | Summer | B5 | 200 | 1137 | 1137 | 57.18 | 63.02 | 0.01 | 5.83
2020 | MISO_WUMS_2_MISO_W | MISO_WUMS | MISO_W | Internal | Summer | B6 | 300 | 1137 | 1137 | 47.11 | 50.02 | 0.01 | 2.9
2020 | MISO_WUMS_2_MISO_W | MISO_WUMS | MISO_W | Internal | Summer | B7 | 400 | 1137 | 1137 | 39.47 | 42.3 | 0.01 | 2.82
2020 | MISO_WUMS_2_MISO_W | MISO_WUMS | MISO_W | Internal | Summer | B8 | 500 | 1137 | 1137 | 38.08 | 38.46 | 0.01 | 0.37
2020 | MISO_WUMS_2_MISO_W | MISO_WUMS | MISO_W | Internal | Summer | B9 | 800 | 1137 | 1137 | 36.43 | 38.29 | 0.01 | 1.84
2020 | MISO_WUMS_2_MISO_W | MISO_WUMS | MISO_W | Internal | Summer | B10 | 1262 | 1137 | 166.28 | 36.15 | 36.16 | 0.01 | 0
2020 | MISO_WUMS_2_MISO_W | MISO_WUMS | MISO_W | Internal | Winter | B16 | 25 | 1137 | 0 | 56.58 | 56.58 | 0.01 | 0
2020 | MISO_WUMS_2_MISO_W | MISO_WUMS | MISO_W | Internal | Winter | B17 | 100 | 1137 | 0 | 47.06 | 47.04 | 0.01 | 0
2020 | MISO_WUMS_2_MISO_W | MISO_WUMS | MISO_W | Internal | Winter | B18 | 400 | 1137 | 797.38 | 43.11 | 43.12 | 0.01 | 0
2020 | MISO_WUMS_2_MISO_W | MISO_WUMS | MISO_W | Internal | Winter | B19 | 700 | 1137 | 1137 | 41.87 | 42.76 | 0.01 | 0.88
2020 | MISO_WUMS_2_MISO_W | MISO_WUMS | MISO_W | Internal | Winter | B20 | 935 | 1137 | 0 | 38.07 | 38.05 | 0.01 | 0
2020 | MISO_WUMS_2_PJM_ROR | MISO_WUMS | PJM_ROR | Internal | Shoulder | B11 | 25 | 1600 | 0 | 56.31 | 54.31 | 2 | 0
2020 | MISO_WUMS_2_PJM_ROR | MISO_WUMS | PJM_ROR | Internal | Shoulder | B12 | 200 | 1600 | 0 | 45.31 | 46.45 | 2 | 0
2020 | MISO_WUMS_2_PJM_ROR | MISO_WUMS | PJM_ROR | Internal | Shoulder | B13 | 600 | 1600 | 0 | 41.87 | 43.29 | 2 | 0
2020 | MISO_WUMS_2_PJM_ROR | MISO_WUMS | PJM_ROR | Internal | Shoulder | B14 | 900 | 1600 | 0 | 40.34 | 40.57 | 2 | 0
2020 | MISO_WUMS_2_PJM_ROR | MISO_WUMS | PJM_ROR | Internal | Shoulder | B15 | 1203 | 1600 | 0 | 37.73 | 37.56 | 2 | 0
2020 | MISO_WUMS_2_PJM_ROR | MISO_WUMS | PJM_ROR | Internal | Summer | B1 | 10 | 1600 | 1600 | 61.04 | 68.47 | 2 | 5.44
2020 | MISO_WUMS_2_PJM_ROR | MISO_WUMS | PJM_ROR | Internal | Summer | B2 | 25 | 1600 | 1600 | 61.04 | 65.84 | 2 | 2.8
2020 | MISO_WUMS_2_PJM_ROR | MISO_WUMS | PJM_ROR | Internal | Summer | B3 | 75 | 1600 | 0 | 61.04 | 62.54 | 2 | 0
2020 | MISO_WUMS_2_PJM_ROR | MISO_WUMS | PJM_ROR | Internal | Summer | B4 | 100 | 1600 | 0 | 61.04 | 62.35 | 2 | 0
2020 | MISO_WUMS_2_PJM_ROR | MISO_WUMS | PJM_ROR | Internal | Summer | B5 | 200 | 1600 | 0 | 57.18 | 55.22 | 2 | 0
2020 | MISO_WUMS_2_PJM_ROR | MISO_WUMS | PJM_ROR | Internal | Summer | B6 | 300 | 1600 | 496.68 | 47.11 | 49.11 | 2 | 0
2020 | MISO_WUMS_2_PJM_ROR | MISO_WUMS | PJM_ROR | Internal | Summer | B7 | 400 | 1600 | 0 | 39.47 | 41.22 | 2 | 0
2020 | MISO_WUMS_2_PJM_ROR | MISO_WUMS | PJM_ROR | Internal | Summer | B8 | 500 | 1600 | 0 | 38.08 | 38.45 | 2 | 0
2020 | MISO_WUMS_2_PJM_ROR | MISO_WUMS | PJM_ROR | Internal | Summer | B9 | 800 | 1600 | 0 | 36.43 | 36.76 | 2 | 0
2020 | MISO_WUMS_2_PJM_ROR | MISO_WUMS | PJM_ROR | Internal | Summer | B10 | 1262 | 1600 | 0 | 36.15 | 35.05 | 2 | 0
2020 | MISO_WUMS_2_PJM_ROR | MISO_WUMS | PJM_ROR | Internal | Winter | B16 | 25 | 1600 | 396.51 | 56.58 | 58.58 | 2 | 0
2020 | MISO_WUMS_2_PJM_ROR | MISO_WUMS | PJM_ROR | Internal | Winter | B17 | 100 | 1600 | 640.25 | 47.06 | 49.06 | 2 | 0
2020 | MISO_WUMS_2_PJM_ROR | MISO_WUMS | PJM_ROR | Internal | Winter | B18 | 400 | 1600 | 0 | 43.11 | 44.76 | 2 | 0
2020 | MISO_WUMS_2_PJM_ROR | MISO_WUMS | PJM_ROR | Internal | Winter | B19 | 700 | 1600 | 0 | 41.87 | 42.37 | 2 | 0
2020 | MISO_WUMS_2_PJM_ROR | MISO_WUMS | PJM_ROR | Internal | Winter | B20 | 935 | 1600 | 0 | 38.07 | 37.94 | 2 | 0
2020 | NE_2_MISO_W | NE | MISO_W | Internal | Shoulder | B11 | 25 | 1600 | 0 | 63.76 | 59.72 | 5 | 0
2020 | NE_2_MISO_W | NE | MISO_W | Internal | Shoulder | B12 | 200 | 1600 | 0 | 44.19 | 46.25 | 5 | 0
2020 | NE_2_MISO_W | NE | MISO_W | Internal | Shoulder | B13 | 600 | 1600 | 0 | 42.45 | 42.45 | 5 | 0
2020 | NE_2_MISO_W | NE | MISO_W | Internal | Shoulder | B14 | 900 | 1600 | 0 | 41.52 | 40.48 | 5 | 0
2020 | NE_2_MISO_W | NE | MISO_W | Internal | Shoulder | B15 | 1203 | 1600 | 0 | 41.03 | 38.92 | 5 | 0
2020 | NE_2_MISO_W | NE | MISO_W | Internal | Summer | B1 | 10 | 1600 | 0 | 66.47 | 66.47 | 5 | 0
2020 | NE_2_MISO_W | NE | MISO_W | Internal | Summer | B2 | 25 | 1600 | 0 | 66.01 | 65.2 | 5 | 0
2020 | NE_2_MISO_W | NE | MISO_W | Internal | Summer | B3 | 75 | 1600 | 0 | 66.01 | 64.96 | 5 | 0
2020 | NE_2_MISO_W | NE | MISO_W | Internal | Summer | B4 | 100 | 1600 | 0 | 66.01 | 64.04 | 5 | 0
2020 | NE_2_MISO_W | NE | MISO_W | Internal | Summer | B5 | 200 | 1600 | 0 | 63.02 | 63.02 | 5 | 0
2020 | NE_2_MISO_W | NE | MISO_W | Internal | Summer | B6 | 300 | 1600 | 0 | 55.39 | 50.02 | 5 | 0
2020 | NE_2_MISO_W | NE | MISO_W | Internal | Summer | B7 | 400 | 1600 | 0 | 42.3 | 42.3 | 5 | 0
2020 | NE_2_MISO_W | NE | MISO_W | Internal | Summer | B8 | 500 | 1600 | 0 | 40.52 | 38.46 | 5 | 0
2020 | NE_2_MISO_W | NE | MISO_W | Internal | Summer | B9 | 800 | 1600 | 0 | 40.52 | 38.29 | 5 | 0
2020 | NE_2_MISO_W | NE | MISO_W | Internal | Summer | B10 | 1262 | 1600 | 0 | 37.54 | 36.16 | 5 | 0
2020 | NE_2_MISO_W | NE | MISO_W | Internal | Winter | B16 | 25 | 1600 | 0 | 56.58 | 56.58 | 5 | 0
2020 | NE_2_MISO_W | NE | MISO_W | Internal | Winter | B17 | 100 | 1600 | 0 | 45.33 | 47.04 | 5 | 0
2020 | NE_2_MISO_W | NE | MISO_W | Internal | Winter | B18 | 400 | 1600 | 0 | 43.79 | 43.12 | 5 | 0
2020 | NE_2_MISO_W | NE | MISO_W | Internal | Winter | B19 | 700 | 1600 | 0 | 43.79 | 42.76 | 5 | 0
2020 | NE_2_MISO_W | NE | MISO_W | Internal | Winter | B20 | 935 | 1600 | 0 | 40.52 | 38.05 | 5 | 0
2020 | NE_2_SPP_N | NE | SPP_N | Internal | Shoulder | B11 | 25 | 1800 | 1798.21 | 63.76 | 63.77 | 0.01 | 0
2020 | NE_2_SPP_N | NE | SPP_N | Internal | Shoulder | B12 | 200 | 1800 | 0 | 44.19 | 44.18 | 0.01 | 0
2020 | NE_2_SPP_N | NE | SPP_N | Internal | Shoulder | B13 | 600 | 1800 | 666.8 | 42.45 | 42.46 | 0.01 | 0
2020 | NE_2_SPP_N | NE | SPP_N | Internal | Shoulder | B14 | 900 | 1800 | 38.06 | 41.52 | 41.53 | 0.01 | 0
2020 | NE_2_SPP_N | NE | SPP_N | Internal | Shoulder | B15 | 1203 | 1800 | 612.79 | 41.03 | 41.04 | 0.01 | 0
2020 | NE_2_SPP_N | NE | SPP_N | Internal | Summer | B1 | 10 | 1800 | 1800 | 66.47 | 67.44 | 0.01 | 0.96
2020 | NE_2_SPP_N | NE | SPP_N | Internal | Summer | B2 | 25 | 1800 | 1800 | 66.01 | 67.44 | 0.01 | 1.42
2020 | NE_2_SPP_N | NE | SPP_N | Internal | Summer | B3 | 75 | 1800 | 1800 | 66.01 | 67.44 | 0.01 | 1.42
2020 | NE_2_SPP_N | NE | SPP_N | Internal | Summer | B4 | 100 | 1800 | 1800 | 66.01 | 67.09 | 0.01 | 1.07
2020 | NE_2_SPP_N | NE | SPP_N | Internal | Summer | B5 | 200 | 1800 | 1102.01 | 63.02 | 63.03 | 0.01 | 0
2020 | NE_2_SPP_N | NE | SPP_N | Internal | Summer | B6 | 300 | 1800 | 1800 | 55.39 | 57.02 | 0.01 | 1.62
2020 | NE_2_SPP_N | NE | SPP_N | Internal | Summer | B7 | 400 | 1800 | 1800 | 42.3 | 49.3 | 0.01 | 6.99
2020 | NE_2_SPP_N | NE | SPP_N | Internal | Summer | B8 | 500 | 1800 | 1800 | 40.52 | 41.43 | 0.01 | 0.9
2020 | NE_2_SPP_N | NE | SPP_N | Internal | Summer | B9 | 800 | 1800 | 1745.1 | 40.52 | 40.53 | 0.01 | 0
2020 | NE_2_SPP_N | NE | SPP_N | Internal | Summer | B10 | 1262 | 1800 | 1599.79 | 37.54 | 37.55 | 0.01 | 0
2020 | NE_2_SPP_N | NE | SPP_N | Internal | Winter | B16 | 25 | 1800 | 1800 | 56.58 | 60.65 | 0.01 | 4.06
2020 | NE_2_SPP_N | NE | SPP_N | Internal | Winter | B17 | 100 | 1800 | 852.71 | 45.33 | 45.35 | 0.01 | 0
2020 | NE_2_SPP_N | NE | SPP_N | Internal | Winter | B18 | 400 | 1800 | 1603.8 | 43.79 | 43.81 | 0.01 | 0
2020 | NE_2_SPP_N | NE | SPP_N | Internal | Winter | B19 | 700 | 1800 | 1239.3 | 43.79 | 43.81 | 0.01 | 0
2020 | NE_2_SPP_N | NE | SPP_N | Internal | Winter | B20 | 935 | 1800 | 1800 | 40.52 | 43.29 | 0.01 | 2.76
2020 | NEISO_2_NYISO_A-F | NEISO | NYISO_A-F | Internal | Shoulder | B11 | 25 | 600 | 600 | 37.92 | 44.17 | 3 | 3.25
2020 | NEISO_2_NYISO_A-F | NEISO | NYISO_A-F | Internal | Shoulder | B12 | 200 | 600 | 600 | 37.92 | 44.17 | 3 | 3.25
2020 | NEISO_2_NYISO_A-F | NEISO | NYISO_A-F | Internal | Shoulder | B13 | 600 | 600 | 217.13 | 37.92 | 40.92 | 3 | 0
2020 | NEISO_2_NYISO_A-F | NEISO | NYISO_A-F | Internal | Shoulder | B14 | 900 | 600 | 0 | 37.92 | 40.46 | 3 | 0
2020 | NEISO_2_NYISO_A-F | NEISO | NYISO_A-F | Internal | Shoulder | B15 | 1203 | 600 | 0 | 37.92 | 40.46 | 3 | 0
2020 | NEISO_2_NYISO_A-F | NEISO | NYISO_A-F | Internal | Summer | B1 | 10 | 600 | 0 | 71.51 | 59.32 | 3 | 0
2020 | NEISO_2_NYISO_A-F | NEISO | NYISO_A-F | Internal | Summer | B2 | 25 | 600 | 0 | 57.17 | 54.17 | 3 | 0
2020 | NEISO_2_NYISO_A-F | NEISO | NYISO_A-F | Internal | Summer | B3 | 75 | 600 | 480.92 | 50.5 | 53.5 | 3 | 0
2020 | NEISO_2_NYISO_A-F | NEISO | NYISO_A-F | Internal | Summer | B4 | 100 | 600 | 600 | 40.99 | 46.34 | 3 | 2.34
2020 | NEISO_2_NYISO_A-F | NEISO | NYISO_A-F | Internal | Summer | B5 | 200 | 600 | 600 | 38.48 | 46.14 | 3 | 4.66
2020 | NEISO_2_NYISO_A-F | NEISO | NYISO_A-F | Internal | Summer | B6 | 300 | 600 | 600 | 35.04 | 46.14 | 3 | 8.1
2020 | NEISO_2_NYISO_A-F | NEISO | NYISO_A-F | Internal | Summer | B7 | 400 | 600 | 600 | 35.04 | 42.08 | 3 | 4.04
2020 | NEISO_2_NYISO_A-F | NEISO | NYISO_A-F | Internal | Summer | B8 | 500 | 600 | 600 | 35.04 | 39.04 | 3 | 1
2020 | NEISO_2_NYISO_A-F | NEISO | NYISO_A-F | Internal | Summer | B9 | 800 | 600 | 600 | 35.04 | 38.85 | 3 | 0.81
2020 | NEISO_2_NYISO_A-F | NEISO | NYISO_A-F | Internal | Summer | B10 | 1262 | 600 | 600 | 35.04 | 38.85 | 3 | 0.81
2020 | NEISO_2_NYISO_A-F | NEISO | NYISO_A-F | Internal | Winter | B16 | 25 | 600 | 0 | 46.85 | 49.4 | 3 | 0
2020 | NEISO_2_NYISO_A-F | NEISO | NYISO_A-F | Internal | Winter | B17 | 100 | 600 | 0 | 46.85 | 46.81 | 3 | 0
2020 | NEISO_2_NYISO_A-F | NEISO | NYISO_A-F | Internal | Winter | B18 | 400 | 600 | 0 | 46.85 | 43.95 | 3 | 0
2020 | NEISO_2_NYISO_A-F | NEISO | NYISO_A-F | Internal | Winter | B19 | 700 | 600 | 0 | 46.85 | 43.95 | 3 | 0
2020 | NEISO_2_NYISO_A-F | NEISO | NYISO_A-F | Internal | Winter | B20 | 935 | 600 | 0 | 46.85 | 43.95 | 3 | 0
2020 | NEISO_2_NYISO_G-I | NEISO | NYISO_G-I | Internal | Shoulder | B11 | 25 | 600 | 600 | 37.92 | 53.81 | 3 | 12.89
2020 | NEISO_2_NYISO_G-I | NEISO | NYISO_G-I | Internal | Shoulder | B12 | 200 | 600 | 600 | 37.92 | 52.43 | 3 | 11.5
2020 | NEISO_2_NYISO_G-I | NEISO | NYISO_G-I | Internal | Shoulder | B13 | 600 | 600 | 600 | 37.92 | 41.1 | 3 | 0.17
2020 | NEISO_2_NYISO_G-I | NEISO | NYISO_G-I | Internal | Shoulder | B14 | 900 | 600 | 0 | 37.92 | 40.91 | 3 | 0
2020 | NEISO_2_NYISO_G-I | NEISO | NYISO_G-I | Internal | Shoulder | B15 | 1203 | 600 | 0 | 37.92 | 40.48 | 3 | 0
2020 | NEISO_2_NYISO_G-I | NEISO | NYISO_G-I | Internal | Summer | B1 | 10 | 600 | 0 | 71.51 | 74.5 | 3 | 0
2020 | NEISO_2_NYISO_G-I | NEISO | NYISO_G-I | Internal | Summer | B2 | 25 | 600 | 0 | 57.17 | 59.09 | 3 | 0
2020 | NEISO_2_NYISO_G-I | NEISO | NYISO_G-I | Internal | Summer | B3 | 75 | 600 | 600 | 50.5 | 53.51 | 3 | 0.01
2020 | NEISO_2_NYISO_G-I | NEISO | NYISO_G-I | Internal | Summer | B4 | 100 | 600 | 600 | 40.99 | 49.56 | 3 | 5.57
2020 | NEISO_2_NYISO_G-I | NEISO | NYISO_G-I | Internal | Summer | B5 | 200 | 600 | 600 | 38.48 | 49.56 | 3 | 8.08
2020 | NEISO_2_NYISO_G-I | NEISO | NYISO_G-I | Internal | Summer | B6 | 300 | 600 | 600 | 35.04 | 49.56 | 3 | 11.52
2020 | NEISO_2_NYISO_G-I | NEISO | NYISO_G-I | Internal | Summer | B7 | 400 | 600 | 600 | 35.04 | 49.56 | 3 | 11.52
2020 | NEISO_2_NYISO_G-I | NEISO | NYISO_G-I | Internal | Summer | B8 | 500 | 600 | 600 | 35.04 | 44.48 | 3 | 6.44
2020 | NEISO_2_NYISO_G-I | NEISO | NYISO_G-I | Internal | Summer | B9 | 800 | 600 | 600 | 35.04 | 38.86 | 3 | 0.82
2020 | NEISO_2_NYISO_G-I | NEISO | NYISO_G-I | Internal | Summer | B10 | 1262 | 600 | 600 | 35.04 | 38.86 | 3 | 0.82
2020 | NEISO_2_NYISO_G-I | NEISO | NYISO_G-I | Internal | Winter | B16 | 25 | 600 | 600 | 46.85 | 67.41 | 3 | 17.56
2020 | NEISO_2_NYISO_G-I | NEISO | NYISO_G-I | Internal | Winter | B17 | 100 | 600 | 600 | 46.85 | 62.84 | 3 | 12.99
2020 | NEISO_2_NYISO_G-I | NEISO | NYISO_G-I | Internal | Winter | B18 | 400 | 600 | 600 | 46.85 | 51.61 | 3 | 1.76
2020 | NEISO_2_NYISO_G-I | NEISO | NYISO_G-I | Internal | Winter | B19 | 700 | 600 | 453.72 | 46.85 | 49.85 | 3 | 0
2020 | NEISO_2_NYISO_G-I | NEISO | NYISO_G-I | Internal | Winter | B20 | 935 | 600 | 0 | 46.85 | 46.2 | 3 | 0
2020 | NEISO_2_NYISO_J-K | NEISO | NYISO_J-K | Internal | Shoulder | B11 | 25 | 430 | 430 | 37.92 | 53.82 | 3 | 12.9
2020 | NEISO_2_NYISO_J-K | NEISO | NYISO_J-K | Internal | Shoulder | B12 | 200 | 430 | 430 | 37.92 | 52.44 | 3 | 11.52
2020 | NEISO_2_NYISO_J-K | NEISO | NYISO_J-K | Internal | Shoulder | B13 | 600 | 430 | 430 | 37.92 | 41.11 | 3 | 0.19
2020 | NEISO_2_NYISO_J-K | NEISO | NYISO_J-K | Internal | Shoulder | B14 | 900 | 430 | 12.66 | 37.92 | 40.92 | 3 | 0
2020 | NEISO_2_NYISO_J-K | NEISO | NYISO_J-K | Internal | Shoulder | B15 | 1203 | 430 | 0 | 37.92 | 40.49 | 3 | 0
2020 | NEISO_2_NYISO_J-K | NEISO | NYISO_J-K | Internal | Summer | B1 | 10 | 430 | 158.07 | 71.51 | 74.51 | 3 | 0
2020 | NEISO_2_NYISO_J-K | NEISO | NYISO_J-K | Internal | Summer | B2 | 25 | 430 | 0 | 57.17 | 59.1 | 3 | 0
2020 | NEISO_2_NYISO_J-K | NEISO | NYISO_J-K | Internal | Summer | B3 | 75 | 430 | 430 | 50.5 | 53.52 | 3 | 0.02
2020 | NEISO_2_NYISO_J-K | NEISO | NYISO_J-K | Internal | Summer | B4 | 100 | 430 | 430 | 40.99 | 49.57 | 3 | 5.58
2020 | NEISO_2_NYISO_J-K | NEISO | NYISO_J-K | Internal | Summer | B5 | 200 | 430 | 430 | 38.48 | 49.57 | 3 | 8.09
2020 | NEISO_2_NYISO_J-K | NEISO | NYISO_J-K | Internal | Summer | B6 | 300 | 430 | 430 | 35.04 | 49.57 | 3 | 11.53
2020 | NEISO_2_NYISO_J-K | NEISO | NYISO_J-K | Internal | Summer | B7 | 400 | 430 | 430 | 35.04 | 49.57 | 3 | 11.53
2020 | NEISO_2_NYISO_J-K | NEISO | NYISO_J-K | Internal | Summer | B8 | 500 | 430 | 430 | 35.04 | 44.49 | 3 | 6.45
2020 | NEISO_2_NYISO_J-K | NEISO | NYISO_J-K | Internal | Summer | B9 | 800 | 430 | 430 | 35.04 | 38.87 | 3 | 0.83
2020 | NEISO_2_NYISO_J-K | NEISO | NYISO_J-K | Internal | Summer | B10 | 1262 | 430 | 430 | 35.04 | 38.87 | 3 | 0.83
2020 | NEISO_2_NYISO_J-K | NEISO | NYISO_J-K | Internal | Winter | B16 | 25 | 430 | 430 | 46.85 | 68.85 | 3 | 19
2020 | NEISO_2_NYISO_J-K | NEISO | NYISO_J-K | Internal | Winter | B17 | 100 | 430 | 430 | 46.85 | 62.86 | 3 | 13
2020 | NEISO_2_NYISO_J-K | NEISO | NYISO_J-K | Internal | Winter | B18 | 400 | 430 | 430 | 46.85 | 51.62 | 3 | 1.77
2020 | NEISO_2_NYISO_J-K | NEISO | NYISO_J-K | Internal | Winter | B19 | 700 | 430 | 430 | 46.85 | 51.62 | 3 | 1.77
2020 | NEISO_2_NYISO_J-K | NEISO | NYISO_J-K | Internal | Winter | B20 | 935 | 430 | 0 | 46.85 | 48.53 | 3 | 0
2020 | NonRTO_Midwest_2_MISO_IN | NonRTO_Midwest | MISO_IN | Internal | Shoulder | B11 | 25 | 4450 | 0 | 67.7 | 59.7 | 8 | 0
2020 | NonRTO_Midwest_2_MISO_IN | NonRTO_Midwest | MISO_IN | Internal | Shoulder | B12 | 200 | 4450 | 0 | 54.28 | 46.28 | 8 | 0
2020 | NonRTO_Midwest_2_MISO_IN | NonRTO_Midwest | MISO_IN | Internal | Shoulder | B13 | 600 | 4450 | 0 | 49.86 | 42.45 | 8 | 0
2020 | NonRTO_Midwest_2_MISO_IN | NonRTO_Midwest | MISO_IN | Internal | Shoulder | B14 | 900 | 4450 | 0 | 43.76 | 40.45 | 8 | 0
2020 | NonRTO_Midwest_2_MISO_IN | NonRTO_Midwest | MISO_IN | Internal | Shoulder | B15 | 1203 | 4450 | 0 | 36.39 | 38.9 | 8 | 0
2020 | NonRTO_Midwest_2_MISO_IN | NonRTO_Midwest | MISO_IN | Internal | Summer | B1 | 10 | 4450 | 0 | 69.83 | 66.46 | 8 | 0
2020 | NonRTO_Midwest_2_MISO_IN | NonRTO_Midwest | MISO_IN | Internal | Summer | B2 | 25 | 4450 | 0 | 69.83 | 64.83 | 8 | 0
2020 | NonRTO_Midwest_2_MISO_IN | NonRTO_Midwest | MISO_IN | Internal | Summer | B3 | 75 | 4450 | 0 | 69.83 | 62.64 | 8 | 0
2020 | NonRTO_Midwest_2_MISO_IN | NonRTO_Midwest | MISO_IN | Internal | Summer | B4 | 100 | 4450 | 0 | 69.83 | 61.83 | 8 | 0
2020 | NonRTO_Midwest_2_MISO_IN | NonRTO_Midwest | MISO_IN | Internal | Summer | B5 | 200 | 4450 | 0 | 65.21 | 57.21 | 8 | 0
2020 | NonRTO_Midwest_2_MISO_IN | NonRTO_Midwest | MISO_IN | Internal | Summer | B6 | 300 | 4450 | 0 | 57.01 | 49.01 | 8 | 0
2020 | NonRTO_Midwest_2_MISO_IN | NonRTO_Midwest | MISO_IN | Internal | Summer | B7 | 400 | 4450 | 0 | 44.91 | 42.07 | 8 | 0
2020 | NonRTO_Midwest_2_MISO_IN | NonRTO_Midwest | MISO_IN | Internal | Summer | B8 | 500 | 4450 | 0 | 38.59 | 38.48 | 8 | 0
2020 | NonRTO_Midwest_2_MISO_IN | NonRTO_Midwest | MISO_IN | Internal | Summer | B9 | 800 | 4450 | 0 | 37.95 | 37.88 | 8 | 0
2020 | NonRTO_Midwest_2_MISO_IN | NonRTO_Midwest | MISO_IN | Internal | Summer | B10 | 1262 | 4450 | 0 | 35.74 | 36.18 | 8 | 0
2020 | NonRTO_Midwest_2_MISO_IN | NonRTO_Midwest | MISO_IN | Internal | Winter | B16 | 25 | 4450 | 0 | 64.61 | 56.61 | 8 | 0
2020 | NonRTO_Midwest_2_MISO_IN | NonRTO_Midwest | MISO_IN | Internal | Winter | B17 | 100 | 4450 | 0 | 55.07 | 47.07 | 8 | 0
2020 | NonRTO_Midwest_2_MISO_IN | NonRTO_Midwest | MISO_IN | Internal | Winter | B18 | 400 | 4450 | 0 | 51.12 | 43.12 | 8 | 0
2020 | NonRTO_Midwest_2_MISO_IN | NonRTO_Midwest | MISO_IN | Internal | Winter | B19 | 700 | 4450 | 0 | 44.32 | 41.66 | 8 | 0
2020 | NonRTO_Midwest_2_MISO_IN | NonRTO_Midwest | MISO_IN | Internal | Winter | B20 | 935 | 4450 | 0 | 36.45 | 38.03 | 8 | 0
2020 | NonRTO_Midwest_2_TVA_Transmission | NonRTO_Midwest | TVA_Transmission | Internal | Shoulder | B11 | 25 | 2400 | 0 | 67.7 | 60.03 | 8 | 0
2020 | NonRTO_Midwest_2_TVA_Transmission | NonRTO_Midwest | TVA_Transmission | Internal | Shoulder | B12 | 200 | 2400 | 0 | 54.28 | 48.24 | 8 | 0
2020 | NonRTO_Midwest_2_TVA_Transmission | NonRTO_Midwest | TVA_Transmission | Internal | Shoulder | B13 | 600 | 2400 | 0 | 49.86 | 45.91 | 8 | 0
2020 | NonRTO_Midwest_2_TVA_Transmission | NonRTO_Midwest | TVA_Transmission | Internal | Shoulder | B14 | 900 | 2400 | 0 | 43.76 | 44.72 | 8 | 0
2020 | NonRTO_Midwest_2_TVA_Transmission | NonRTO_Midwest | TVA_Transmission | Internal | Shoulder | B15 | 1203 | 2400 | 0 | 36.39 | 43.08 | 8 | 0
2020 | NonRTO_Midwest_2_TVA_Transmission | NonRTO_Midwest | TVA_Transmission | Internal | Summer | B1 | 10 | 2400 | 0 | 69.83 | 74.47 | 8 | 0
2020 | NonRTO_Midwest_2_TVA_Transmission | NonRTO_Midwest | TVA_Transmission | Internal | Summer | B2 | 25 | 2400 | 0 | 69.83 | 71.84 | 8 | 0
2020 | NonRTO_Midwest_2_TVA_Transmission | NonRTO_Midwest | TVA_Transmission | Internal | Summer | B3 | 75 | 2400 | 0 | 69.83 | 68.44 | 8 | 0
2020 | NonRTO_Midwest_2_TVA_Transmission | NonRTO_Midwest | TVA_Transmission | Internal | Summer | B4 | 100 | 2400 | 0 | 69.83 | 68.35 | 8 | 0
2020 | NonRTO_Midwest_2_TVA_Transmission | NonRTO_Midwest | TVA_Transmission | Internal | Summer | B5 | 200 | 2400 | 0 | 65.21 | 61.22 | 8 | 0
2020 | NonRTO_Midwest_2_TVA_Transmission | NonRTO_Midwest | TVA_Transmission | Internal | Summer | B6 | 300 | 2400 | 0 | 57.01 | 54.14 | 8 | 0
2020 | NonRTO_Midwest_2_TVA_Transmission | NonRTO_Midwest | TVA_Transmission | Internal | Summer | B7 | 400 | 2400 | 0 | 44.91 | 47.22 | 8 | 0
2020 | NonRTO_Midwest_2_TVA_Transmission | NonRTO_Midwest | TVA_Transmission | Internal | Summer | B8 | 500 | 2400 | 0 | 38.59 | 42.58 | 8 | 0
2020 | NonRTO_Midwest_2_TVA_Transmission | NonRTO_Midwest | TVA_Transmission | Internal | Summer | B9 | 800 | 2400 | 0 | 37.95 | 41.95 | 8 | 0
2020 | NonRTO_Midwest_2_TVA_Transmission | NonRTO_Midwest | TVA_Transmission | Internal | Summer | B10 | 1262 | 2400 | 0 | 35.74 | 39.23 | 8 | 0
2020 | NonRTO_Midwest_2_TVA_Transmission | NonRTO_Midwest | TVA_Transmission | Internal | Winter | B16 | 25 | 2400 | 0 | 64.61 | 64.58 | 8 | 0
2020 | NonRTO_Midwest_2_TVA_Transmission | NonRTO_Midwest | TVA_Transmission | Internal | Winter | B17 | 100 | 2400 | 0 | 55.07 | 50.59 | 8 | 0
2020 | NonRTO_Midwest_2_TVA_Transmission | NonRTO_Midwest | TVA_Transmission | Internal | Winter | B18 | 400 | 2400 | 0 | 51.12 | 46.69 | 8 | 0
2020 | NonRTO_Midwest_2_TVA_Transmission | NonRTO_Midwest | TVA_Transmission | Internal | Winter | B19 | 700 | 2400 | 0 | 44.32 | 45.23 | 8 | 0
2020 | NonRTO_Midwest_2_TVA_Transmission | NonRTO_Midwest | TVA_Transmission | Internal | Winter | B20 | 935 | 2400 | 0 | 36.45 | 43.27 | 8 | 0
2020 | NYISO_A-F_2_IESO | NYISO_A-F | IESO | Internal | Shoulder | B11 | 25 | 1600 | 0 | 44.17 | 37.17 | 7 | 0
2020 | NYISO_A-F_2_IESO | NYISO_A-F | IESO | Internal | Shoulder | B12 | 200 | 1600 | 0 | 44.17 | 37.17 | 7 | 0
2020 | NYISO_A-F_2_IESO | NYISO_A-F | IESO | Internal | Shoulder | B13 | 600 | 1600 | 0 | 40.92 | 33.46 | 7 | 0
2020 | NYISO_A-F_2_IESO | NYISO_A-F | IESO | Internal | Shoulder | B14 | 900 | 1600 | 0 | 40.46 | 33.46 | 7 | 0
2020 | NYISO_A-F_2_IESO | NYISO_A-F | IESO | Internal | Shoulder | B15 | 1203 | 1600 | 0 | 40.46 | 33.46 | 7 | 0
2020 | NYISO_A-F_2_IESO | NYISO_A-F | IESO | Internal | Summer | B1 | 10 | 1600 | 0 | 59.32 | 52.32 | 7 | 0
2020 | NYISO_A-F_2_IESO | NYISO_A-F | IESO | Internal | Summer | B2 | 25 | 1600 | 0 | 54.17 | 44.84 | 7 | 0
2020 | NYISO_A-F_2_IESO | NYISO_A-F | IESO | Internal | Summer | B3 | 75 | 1600 | 0 | 53.5 | 42.19 | 7 | 0
2020 | NYISO_A-F_2_IESO | NYISO_A-F | IESO | Internal | Summer | B4 | 100 | 1600 | 0 | 46.34 | 39.14 | 7 | 0
2020 | NYISO_A-F_2_IESO | NYISO_A-F | IESO | Internal | Summer | B5 | 200 | 1600 | 0 | 46.14 | 39.14 | 7 | 0
2020 | NYISO_A-F_2_IESO | NYISO_A-F | IESO | Internal | Summer | B6 | 300 | 1600 | 0 | 46.14 | 39.14 | 7 | 0
2020 | NYISO_A-F_2_IESO | NYISO_A-F | IESO | Internal | Summer | B7 | 400 | 1600 | 0 | 42.08 | 35.08 | 7 | 0
2020 | NYISO_A-F_2_IESO | NYISO_A-F | IESO | Internal | Summer | B8 | 500 | 1600 | 0 | 39.04 | 31.85 | 7 | 0
2020 | NYISO_A-F_2_IESO | NYISO_A-F | IESO | Internal | Summer | B9 | 800 | 1600 | 0 | 38.85 | 31.85 | 7 | 0
2020 | NYISO_A-F_2_IESO | NYISO_A-F | IESO | Internal | Summer | B10 | 1262 | 1600 | 0 | 38.85 | 31.85 | 7 | 0
2020 | NYISO_A-F_2_IESO | NYISO_A-F | IESO | Internal | Winter | B16 | 25 | 1600 | 0 | 49.4 | 42.4 | 7 | 0
2020 | NYISO_A-F_2_IESO | NYISO_A-F | IESO | Internal | Winter | B17 | 100 | 1600 | 0 | 46.81 | 39.81 | 7 | 0
2020 | NYISO_A-F_2_IESO | NYISO_A-F | IESO | Internal | Winter | B18 | 400 | 1600 | 0 | 43.95 | 36.95 | 7 | 0
2020 | NYISO_A-F_2_IESO | NYISO_A-F | IESO | Internal | Winter | B19 | 700 | 1600 | 0 | 43.95 | 36.95 | 7 | 0
2020 | NYISO_A-F_2_IESO | NYISO_A-F | IESO | Internal | Winter | B20 | 935 | 1600 | 0 | 43.95 | 36.95 | 7 | 0
2020 | NYISO_A-F_2_NEISO | NYISO_A-F | NEISO | Internal | Shoulder | B11 | 25 | 600 | 0 | 44.17 | 37.92 | 3 | 0
2020 | NYISO_A-F_2_NEISO | NYISO_A-F | NEISO | Internal | Shoulder | B12 | 200 | 600 | 0 | 44.17 | 37.92 | 3 | 0
2020 | NYISO_A-F_2_NEISO | NYISO_A-F | NEISO | Internal | Shoulder | B13 | 600 | 600 | 0 | 40.92 | 37.92 | 3 | 0
2020 | NYISO_A-F_2_NEISO | NYISO_A-F | NEISO | Internal | Shoulder | B14 | 900 | 600 | 0 | 40.46 | 37.92 | 3 | 0
2020 | NYISO_A-F_2_NEISO | NYISO_A-F | NEISO | Internal | Shoulder | B15 | 1203 | 600 | 0 | 40.46 | 37.92 | 3 | 0
2020 | NYISO_A-F_2_NEISO | NYISO_A-F | NEISO | Internal | Summer | B1 | 10 | 600 | 600 | 59.32 | 71.51 | 3 | 9.19
2020 | NYISO_A-F_2_NEISO | NYISO_A-F | NEISO | Internal | Summer | B2 | 25 | 600 | 300.58 | 54.17 | 57.17 | 3 | 0
2020 | NYISO_A-F_2_NEISO | NYISO_A-F | NEISO | Internal | Summer | B3 | 75 | 600 | 0 | 53.5 | 50.5 | 3 | 0
2020 | NYISO_A-F_2_NEISO | NYISO_A-F | NEISO | Internal | Summer | B4 | 100 | 600 | 0 | 46.34 | 40.99 | 3 | 0
2020 | NYISO_A-F_2_NEISO | NYISO_A-F | NEISO | Internal | Summer | B5 | 200 | 600 | 0 | 46.14 | 38.48 | 3 | 0
2020 | NYISO_A-F_2_NEISO | NYISO_A-F | NEISO | Internal | Summer | B6 | 300 | 600 | 0 | 46.14 | 35.04 | 3 | 0
2020 | NYISO_A-F_2_NEISO | NYISO_A-F | NEISO | Internal | Summer | B7 | 400 | 600 | 0 | 42.08 | 35.04 | 3 | 0
2020 | NYISO_A-F_2_NEISO | NYISO_A-F | NEISO | Internal | Summer | B8 | 500 | 600 | 0 | 39.04 | 35.04 | 3 | 0
2020 | NYISO_A-F_2_NEISO | NYISO_A-F | NEISO | Internal | Summer | B9 | 800 | 600 | 0 | 38.85 | 35.04 | 3 | 0
2020 | NYISO_A-F_2_NEISO | NYISO_A-F | NEISO | Internal | Summer | B10 | 1262 | 600 | 0 | 38.85 | 35.04 | 3 | 0
2020 | NYISO_A-F_2_NEISO | NYISO_A-F | NEISO | Internal | Winter | B16 | 25 | 600 | 0 | 49.4 | 46.85 | 3 | 0
2020 | NYISO_A-F_2_NEISO | NYISO_A-F | NEISO | Internal | Winter | B17 | 100 | 600 | 0 | 46.81 | 46.85 | 3 | 0
2020 | NYISO_A-F_2_NEISO | NYISO_A-F | NEISO | Internal | Winter | B18 | 400 | 600 | 0 | 43.95 | 46.85 | 3 | 0
2020 | NYISO_A-F_2_NEISO | NYISO_A-F | NEISO | Internal | Winter | B19 | 700 | 600 | 0 | 43.95 | 46.85 | 3 | 0
2020 | NYISO_A-F_2_NEISO | NYISO_A-F | NEISO | Internal | Winter | B20 | 935 | 600 | 0 | 43.95 | 46.85 | 3 | 0
2020 | NYISO_A-F_2_NYISO_G-I | NYISO_A-F | NYISO_G-I | Internal | Shoulder | B11 | 25 | 4250 | 4250 | 44.17 | 53.81 | 0.01 | 9.62
2020 | NYISO_A-F_2_NYISO_G-I | NYISO_A-F | NYISO_G-I | Internal | Shoulder | B12 | 200 | 4250 | 4250 | 44.17 | 52.43 | 0.01 | 8.24
2020 | NYISO_A-F_2_NYISO_G-I | NYISO_A-F | NYISO_G-I | Internal | Shoulder | B13 | 600 | 4250 | 4250 | 40.92 | 41.1 | 0.01 | 0.16
2020 | NYISO_A-F_2_NYISO_G-I | NYISO_A-F | NYISO_G-I | Internal | Shoulder | B14 | 900 | 4250 | 4250 | 40.46 | 40.91 | 0.01 | 0.43
2020 | NYISO_A-F_2_NYISO_G-I | NYISO_A-F | NYISO_G-I | Internal | Shoulder | B15 | 1203 | 4250 | 1917.86 | 40.46 | 40.48 | 0.01 | 0
2020 | NYISO_A-F_2_NYISO_G-I | NYISO_A-F | NYISO_G-I | Internal | Summer | B1 | 10 | 4250 | 4250 | 59.32 | 74.5 | 0.01 | 15.16
2020 | NYISO_A-F_2_NYISO_G-I | NYISO_A-F | NYISO_G-I | Internal | Summer | B2 | 25 | 4250 | 4250 | 54.17 | 59.09 | 0.01 | 4.91
2020 | NYISO_A-F_2_NYISO_G-I | NYISO_A-F | NYISO_G-I | Internal | Summer | B3 | 75 | 4250 | 3946.98 | 53.5 | 53.51 | 0.01 | 0
2020 | NYISO_A-F_2_NYISO_G-I | NYISO_A-F | NYISO_G-I | Internal | Summer | B4 | 100 | 4250 | 4250 | 46.34 | 49.56 | 0.01 | 3.21
2020 | NYISO_A-F_2_NYISO_G-I | NYISO_A-F | NYISO_G-I | Internal | Summer | B5 | 200 | 4250 | 4250 | 46.14 | 49.56 | 0.01 | 3.41
2020 | NYISO_A-F_2_NYISO_G-I | NYISO_A-F | NYISO_G-I | Internal | Summer | B6 | 300 | 4250 | 4250 | 46.14 | 49.56 | 0.01 | 3.41
2020 | NYISO_A-F_2_NYISO_G-I | NYISO_A-F | NYISO_G-I | Internal | Summer | B7 | 400 | 4250 | 4250 | 42.08 | 49.56 | 0.01 | 7.47
2020 | NYISO_A-F_2_NYISO_G-I | NYISO_A-F | NYISO_G-I | Internal | Summer | B8 | 500 | 4250 | 4250 | 39.04 | 44.48 | 0.01 | 5.42
2020 | NYISO_A-F_2_NYISO_G-I | NYISO_A-F | NYISO_G-I | Internal | Summer | B9 | 800 | 4250 | 3559.53 | 38.85 | 38.86 | 0.01 | 0
2020 | NYISO_A-F_2_NYISO_G-I | NYISO_A-F | NYISO_G-I | Internal | Summer | B10 | 1262 | 4250 | 973.01 | 38.85 | 38.86 | 0.01 | 0
2020 | NYISO_A-F_2_NYISO_G-I | NYISO_A-F | NYISO_G-I | Internal | Winter | B16 | 25 | 4250 | 4250 | 49.4 | 67.41 | 0.01 | 18
2020 | NYISO_A-F_2_NYISO_G-I | NYISO_A-F | NYISO_G-I | Internal | Winter | B17 | 100 | 4250 | 4250 | 46.81 | 62.84 | 0.01 | 16.02
2020 | NYISO_A-F_2_NYISO_G-I | NYISO_A-F | NYISO_G-I | Internal | Winter | B18 | 400 | 4250 | 4250 | 43.95 | 51.61 | 0.01 | 7.65
2020 | NYISO_A-F_2_NYISO_G-I | NYISO_A-F | NYISO_G-I | Internal | Winter | B19 | 700 | 4250 | 4250 | 43.95 | 49.85 | 0.01 | 5.89
2020 | NYISO_A-F_2_NYISO_G-I | NYISO_A-F | NYISO_G-I | Internal | Winter | B20 | 935 | 4250 | 4250 | 43.95 | 46.2 | 0.01 | 2.24
2020 | NYISO_A-F_2_PJM_ROM | NYISO_A-F | PJM_ROM | Internal | Shoulder | B11 | 25 | 1000 | 1000 | 44.17 | 54.3 | 8 | 2.13
2020 | NYISO_A-F_2_PJM_ROM | NYISO_A-F | PJM_ROM | Internal | Shoulder | B12 | 200 | 1000 | 0 | 44.17 | 46.44 | 8 | 0
2020 | NYISO_A-F_2_PJM_ROM | NYISO_A-F | PJM_ROM | Internal | Shoulder | B13 | 600 | 1000 | 0 | 40.92 | 43.3 | 8 | 0
2020 | NYISO_A-F_2_PJM_ROM | NYISO_A-F | PJM_ROM | Internal | Shoulder | B14 | 900 | 1000 | 0 | 40.46 | 40.59 | 8 | 0
2020 | NYISO_A-F_2_PJM_ROM | NYISO_A-F | PJM_ROM | Internal | Shoulder | B15 | 1203 | 1000 | 0 | 40.46 | 37.57 | 8 | 0
2020 | NYISO_A-F_2_PJM_ROM | NYISO_A-F | PJM_ROM | Internal | Summer | B1 | 10 | 1000 | 1000 | 59.32 | 68.49 | 8 | 1.16
2020 | NYISO_A-F_2_PJM_ROM | NYISO_A-F | PJM_ROM | Internal | Summer | B2 | 25 | 1000 | 1000 | 54.17 | 65.85 | 8 | 3.67
2020 | NYISO_A-F_2_PJM_ROM | NYISO_A-F | PJM_ROM | Internal | Summer | B3 | 75 | 1000 | 1000 | 53.5 | 62.55 | 8 | 1.05
2020 | NYISO_A-F_2_PJM_ROM | NYISO_A-F | PJM_ROM | Internal | Summer | B4 | 100 | 1000 | 1000 | 46.34 | 62.34 | 8 | 8
2020 | NYISO_A-F_2_PJM_ROM | NYISO_A-F | PJM_ROM | Internal | Summer | B5 | 200 | 1000 | 1000 | 46.14 | 55.21 | 8 | 1.07
2020 | NYISO_A-F_2_PJM_ROM | NYISO_A-F | PJM_ROM | Internal | Summer | B6 | 300 | 1000 | 0 | 46.14 | 49.12 | 8 | 0
2020 | NYISO_A-F_2_PJM_ROM | NYISO_A-F | PJM_ROM | Internal | Summer | B7 | 400 | 1000 | 0 | 42.08 | 41.23 | 8 | 0
2020 | NYISO_A-F_2_PJM_ROM | NYISO_A-F | PJM_ROM | Internal | Summer | B8 | 500 | 1000 | 0 | 39.04 | 38.47 | 8 | 0
2020 | NYISO_A-F_2_PJM_ROM | NYISO_A-F | PJM_ROM | Internal | Summer | B9 | 800 | 1000 | 0 | 38.85 | 36.77 | 8 | 0
2020 | NYISO_A-F_2_PJM_ROM | NYISO_A-F | PJM_ROM | Internal | Summer | B10 | 1262 | 1000 | 0 | 38.85 | 35.07 | 8 | 0
2020 | NYISO_A-F_2_PJM_ROM | NYISO_A-F | PJM_ROM | Internal | Winter | B16 | 25 | 1000 | 1000 | 49.4 | 58.59 | 8 | 1.19
2020 | NYISO_A-F_2_PJM_ROM | NYISO_A-F | PJM_ROM | Internal | Winter | B17 | 100 | 1000 | 0 | 46.81 | 49.07 | 8 | 0
2020 | NYISO_A-F_2_PJM_ROM | NYISO_A-F | PJM_ROM | Internal | Winter | B18 | 400 | 1000 | 0 | 43.95 | 44.77 | 8 | 0
2020 | NYISO_A-F_2_PJM_ROM | NYISO_A-F | PJM_ROM | Internal | Winter | B19 | 700 | 1000 | 0 | 43.95 | 42.39 | 8 | 0
2020 | NYISO_A-F_2_PJM_ROM | NYISO_A-F | PJM_ROM | Internal | Winter | B20 | 935 | 1000 | 0 | 43.95 | 37.95 | 8 | 0
2020 | NYISO_G-I_2_NEISO | NYISO_G-I | NEISO | Internal | Shoulder | B11 | 25 | 600 | 0 | 53.81 | 37.92 | 3 | 0
2020 | NYISO_G-I_2_NEISO | NYISO_G-I | NEISO | Internal | Shoulder | B12 | 200 | 600 | 0 | 52.43 | 37.92 | 3 | 0
2020 | NYISO_G-I_2_NEISO | NYISO_G-I | NEISO | Internal | Shoulder | B13 | 600 | 600 | 0 | 41.1 | 37.92 | 3 | 0
2020 | NYISO_G-I_2_NEISO | NYISO_G-I | NEISO | Internal | Shoulder | B14 | 900 | 600 | 0 | 40.91 | 37.92 | 3 | 0
2020 | NYISO_G-I_2_NEISO | NYISO_G-I | NEISO | Internal | Shoulder | B15 | 1203 | 600 | 0 | 40.48 | 37.92 | 3 | 0
2020 | NYISO_G-I_2_NEISO | NYISO_G-I | NEISO | Internal | Summer | B1 | 10 | 600 | 0 | 74.5 | 71.51 | 3 | 0
2020 | NYISO_G-I_2_NEISO | NYISO_G-I | NEISO | Internal | Summer | B2 | 25 | 600 | 0 | 59.09 | 57.17 | 3 | 0
2020 | NYISO_G-I_2_NEISO | NYISO_G-I | NEISO | Internal | Summer | B3 | 75 | 600 | 0 | 53.51 | 50.5 | 3 | 0
2020 | NYISO_G-I_2_NEISO | NYISO_G-I | NEISO | Internal | Summer | B4 | 100 | 600 | 0 | 49.56 | 40.99 | 3 | 0
2020 | NYISO_G-I_2_NEISO | NYISO_G-I | NEISO | Internal | Summer | B5 | 200 | 600 | 0 | 49.56 | 38.48 | 3 | 0
2020 | NYISO_G-I_2_NEISO | NYISO_G-I | NEISO | Internal | Summer | B6 | 300 | 600 | 0 | 49.56 | 35.04 | 3 | 0
2020 | NYISO_G-I_2_NEISO | NYISO_G-I | NEISO | Internal | Summer | B7 | 400 | 600 | 0 | 49.56 | 35.04 | 3 | 0
2020 | NYISO_G-I_2_NEISO | NYISO_G-I | NEISO | Internal | Summer | B8 | 500 | 600 | 0 | 44.48 | 35.04 | 3 | 0
2020 | NYISO_G-I_2_NEISO | NYISO_G-I | NEISO | Internal | Summer | B9 | 800 | 600 | 0 | 38.86 | 35.04 | 3 | 0
2020 | NYISO_G-I_2_NEISO | NYISO_G-I | NEISO | Internal | Summer | B10 | 1262 | 600 | 0 | 38.86 | 35.04 | 3 | 0
2020 | NYISO_G-I_2_NEISO | NYISO_G-I | NEISO | Internal | Winter | B16 | 25 | 600 | 0 | 67.41 | 46.85 | 3 | 0
2020 | NYISO_G-I_2_NEISO | NYISO_G-I | NEISO | Internal | Winter | B17 | 100 | 600 | 0 | 62.84 | 46.85 | 3 | 0
2020 | NYISO_G-I_2_NEISO | NYISO_G-I | NEISO | Internal | Winter | B18 | 400 | 600 | 0 | 51.61 | 46.85 | 3 | 0
2020 | NYISO_G-I_2_NEISO | NYISO_G-I | NEISO | Internal | Winter | B19 | 700 | 600 | 0 | 49.85 | 46.85 | 3 | 0
2020 | NYISO_G-I_2_NEISO | NYISO_G-I | NEISO | Internal | Winter | B20 | 935 | 600 | 0 | 46.2 | 46.85 | 3 | 0
2020 | NYISO_G-I_2_NYISO_A-F | NYISO_G-I | NYISO_A-F | Internal | Shoulder | B11 | 25 | 1999 | 0 | 53.81 | 44.17 | 0.01 | 0
2020 | NYISO_G-I_2_NYISO_A-F | NYISO_G-I | NYISO_A-F | Internal | Shoulder | B12 | 200 | 1999 | 0 | 52.43 | 44.17 | 0.01 | 0
2020 | NYISO_G-I_2_NYISO_A-F | NYISO_G-I | NYISO_A-F | Internal | Shoulder | B13 | 600 | 1999 | 0 | 41.1 | 40.92 | 0.01 | 0
2020 | NYISO_G-I_2_NYISO_A-F | NYISO_G-I | NYISO_A-F | Internal | Shoulder | B14 | 900 | 1999 | 0 | 40.91 | 40.46 | 0.01 | 0
2020 | NYISO_G-I_2_NYISO_A-F | NYISO_G-I | NYISO_A-F | Internal | Shoulder | B15 | 1203 | 1999 | 0 | 40.48 | 40.46 | 0.01 | 0
2020 | NYISO_G-I_2_NYISO_A-F | NYISO_G-I | NYISO_A-F | Internal | Summer | B1 | 10 | 1999 | 0 | 74.5 | 59.32 | 0.01 | 0
2020 | NYISO_G-I_2_NYISO_A-F | NYISO_G-I | NYISO_A-F | Internal | Summer | B2 | 25 | 1999 | 0 | 59.09 | 54.17 | 0.01 | 0
2020 | NYISO_G-I_2_NYISO_A-F | NYISO_G-I | NYISO_A-F | Internal | Summer | B3 | 75 | 1999 | 0 | 53.51 | 53.5 | 0.01 | 0
2020 | NYISO_G-I_2_NYISO_A-F | NYISO_G-I | NYISO_A-F | Internal | Summer | B4 | 100 | 1999 | 0 | 49.56 | 46.34 | 0.01 | 0
2020 | NYISO_G-I_2_NYISO_A-F | NYISO_G-I | NYISO_A-F | Internal | Summer | B5 | 200 | 1999 | 0 | 49.56 | 46.14 | 0.01 | 0
2020 | NYISO_G-I_2_NYISO_A-F | NYISO_G-I | NYISO_A-F | Internal | Summer | B6 | 300 | 1999 | 0 | 49.56 | 46.14 | 0.01 | 0
2020 | NYISO_G-I_2_NYISO_A-F | NYISO_G-I | NYISO_A-F | Internal | Summer | B7 | 400 | 1999 | 0 | 49.56 | 42.08 | 0.01 | 0
2020 | NYISO_G-I_2_NYISO_A-F | NYISO_G-I | NYISO_A-F | Internal | Summer | B8 | 500 | 1999 | 0 | 44.48 | 39.04 | 0.01 | 0
2020 | NYISO_G-I_2_NYISO_A-F | NYISO_G-I | NYISO_A-F | Internal | Summer | B9 | 800 | 1999 | 0 | 38.86 | 38.85 | 0.01 | 0
2020 | NYISO_G-I_2_NYISO_A-F | NYISO_G-I | NYISO_A-F | Internal | Summer | B10 | 1262 | 1999 | 0 | 38.86 | 38.85 | 0.01 | 0
2020 | NYISO_G-I_2_NYISO_A-F | NYISO_G-I | NYISO_A-F | Internal | Winter | B16 | 25 | 1999 | 0 | 67.41 | 49.4 | 0.01 | 0
2020 | NYISO_G-I_2_NYISO_A-F | NYISO_G-I | NYISO_A-F | Internal | Winter | B17 | 100 | 1999 | 0 | 62.84 | 46.81 | 0.01 | 0
2020 | NYISO_G-I_2_NYISO_A-F | NYISO_G-I | NYISO_A-F | Internal | Winter | B18 | 400 | 1999 | 0 | 51.61 | 43.95 | 0.01 | 0
2020 | NYISO_G-I_2_NYISO_A-F | NYISO_G-I | NYISO_A-F | Internal | Winter | B19 | 700 | 1999 | 0 | 49.85 | 43.95 | 0.01 | 0
2020 | NYISO_G-I_2_NYISO_A-F | NYISO_G-I | NYISO_A-F | Internal | Winter | B20 | 935 | 1999 | 0 | 46.2 | 43.95 | 0.01 | 0
2020 | NYISO_G-I_2_NYISO_J-K | NYISO_G-I | NYISO_J-K | Internal | Shoulder | B11 | 25 | 6130 | 4802.43 | 53.81 | 53.82 | 0.01 | 0
2020 | NYISO_G-I_2_NYISO_J-K | NYISO_G-I | NYISO_J-K | Internal | Shoulder | B12 | 200 | 6130 | 5001.32 | 52.43 | 52.44 | 0.01 | 0
2020 | NYISO_G-I_2_NYISO_J-K | NYISO_G-I | NYISO_J-K | Internal | Shoulder | B13 | 600 | 6130 | 5003.38 | 41.1 | 41.11 | 0.01 | 0
2020 | NYISO_G-I_2_NYISO_J-K | NYISO_G-I | NYISO_J-K | Internal | Shoulder | B14 | 900 | 6130 | 4580.34 | 40.91 | 40.92 | 0.01 | 0
2020 | NYISO_G-I_2_NYISO_J-K | NYISO_G-I | NYISO_J-K | Internal | Shoulder | B15 | 1203 | 6130 | 2741.3 | 40.48 | 40.49 | 0.01 | 0
2020 | NYISO_G-I_2_NYISO_J-K | NYISO_G-I | NYISO_J-K | Internal | Summer | B1 | 10 | 6130 | 4184.31 | 74.5 | 74.51 | 0.01 | 0
2020 | NYISO_G-I_2_NYISO_J-K | NYISO_G-I | NYISO_J-K | Internal | Summer | B2 | 25 | 6130 | 4329.02 | 59.09 | 59.1 | 0.01 | 0
2020 | NYISO_G-I_2_NYISO_J-K | NYISO_G-I | NYISO_J-K | Internal | Summer | B3 | 75 | 6130 | 3588.9 | 53.51 | 53.52 | 0.01 | 0
2020 | NYISO_G-I_2_NYISO_J-K | NYISO_G-I | NYISO_J-K | Internal | Summer | B4 | 100 | 6130 | 3302.12 | 49.56 | 49.57 | 0.01 | 0
2020 | NYISO_G-I_2_NYISO_J-K | NYISO_G-I | NYISO_J-K | Internal | Summer | B5 | 200 | 6130 | 4957.65 | 49.56 | 49.57 | 0.01 | 0
2020 | NYISO_G-I_2_NYISO_J-K | NYISO_G-I | NYISO_J-K | Internal | Summer | B6 | 300 | 6130 | 5179.43 | 49.56 | 49.57 | 0.01 | 0
2020 | NYISO_G-I_2_NYISO_J-K | NYISO_G-I | NYISO_J-K | Internal | Summer | B7 | 400 | 6130 | 5894.9 | 49.56 | 49.57 | 0.01 | 0
2020 | NYISO_G-I_2_NYISO_J-K | NYISO_G-I | NYISO_J-K | Internal | Summer | B8 | 500 | 6130 | 5770.07 | 44.48 | 44.49 | 0.01 | 0
2020 | NYISO_G-I_2_NYISO_J-K | NYISO_G-I | NYISO_J-K | Internal | Summer | B9 | 800 | 6130 | 5099.4 | 38.86 | 38.87 | 0.01 | 0
2020 | NYISO_G-I_2_NYISO_J-K | NYISO_G-I | NYISO_J-K | Internal | Summer | B10 | 1262 | 6130 | 3030.33 | 38.86 | 38.87 | 0.01 | 0
2020 | NYISO_G-I_2_NYISO_J-K | NYISO_G-I | NYISO_J-K | Internal | Winter | B16 | 25 | 6130 | 6130 | 67.41 | 68.85 | 0.01 | 1.43
2020 | NYISO_G-I_2_NYISO_J-K | NYISO_G-I | NYISO_J-K | Internal | Winter | B17 | 100 | 6130 | 6018.11 | 62.84 | 62.86 | 0.01 | 0
2020 | NYISO_G-I_2_NYISO_J-K | NYISO_G-I | NYISO_J-K | Internal | Winter | B18 | 400 | 6130 | 6096.38 | 51.61 | 51.62 | 0.01 | 0
2020 | NYISO_G-I_2_NYISO_J-K | NYISO_G-I | NYISO_J-K | Internal | Winter | B19 | 700 | 6130 | 6130 | 49.85 | 51.62 | 0.01 | 1.76
2020 | NYISO_G-I_2_NYISO_J-K | NYISO_G-I | NYISO_J-K | Internal | Winter | B20 | 935 | 6130 | 6130 | 46.2 | 48.53 | 0.01 | 2.32
2020 | NYISO_G-I_2_PJM_E | NYISO_G-I | PJM_E | Internal | Shoulder | B11 | 25 | 1500 | 0 | 53.81 | 54.29 | 8 | 0
2020 | NYISO_G-I_2_PJM_E | NYISO_G-I | PJM_E | Internal | Shoulder | B12 | 200 | 1500 | 0 | 52.43 | 46.43 | 8 | 0
2020 | NYISO_G-I_2_PJM_E | NYISO_G-I | PJM_E | Internal | Shoulder | B13 | 600 | 1500 | 0 | 41.1 | 43.31 | 8 | 0
2020 | NYISO_G-I_2_PJM_E | NYISO_G-I | PJM_E | Internal | Shoulder | B14 | 900 | 1500 | 0 | 40.91 | 40.6 | 8 | 0
2020 | NYISO_G-I_2_PJM_E | NYISO_G-I | PJM_E | Internal | Shoulder | B15 | 1203 | 1500 | 0 | 40.48 | 37.59 | 8 | 0
2020 | NYISO_G-I_2_PJM_E | NYISO_G-I | PJM_E | Internal | Summer | B1 | 10 | 1500 | 0 | 74.5 | 68.5 | 8 | 0
2020 | NYISO_G-I_2_PJM_E | NYISO_G-I | PJM_E | Internal | Summer | B2 | 25 | 1500 | 0 | 59.09 | 65.86 | 8 | 0
2020 | NYISO_G-I_2_PJM_E | NYISO_G-I | PJM_E | Internal | Summer | B3 | 75 | 1500 | 1500 | 53.51 | 62.56 | 8 | 1.05
2020 | NYISO_G-I_2_PJM_E | NYISO_G-I | PJM_E | Internal | Summer | B4 | 100 | 1500 | 1500 | 49.56 | 62.33 | 8 | 4.77
2020 | NYISO_G-I_2_PJM_E | NYISO_G-I | PJM_E | Internal | Summer | B5 | 200 | 1500 | 0 | 49.56 | 55.22 | 8 | 0
2020 | NYISO_G-I_2_PJM_E | NYISO_G-I | PJM_E | Internal | Summer | B6 | 300 | 1500 | 0 | 49.56 | 49.14 | 8 | 0
2020 | NYISO_G-I_2_PJM_E | NYISO_G-I | PJM_E | Internal | Summer | B7 | 400 | 1500 | 0 | 49.56 | 41.24 | 8 | 0
2020 | NYISO_G-I_2_PJM_E | NYISO_G-I | PJM_E | Internal | Summer | B8 | 500 | 1500 | 0 | 44.48 | 38.48 | 8 | 0
2020 | NYISO_G-I_2_PJM_E | NYISO_G-I | PJM_E | Internal | Summer | B9 | 800 | 1500 | 0 | 38.86 | 36.78 | 8 | 0
2020 | NYISO_G-I_2_PJM_E | NYISO_G-I | PJM_E | Internal | Summer | B10 | 1262 | 1500 | 0 | 38.86 | 35.08 | 8 | 0
2020 | NYISO_G-I_2_PJM_E | NYISO_G-I | PJM_E | Internal | Winter | B16 | 25 | 1500 | 0 | 67.41 | 58.61 | 8 | 0
2020 | NYISO_G-I_2_PJM_E | NYISO_G-I | PJM_E | Internal | Winter | B17 | 100 | 1500 | 0 | 62.84 | 49.08 | 8 | 0
2020 | NYISO_G-I_2_PJM_E | NYISO_G-I | PJM_E | Internal | Winter | B18 | 400 | 1500 | 0 | 51.61 | 44.78 | 8 | 0
2020 | NYISO_G-I_2_PJM_E | NYISO_G-I | PJM_E | Internal | Winter | B19 | 700 | 1500 | 0 | 49.85 | 42.4 | 8 | 0
2020 | NYISO_G-I_2_PJM_E | NYISO_G-I | PJM_E | Internal | Winter | B20 | 935 | 1500 | 0 | 46.2 | 37.96 | 8 | 0
2020 | NYISO_J-K_2_NEISO | NYISO_J-K | NEISO | Internal | Shoulder | B11 | 25 | 0.01 | 0 | 53.82 | 37.92 | 3 | 0.01
2020 | NYISO_J-K_2_NEISO | NYISO_J-K | NEISO | Internal | Shoulder | B12 | 200 | 0.01 | 0 | 52.44 | 37.92 | 3 | 0
2020 | NYISO_J-K_2_NEISO | NYISO_J-K | NEISO | Internal | Shoulder | B13 | 600 | 0.01 | 0 | 41.11 | 37.92 | 3 | 0
2020 | NYISO_J-K_2_NEISO | NYISO_J-K | NEISO | Internal | Shoulder | B14 | 900 | 0.01 | 0 | 40.92 | 37.92 | 3 | 0
2020 | NYISO_J-K_2_NEISO | NYISO_J-K | NEISO | Internal | Shoulder | B15 | 1203 | 0.01 | 0 | 40.49 | 37.92 | 3 | 0
2020 | NYISO_J-K_2_NEISO | NYISO_J-K | NEISO | Internal | Summer | B1 | 10 | 0.01 | 0 | 74.51 | 71.51 | 3 | 0.03
2020 | NYISO_J-K_2_NEISO | NYISO_J-K | NEISO | Internal | Summer | B2 | 25 | 0.01 | 0 | 59.1 | 57.17 | 3 | 0
2020 | NYISO_J-K_2_NEISO | NYISO_J-K | NEISO | Internal | Summer | B3 | 75 | 0.01 | 0 | 53.52 | 50.5 | 3 | 0
2020 | NYISO_J-K_2_NEISO | NYISO_J-K | NEISO | Internal | Summer | B4 | 100 | 0.01 | 0 | 49.57 | 40.99 | 3 | 0
2020 | NYISO_J-K_2_NEISO | NYISO_J-K | NEISO | Internal | Summer | B5 | 200 | 0.01 | 0 | 49.57 | 38.48 | 3 | 0
2020 | NYISO_J-K_2_NEISO | NYISO_J-K | NEISO | Internal | Summer | B6 | 300 | 0.01 | 0 | 49.57 | 35.04 | 3 | 0
2020 | NYISO_J-K_2_NEISO | NYISO_J-K | NEISO | Internal | Summer | B7 | 400 | 0.01 | 0 | 49.57 | 35.04 | 3 | 0
2020 | NYISO_J-K_2_NEISO | NYISO_J-K | NEISO | Internal | Summer | B8 | 500 | 0.01 | 0 | 44.49 | 35.04 | 3 | 0
2020 | NYISO_J-K_2_NEISO | NYISO_J-K | NEISO | Internal | Summer | B9 | 800 | 0.01 | 0 | 38.87 | 35.04 | 3 | 0
2020 | NYISO_J-K_2_NEISO | NYISO_J-K | NEISO | Internal | Summer | B10 | 1262 | 0.01 | 0 | 38.87 | 35.04 | 3 | 0
2020 | NYISO_J-K_2_NEISO | NYISO_J-K | NEISO | Internal | Winter | B16 | 25 | 0.01 | 0 | 68.85 | 46.85 | 3 | 0.01
2020 | NYISO_J-K_2_NEISO | NYISO_J-K | NEISO | Internal | Winter | B17 | 100 | 0.01 | 0 | 62.86 | 46.85 | 3 | 0
2020 | NYISO_J-K_2_NEISO | NYISO_J-K | NEISO | Internal | Winter | B18 | 400 | 0.01 | 0 | 51.62 | 46.85 | 3 | 0
2020 | NYISO_J-K_2_NEISO | NYISO_J-K | NEISO | Internal | Winter | B19 | 700 | 0.01 | 0 | 51.62 | 46.85 | 3 | 0
2020 | NYISO_J-K_2_NEISO | NYISO_J-K | NEISO | Internal | Winter | B20 | 935 | 0.01 | 0 | 48.53 | 46.85 | 3 | 0
2020 | NYISO_J-K_2_NYISO_G-I | NYISO_J-K | NYISO_G-I | Internal | Shoulder | B11 | 25 | 1999 | 0 | 53.82 | 53.81 | 0.01 | 0
2020 | NYISO_J-K_2_NYISO_G-I | NYISO_J-K | NYISO_G-I | Internal | Shoulder | B12 | 200 | 1999 | 0 | 52.44 | 52.43 | 0.01 | 0
2020 | NYISO_J-K_2_NYISO_G-I | NYISO_J-K | NYISO_G-I | Internal | Shoulder | B13 | 600 | 1999 | 0 | 41.11 | 41.1 | 0.01 | 0
2020 | NYISO_J-K_2_NYISO_G-I | NYISO_J-K | NYISO_G-I | Internal | Shoulder | B14 | 900 | 1999 | 0 | 40.92 | 40.91 | 0.01 | 0
2020 | NYISO_J-K_2_NYISO_G-I | NYISO_J-K | NYISO_G-I | Internal | Shoulder | B15 | 1203 | 1999 | 0 | 40.49 | 40.48 | 0.01 | 0
2020 | NYISO_J-K_2_NYISO_G-I | NYISO_J-K | NYISO_G-I | Internal | Summer | B1 | 10 | 1999 | 0 | 74.51 | 74.5 | 0.01 | 0
2020 | NYISO_J-K_2_NYISO_G-I | NYISO_J-K | NYISO_G-I | Internal | Summer | B2 | 25 | 1999 | 0 | 59.1 | 59.09 | 0.01 | 0
2020 | NYISO_J-K_2_NYISO_G-I | NYISO_J-K | NYISO_G-I | Internal | Summer | B3 | 75 | 1999 | 0 | 53.52 | 53.51 | 0.01 | 0
2020 | NYISO_J-K_2_NYISO_G-I | NYISO_J-K | NYISO_G-I | Internal | Summer | B4 | 100 | 1999 | 0 | 49.57 | 49.56 | 0.01 | 0
2020 | NYISO_J-K_2_NYISO_G-I | NYISO_J-K | NYISO_G-I | Internal | Summer | B5 | 200 | 1999 | 0 | 49.57 | 49.56 | 0.01 | 0
2020 | NYISO_J-K_2_NYISO_G-I | NYISO_J-K | NYISO_G-I | Internal | Summer | B6 | 300 | 1999 | 0 | 49.57 | 49.56 | 0.01 | 0
2020 | NYISO_J-K_2_NYISO_G-I | NYISO_J-K | NYISO_G-I | Internal | Summer | B7 | 400 | 1999 | 0 | 49.57 | 49.56 | 0.01 | 0
2020 | NYISO_J-K_2_NYISO_G-I | NYISO_J-K | NYISO_G-I | Internal | Summer | B8 | 500 | 1999 | 0 | 44.49 | 44.48 | 0.01 | 0
2020 | NYISO_J-K_2_NYISO_G-I | NYISO_J-K | NYISO_G-I | Internal | Summer | B9 | 800 | 1999 | 0 | 38.87 | 38.86 | 0.01 | 0
2020 | NYISO_J-K_2_NYISO_G-I | NYISO_J-K | NYISO_G-I | Internal | Summer | B10 | 1262 | 1999 | 0 | 38.87 | 38.86 | 0.01 | 0
2020 | NYISO_J-K_2_NYISO_G-I | NYISO_J-K | NYISO_G-I | Internal | Winter | B16 | 25 | 1999 | 0 | 68.85 | 67.41 | 0.01 | 0
2020 | NYISO_J-K_2_NYISO_G-I | NYISO_J-K | NYISO_G-I | Internal | Winter | B17 | 100 | 1999 | 0 | 62.86 | 62.84 | 0.01 | 0
2020 | NYISO_J-K_2_NYISO_G-I | NYISO_J-K | NYISO_G-I | Internal | Winter | B18 | 400 | 1999 | 0 | 51.62 | 51.61 | 0.01 | 0
2020 | NYISO_J-K_2_NYISO_G-I | NYISO_J-K | NYISO_G-I | Internal | Winter | B19 | 700 | 1999 | 0 | 51.62 | 49.85 | 0.01 | 0
2020 | NYISO_J-K_2_NYISO_G-I | NYISO_J-K | NYISO_G-I | Internal | Winter | B20 | 935 | 1999 | 0 | 48.53 | 46.2 | 0.01 | 0
2020 | NYISO_J-K_2_PJM_E | NYISO_J-K | PJM_E | Internal | Shoulder | B11 | 25 | 0.01 | 0 | 53.82 | 54.29 | 8 | 0.01
2020 | NYISO_J-K_2_PJM_E | NYISO_J-K | PJM_E | Internal | Shoulder | B12 | 200 | 0.01 | 0 | 52.44 | 46.43 | 8 | 0
2020 | NYISO_J-K_2_PJM_E | NYISO_J-K | PJM_E | Internal | Shoulder | B13 | 600 | 0.01 | 0 | 41.11 | 43.31 | 8 | 0
2020 | NYISO_J-K_2_PJM_E | NYISO_J-K | PJM_E | Internal | Shoulder | B14 | 900 | 0.01 | 0 | 40.92 | 40.6 | 8 | 0
2020 | NYISO_J-K_2_PJM_E | NYISO_J-K | PJM_E | Internal | Shoulder | B15 | 1203 | 0.01 | 0 | 40.49 | 37.59 | 8 | 0
2020 | NYISO_J-K_2_PJM_E | NYISO_J-K | PJM_E | Internal | Summer | B1 | 10 | 0.01 | 0 | 74.51 | 68.5 | 8 | 0.02
2020 | NYISO_J-K_2_PJM_E | NYISO_J-K | PJM_E | Internal | Summer | B2 | 25 | 0.01 | 0 | 59.1 | 65.86 | 8 | 0.01
2020 | NYISO_J-K_2_PJM_E | NYISO_J-K | PJM_E | Internal | Summer | B3 | 75 | 0.01 | 0 | 53.52 | 62.56 | 8 | 1.04
2020 | NYISO_J-K_2_PJM_E | NYISO_J-K | PJM_E | Internal | Summer | B4 | 100 | 0.01 | 0 | 49.57 | 62.33 | 8 | 4.76
2020 | NYISO_J-K_2_PJM_E | NYISO_J-K | PJM_E | Internal | Summer | B5 | 200 | 0.01 | 0 | 49.57 | 55.22 | 8 | 0
2020 | NYISO_J-K_2_PJM_E | NYISO_J-K | PJM_E | Internal | Summer | B6 | 300 | 0.01 | 0 | 49.57 | 49.14 | 8 | 0
2020 | NYISO_J-K_2_PJM_E | NYISO_J-K | PJM_E | Internal | Summer | B7 | 400 | 0.01 | 0 | 49.57 | 41.24 | 8 | 0
2020 | NYISO_J-K_2_PJM_E | NYISO_J-K | PJM_E | Internal | Summer | B8 | 500 | 0.01 | 0 | 44.49 | 38.48 | 8 | 0
2020 | NYISO_J-K_2_PJM_E | NYISO_J-K | PJM_E | Internal | Summer | B9 | 800 | 0.01 | 0 | 38.87 | 36.78 | 8 | 0
2020 | NYISO_J-K_2_PJM_E | NYISO_J-K | PJM_E | Internal | Summer | B10 | 1262 | 0.01 | 0 | 38.87 | 35.08 | 8 | 0
2020 | NYISO_J-K_2_PJM_E | NYISO_J-K | PJM_E | Internal | Winter | B16 | 25 | 0.01 | 0 | 68.85 | 58.61 | 8 | 0.01
2020 | NYISO_J-K_2_PJM_E | NYISO_J-K | PJM_E | Internal | Winter | B17 | 100 | 0.01 | 0 | 62.86 | 49.08 | 8 | 0
2020 | NYISO_J-K_2_PJM_E | NYISO_J-K | PJM_E | Internal | Winter | B18 | 400 | 0.01 | 0 | 51.62 | 44.78 | 8 | 0
2020 | NYISO_J-K_2_PJM_E | NYISO_J-K | PJM_E | Internal | Winter | B19 | 700 | 0.01 | 0 | 51.62 | 42.4 | 8 | 0
2020 | NYISO_J-K_2_PJM_E | NYISO_J-K | PJM_E | Internal | Winter | B20 | 935 | 0.01 | 0 | 48.53 | 37.96 | 8 | 0
2020 | PJM_E_2_NYISO_G-I | PJM_E | NYISO_G-I | Internal | Shoulder | B11 | 25 | 500 | 0 | 54.29 | 53.81 | 6 | 0
2020 | PJM_E_2_NYISO_G-I | PJM_E | NYISO_G-I | Internal | Shoulder | B12 | 200 | 500 | 125.66 | 46.43 | 52.43 | 6 | 0
2020 | PJM_E_2_NYISO_G-I | PJM_E | NYISO_G-I | Internal | Shoulder | B13 | 600 | 500 | 0 | 43.31 | 41.1 | 6 | 0
2020 | PJM_E_2_NYISO_G-I | PJM_E | NYISO_G-I | Internal | Shoulder | B14 | 900 | 500 | 0 | 40.6 | 40.91 | 6 | 0
2020 | PJM_E_2_NYISO_G-I | PJM_E | NYISO_G-I | Internal | Shoulder | B15 | 1203 | 500 | 0 | 37.59 | 40.48 | 6 | 0
2020 | PJM_E_2_NYISO_G-I | PJM_E | NYISO_G-I | Internal | Summer | B1 | 10 | 500 | 35.39 | 68.5 | 74.5 | 6 | 0
2020 | PJM_E_2_NYISO_G-I | PJM_E | NYISO_G-I | Internal | Summer | B2 | 25 | 500 | 0 | 65.86 | 59.09 | 6 | 0
2020 | PJM_E_2_NYISO_G-I | PJM_E | NYISO_G-I | Internal | Summer | B3 | 75 | 500 | 0 | 62.56 | 53.51 | 6 | 0
2020 | PJM_E_2_NYISO_G-I | PJM_E | NYISO_G-I | Internal | Summer | B4 | 100 | 500 | 0 | 62.33 | 49.56 | 6 | 0
2020 | PJM_E_2_NYISO_G-I | PJM_E | NYISO_G-I | Internal | Summer | B5 | 200 | 500 | 0 | 55.22 | 49.56 | 6 | 0
2020 | PJM_E_2_NYISO_G-I | PJM_E | NYISO_G-I | Internal | Summer | B6 | 300 | 500 | 0 | 49.14 | 49.56 | 6 | 0
2020 | PJM_E_2_NYISO_G-I | PJM_E | NYISO_G-I | Internal | Summer | B7 | 400 | 500 | 500 | 41.24 | 49.56 | 6 | 2.32
2020 | PJM_E_2_NYISO_G-I | PJM_E | NYISO_G-I | Internal | Summer | B8 | 500 | 500 | 200.7 | 38.48 | 44.48 | 6 | 0
2020 | PJM_E_2_NYISO_G-I | PJM_E | NYISO_G-I | Internal | Summer | B9 | 800 | 500 | 0 | 36.78 | 38.86 | 6 | 0
2020 | PJM_E_2_NYISO_G-I | PJM_E | NYISO_G-I | Internal | Summer | B10 | 1262 | 500 | 0 | 35.08 | 38.86 | 6 | 0
2020 | PJM_E_2_NYISO_G-I | PJM_E | NYISO_G-I | Internal | Winter | B16 | 25 | 500 | 500 | 58.61 | 67.41 | 6 | 2.81
2020 | PJM_E_2_NYISO_G-I | PJM_E | NYISO_G-I | Internal | Winter | B17 | 100 | 500 | 500 | 49.08 | 62.84 | 6 | 7.76
2020 | PJM_E_2_NYISO_G-I | PJM_E | NYISO_G-I | Internal | Winter | B18 | 400 | 500 | 500 | 44.78 | 51.61 | 6 | 0.83
2020 | PJM_E_2_NYISO_G-I | PJM_E | NYISO_G-I | Internal | Winter | B19 | 700 | 500 | 500 | 42.4 | 49.85 | 6 | 1.45
2020 | PJM_E_2_NYISO_G-I | PJM_E | NYISO_G-I | Internal | Winter | B20 | 935 | 500 | 500 | 37.96 | 46.2 | 6 | 2.24
2020 | PJM_E_2_NYISO_J-K | PJM_E | NYISO_J-K | Internal | Shoulder | B11 | 25 | 330 | 0 | 54.29 | 53.82 | 6 | 0
2020 | PJM_E_2_NYISO_J-K | PJM_E | NYISO_J-K | Internal | Shoulder | B12 | 200 | 330 | 330 | 46.43 | 52.44 | 6 | 0.01
2020 | PJM_E_2_NYISO_J-K | PJM_E | NYISO_J-K | Internal | Shoulder | B13 | 600 | 330 | 0 | 43.31 | 41.11 | 6 | 0
2020 | PJM_E_2_NYISO_J-K | PJM_E | NYISO_J-K | Internal | Shoulder | B14 | 900 | 330 | 0 | 40.6 | 40.92 | 6 | 0
2020 | PJM_E_2_NYISO_J-K | PJM_E | NYISO_J-K | Internal | Shoulder | B15 | 1203 | 330 | 0 | 37.59 | 40.49 | 6 | 0
2020 | PJM_E_2_NYISO_J-K | PJM_E | NYISO_J-K | Internal | Summer | B1 | 10 | 330 | 329.97 | 68.5 | 74.51 | 6 | 0.01
2020 | PJM_E_2_NYISO_J-K | PJM_E | NYISO_J-K | Internal | Summer | B2 | 25 | 330 | 0 | 65.86 | 59.1 | 6 | 0
2020 | PJM_E_2_NYISO_J-K | PJM_E | NYISO_J-K | Internal | Summer | B3 | 75 | 330 | 0 | 62.56 | 53.52 | 6 | 0
2020 | PJM_E_2_NYISO_J-K | PJM_E | NYISO_J-K | Internal | Summer | B4 | 100 | 330 | 0 | 62.33 | 49.57 | 6 | 0
2020 | PJM_E_2_NYISO_J-K | PJM_E | NYISO_J-K | Internal | Summer | B5 | 200 | 330 | 0 | 55.22 | 49.57 | 6 | 0
2020 | PJM_E_2_NYISO_J-K | PJM_E | NYISO_J-K | Internal | Summer | B6 | 300 | 330 | 0 | 49.14 | 49.57 | 6 | 0
2020 | PJM_E_2_NYISO_J-K | PJM_E | NYISO_J-K | Internal | Summer | B7 | 400 | 330 | 330 | 41.24 | 49.57 | 6 | 2.33
2020 | PJM_E_2_NYISO_J-K | PJM_E | NYISO_J-K | Internal | Summer | B8 | 500 | 330 | 330 | 38.48 | 44.49 | 6 | 0.01
2020 | PJM_E_2_NYISO_J-K | PJM_E | NYISO_J-K | Internal | Summer | B9 | 800 | 330 | 0 | 36.78 | 38.87 | 6 | 0
2020 | PJM_E_2_NYISO_J-K | PJM_E | NYISO_J-K | Internal | Summer | B10 | 1262 | 330 | 0 | 35.08 | 38.87 | 6 | 0
2020 | PJM_E_2_NYISO_J-K | PJM_E | NYISO_J-K | Internal | Winter | B16 | 25 | 330 | 330 | 58.61 | 68.85 | 6 | 4.25
2020 | PJM_E_2_NYISO_J-K | PJM_E | NYISO_J-K | Internal | Winter | B17 | 100 | 330 | 330 | 49.08 | 62.86 | 6 | 7.78
2020 | PJM_E_2_NYISO_J-K | PJM_E | NYISO_J-K | Internal | Winter | B18 | 400 | 330 | 330 | 44.78 | 51.62 | 6 | 0.84
2020 | PJM_E_2_NYISO_J-K | PJM_E | NYISO_J-K | Internal | Winter | B19 | 700 | 330 | 330 | 42.4 | 51.62 | 6 | 3.23
2020 | PJM_E_2_NYISO_J-K | PJM_E | NYISO_J-K | Internal | Winter | B20 | 935 | 330 | 330 | 37.96 | 48.53 | 6 | 4.57
2020 | PJM_E_2_PJM_ROM | PJM_E | PJM_ROM | Internal | Shoulder | B11 | 25 | 8000 | 1635.25 | 54.29 | 54.3 | 0.01 | 0
2020 | PJM_E_2_PJM_ROM | PJM_E | PJM_ROM | Internal | Shoulder | B12 | 200 | 8000 | 856.05 | 46.43 | 46.44 | 0.01 | 0
2020 | PJM_E_2_PJM_ROM | PJM_E | PJM_ROM | Internal | Shoulder | B13 | 600 | 8000 | 0 | 43.31 | 43.3 | 0.01 | 0
2020 | PJM_E_2_PJM_ROM | PJM_E | PJM_ROM | Internal | Shoulder | B14 | 900 | 8000 | 0 | 40.6 | 40.59 | 0.01 | 0
2020 | PJM_E_2_PJM_ROM | PJM_E | PJM_ROM | Internal | Shoulder | B15 | 1203 | 8000 | 0 | 37.59 | 37.57 | 0.01 | 0
2020 | PJM_E_2_PJM_ROM | PJM_E | PJM_ROM | Internal | Summer | B1 | 10 | 8000 | 0 | 68.5 | 68.49 | 0.01 | 0
2020 | PJM_E_2_PJM_ROM | PJM_E | PJM_ROM | Internal | Summer | B2 | 25 | 8000 | 0 | 65.86 | 65.85 | 0.01 | 0
2020 | PJM_E_2_PJM_ROM | PJM_E | PJM_ROM | Internal | Summer | B3 | 75 | 8000 | 0 | 62.56 | 62.55 | 0.01 | 0
2020 | PJM_E_2_PJM_ROM | PJM_E | PJM_ROM | Internal | Summer | B4 | 100 | 8000 | 993.8 | 62.33 | 62.34 | 0.01 | 0
2020 | PJM_E_2_PJM_ROM | PJM_E | PJM_ROM | Internal | Summer | B5 | 200 | 8000 | 0 | 55.22 | 55.21 | 0.01 | 0
2020 | PJM_E_2_PJM_ROM | PJM_E | PJM_ROM | Internal | Summer | B6 | 300 | 8000 | 0 | 49.14 | 49.12 | 0.01 | 0
2020 | PJM_E_2_PJM_ROM | PJM_E | PJM_ROM | Internal | Summer | B7 | 400 | 8000 | 0 | 41.24 | 41.23 | 0.01 | 0
2020 | PJM_E_2_PJM_ROM | PJM_E | PJM_ROM | Internal | Summer | B8 | 500 | 8000 | 0 | 38.48 | 38.47 | 0.01 | 0
2020 | PJM_E_2_PJM_ROM | PJM_E | PJM_ROM | Internal | Summer | B9 | 800 | 8000 | 0 | 36.78 | 36.77 | 0.01 | 0
2020 | PJM_E_2_PJM_ROM | PJM_E | PJM_ROM | Internal | Summer | B10 | 1262 | 8000 | 0 | 35.08 | 35.07 | 0.01 | 0
2020 | PJM_E_2_PJM_ROM | PJM_E | PJM_ROM | Internal | Winter | B16 | 25 | 8000 | 0 | 58.61 | 58.59 | 0.01 | 0
2020 | PJM_E_2_PJM_ROM | PJM_E | PJM_ROM | Internal | Winter | B17 | 100 | 8000 | 0 | 49.08 | 49.07 | 0.01 | 0
2020 | PJM_E_2_PJM_ROM | PJM_E | PJM_ROM | Internal | Winter | B18 | 400 | 8000 | 0 | 44.78 | 44.77 | 0.01 | 0
2020 | PJM_E_2_PJM_ROM | PJM_E | PJM_ROM | Internal | Winter | B19 | 700 | 8000 | 0 | 42.4 | 42.39 | 0.01 | 0
2020 | PJM_E_2_PJM_ROM | PJM_E | PJM_ROM | Internal | Winter | B20 | 935 | 8000 | 0 | 37.96 | 37.95 | 0.01 | 0
2020 | PJM_ROR_2_MISO_IN | PJM_ROR | MISO_IN | Internal | Shoulder | B11 | 25 | 909 | 909 | 54.31 | 59.7 | 2 | 3.38
2020 | PJM_ROR_2_MISO_IN | PJM_ROR | MISO_IN | Internal | Shoulder | B12 | 200 | 909 | 0 | 46.45 | 46.28 | 2 | 0
2020 | PJM_ROR_2_MISO_IN | PJM_ROR | MISO_IN | Internal | Shoulder | B13 | 600 | 909 | 0 | 43.29 | 42.45 | 2 | 0
2020 | PJM_ROR_2_MISO_IN | PJM_ROR | MISO_IN | Internal | Shoulder | B14 | 900 | 909 | 0 | 40.57 | 40.45 | 2 | 0
2020 | PJM_ROR_2_MISO_IN | PJM_ROR | MISO_IN | Internal | Shoulder | B15 | 1203 | 909 | 0 | 37.56 | 38.9 | 2 | 0
2020 | PJM_ROR_2_MISO_IN | PJM_ROR | MISO_IN | Internal | Summer | B1 | 10 | 909 | 0 | 68.47 | 66.46 | 2 | 0
2020 | PJM_ROR_2_MISO_IN | PJM_ROR | MISO_IN | Internal | Summer | B2 | 25 | 909 | 0 | 65.84 | 64.83 | 2 | 0
2020 | PJM_ROR_2_MISO_IN | PJM_ROR | MISO_IN | Internal | Summer | B3 | 75 | 909 | 0 | 62.54 | 62.64 | 2 | 0
2020 | PJM_ROR_2_MISO_IN | PJM_ROR | MISO_IN | Internal | Summer | B4 | 100 | 909 | 0 | 62.35 | 61.83 | 2 | 0
2020 | PJM_ROR_2_MISO_IN | PJM_ROR | MISO_IN | Internal | Summer | B5 | 200 | 909 | 0 | 55.22 | 57.21 | 2 | 0
2020 | PJM_ROR_2_MISO_IN | PJM_ROR | MISO_IN | Internal | Summer | B6 | 300 | 909 | 0 | 49.11 | 49.01 | 2 | 0
2020 | PJM_ROR_2_MISO_IN | PJM_ROR | MISO_IN | Internal | Summer | B7 | 400 | 909 | 0 | 41.22 | 42.07 | 2 | 0
2020 | PJM_ROR_2_MISO_IN | PJM_ROR | MISO_IN | Internal | Summer | B8 | 500 | 909 | 0 | 38.45 | 38.48 | 2 | 0
2020 | PJM_ROR_2_MISO_IN | PJM_ROR | MISO_IN | Internal | Summer | B9 | 800 | 909 | 0 | 36.76 | 37.88 | 2 | 0
2020 | PJM_ROR_2_MISO_IN | PJM_ROR | MISO_IN | Internal | Summer | B10 | 1262 | 909 | 0 | 35.05 | 36.18 | 2 | 0
2020 | PJM_ROR_2_MISO_IN | PJM_ROR | MISO_IN | Internal | Winter | B16 | 25 | 909 | 0 | 58.58 | 56.61 | 2 | 0
2020 | PJM_ROR_2_MISO_IN | PJM_ROR | MISO_IN | Internal | Winter | B17 | 100 | 909 | 0 | 49.06 | 47.07 | 2 | 0
2020 | PJM_ROR_2_MISO_IN | PJM_ROR | MISO_IN | Internal | Winter | B18 | 400 | 909 | 0 | 44.76 | 43.12 | 2 | 0
2020 | PJM_ROR_2_MISO_IN | PJM_ROR | MISO_IN | Internal | Winter | B19 | 700 | 909 | 0 | 42.37 | 41.66 | 2 | 0
2020 | PJM_ROR_2_MISO_IN | PJM_ROR | MISO_IN | Internal | Winter | B20 | 935 | 909 | 0 | 37.94 | 38.03 | 2 | 0
2020 | PJM_ROR_2_MISO_MI | PJM_ROR | MISO_MI | Internal | Shoulder | B11 | 25 | 1305 | 734.64 | 54.31 | 56.31 | 2 | 0
2020 | PJM_ROR_2_MISO_MI | PJM_ROR | MISO_MI | Internal | Shoulder | B12 | 200 | 1305 | 0 | 46.45 | 46.29 | 2 | 0
2020 | PJM_ROR_2_MISO_MI | PJM_ROR | MISO_MI | Internal | Shoulder | B13 | 600 | 1305 | 0 | 43.29 | 42.46 | 2 | 0
2020 | PJM_ROR_2_MISO_MI | PJM_ROR | MISO_MI | Internal | Shoulder | B14 | 900 | 1305 | 0 | 40.57 | 40.46 | 2 | 0
2020 | PJM_ROR_2_MISO_MI | PJM_ROR | MISO_MI | Internal | Shoulder | B15 | 1203 | 1305 | 0 | 37.56 | 38.91 | 2 | 0
2020 | PJM_ROR_2_MISO_MI | PJM_ROR | MISO_MI | Internal | Summer | B1 | 10 | 1305 | 0 | 68.47 | 66.45 | 2 | 0
2020 | PJM_ROR_2_MISO_MI | PJM_ROR | MISO_MI | Internal | Summer | B2 | 25 | 1305 | 0 | 65.84 | 64.82 | 2 | 0
2020 | PJM_ROR_2_MISO_MI | PJM_ROR | MISO_MI | Internal | Summer | B3 | 75 | 1305 | 0 | 62.54 | 62.63 | 2 | 0
2020 | PJM_ROR_2_MISO_MI | PJM_ROR | MISO_MI | Internal | Summer | B4 | 100 | 1305 | 0 | 62.35 | 60.35 | 2 | 0
2020 | PJM_ROR_2_MISO_MI | PJM_ROR | MISO_MI | Internal | Summer | B5 | 200 | 1305 | 0 | 55.22 | 57.19 | 2 | 0
2020 | PJM_ROR_2_MISO_MI | PJM_ROR | MISO_MI | Internal | Summer | B6 | 300 | 1305 | 0 | 49.11 | 49 | 2 | 0
2020 | PJM_ROR_2_MISO_MI | PJM_ROR | MISO_MI | Internal | Summer | B7 | 400 | 1305 | 0 | 41.22 | 42.08 | 2 | 0
2020 | PJM_ROR_2_MISO_MI | PJM_ROR | MISO_MI | Internal | Summer | B8 | 500 | 1305 | 0 | 38.45 | 38.5 | 2 | 0
2020 | PJM_ROR_2_MISO_MI | PJM_ROR | MISO_MI | Internal | Summer | B9 | 800 | 1305 | 0 | 36.76 | 37.89 | 2 | 0
2020 | PJM_ROR_2_MISO_MI | PJM_ROR | MISO_MI | Internal | Summer | B10 | 1262 | 1305 | 0 | 35.05 | 36.2 | 2 | 0
2020 | PJM_ROR_2_MISO_MI | PJM_ROR | MISO_MI | Internal | Winter | B16 | 25 | 1305 | 0 | 58.58 | 56.59 | 2 | 0
2020 | PJM_ROR_2_MISO_MI | PJM_ROR | MISO_MI | Internal | Winter | B17 | 100 | 1305 | 0 | 49.06 | 47.08 | 2 | 0
2020 | PJM_ROR_2_MISO_MI | PJM_ROR | MISO_MI | Internal | Winter | B18 | 400 | 1305 | 0 | 44.76 | 43.13 | 2 | 0
2020 | PJM_ROR_2_MISO_MI | PJM_ROR | MISO_MI | Internal | Winter | B19 | 700 | 1305 | 0 | 42.37 | 41.68 | 2 | 0
2020 | PJM_ROR_2_MISO_MI | PJM_ROR | MISO_MI | Internal | Winter | B20 | 935 | 1305 | 0 | 37.94 | 38.04 | 2 | 0
2020 | PJM_ROR_2_MISO_MO-IL | PJM_ROR | MISO_MO-IL | Internal | Shoulder | B11 | 25 | 1111 | 1111 | 54.31 | 59.71 | 2 | 3.4
2020 | PJM_ROR_2_MISO_MO-IL | PJM_ROR | MISO_MO-IL | Internal | Shoulder | B12 | 200 | 1111 | 0 | 46.45 | 46.26 | 2 | 0
2020 | PJM_ROR_2_MISO_MO-IL | PJM_ROR | MISO_MO-IL | Internal | Shoulder | B13 | 600 | 1111 | 0 | 43.29 | 42.44 | 2 | 0
2020 | PJM_ROR_2_MISO_MO-IL | PJM_ROR | MISO_MO-IL | Internal | Shoulder | B14 | 900 | 1111 | 0 | 40.57 | 40.46 | 2 | 0
2020 | PJM_ROR_2_MISO_MO-IL | PJM_ROR | MISO_MO-IL | Internal | Shoulder | B15 | 1203 | 1111 | 0 | 37.56 | 38.91 | 2 | 0
2020 | PJM_ROR_2_MISO_MO-IL | PJM_ROR | MISO_MO-IL | Internal | Summer | B1 | 10 | 1111 | 0 | 68.47 | 66.47 | 2 | 0
2020 | PJM_ROR_2_MISO_MO-IL | PJM_ROR | MISO_MO-IL | Internal | Summer | B2 | 25 | 1111 | 0 | 65.84 | 64.84 | 2 | 0
2020 | PJM_ROR_2_MISO_MO-IL | PJM_ROR | MISO_MO-IL | Internal | Summer | B3 | 75 | 1111 | 0 | 62.54 | 62.65 | 2 | 0
2020 | PJM_ROR_2_MISO_MO-IL | PJM_ROR | MISO_MO-IL | Internal | Summer | B4 | 100 | 1111 | 0 | 62.35 | 61.84 | 2 | 0
2020 | PJM_ROR_2_MISO_MO-IL | PJM_ROR | MISO_MO-IL | Internal | Summer | B5 | 200 | 1111 | 760.97 | 55.22 | 57.22 | 2 | 0
2020 | PJM_ROR_2_MISO_MO-IL | PJM_ROR | MISO_MO-IL | Internal | Summer | B6 | 300 | 1111 | 0 | 49.11 | 49.02 | 2 | 0
2020 | PJM_ROR_2_MISO_MO-IL | PJM_ROR | MISO_MO-IL | Internal | Summer | B7 | 400 | 1111 | 0 | 41.22 | 42.08 | 2 | 0
2020 | PJM_ROR_2_MISO_MO-IL | PJM_ROR | MISO_MO-IL | Internal | Summer | B8 | 500 | 1111 | 0 | 38.45 | 38.47 | 2 | 0
2020 | PJM_ROR_2_MISO_MO-IL | PJM_ROR | MISO_MO-IL | Internal | Summer | B9 | 800 | 1111 | 0 | 36.76 | 37.89 | 2 | 0
2020 | PJM_ROR_2_MISO_MO-IL | PJM_ROR | MISO_MO-IL | Internal | Summer | B10 | 1262 | 1111 | 0 | 35.05 | 36.17 | 2 | 0
2020 | PJM_ROR_2_MISO_MO-IL | PJM_ROR | MISO_MO-IL | Internal | Winter | B16 | 25 | 1111 | 0 | 58.58 | 56.59 | 2 | 0
2020 | PJM_ROR_2_MISO_MO-IL | PJM_ROR | MISO_MO-IL | Internal | Winter | B17 | 100 | 1111 | 0 | 49.06 | 47.06 | 2 | 0
2020 | PJM_ROR_2_MISO_MO-IL | PJM_ROR | MISO_MO-IL | Internal | Winter | B18 | 400 | 1111 | 0 | 44.76 | 43.11 | 2 | 0
2020 | PJM_ROR_2_MISO_MO-IL | PJM_ROR | MISO_MO-IL | Internal | Winter | B19 | 700 | 1111 | 0 | 42.37 | 41.67 | 2 | 0
2020 | PJM_ROR_2_MISO_MO-IL | PJM_ROR | MISO_MO-IL | Internal | Winter | B20 | 935 | 1111 | 0 | 37.94 | 38.04 | 2 | 0
2020 | PJM_ROR_2_MISO_W | PJM_ROR | MISO_W | Internal | Shoulder | B11 | 25 | 709 | 709 | 54.31 | 59.72 | 2 | 3.41
2020 | PJM_ROR_2_MISO_W | PJM_ROR | MISO_W | Internal | Shoulder | B12 | 200 | 709 | 0 | 46.45 | 46.25 | 2 | 0
2020 | PJM_ROR_2_MISO_W | PJM_ROR | MISO_W | Internal | Shoulder | B13 | 600 | 709 | 0 | 43.29 | 42.45 | 2 | 0
2020 | PJM_ROR_2_MISO_W | PJM_ROR | MISO_W | Internal | Shoulder | B14 | 900 | 709 | 0 | 40.57 | 40.48 | 2 | 0
2020 | PJM_ROR_2_MISO_W | PJM_ROR | MISO_W | Internal | Shoulder | B15 | 1203 | 709 | 0 | 37.56 | 38.92 | 2 | 0
2020 | PJM_ROR_2_MISO_W | PJM_ROR | MISO_W | Internal | Summer | B1 | 10 | 709 | 0 | 68.47 | 66.47 | 2 | 0
2020 | PJM_ROR_2_MISO_W | PJM_ROR | MISO_W | Internal | Summer | B2 | 25 | 709 | 0 | 65.84 | 65.2 | 2 | 0
2020 | PJM_ROR_2_MISO_W | PJM_ROR | MISO_W | Internal | Summer | B3 | 75 | 709 | 709 | 62.54 | 64.96 | 2 | 0.42
2020 | PJM_ROR_2_MISO_W | PJM_ROR | MISO_W | Internal | Summer | B4 | 100 | 709 | 0 | 62.35 | 64.04 | 2 | 0
2020 | PJM_ROR_2_MISO_W | PJM_ROR | MISO_W | Internal | Summer | B5 | 200 | 709 | 709 | 55.22 | 63.02 | 2 | 5.8
2020 | PJM_ROR_2_MISO_W | PJM_ROR | MISO_W | Internal | Summer | B6 | 300 | 709 | 0 | 49.11 | 50.02 | 2 | 0
2020 | PJM_ROR_2_MISO_W | PJM_ROR | MISO_W | Internal | Summer | B7 | 400 | 709 | 0 | 41.22 | 42.3 | 2 | 0
2020 | PJM_ROR_2_MISO_W | PJM_ROR | MISO_W | Internal | Summer | B8 | 500 | 709 | 0 | 38.45 | 38.46 | 2 | 0
2020 | PJM_ROR_2_MISO_W | PJM_ROR | MISO_W | Internal | Summer | B9 | 800 | 709 | 0 | 36.76 | 38.29 | 2 | 0
2020 | PJM_ROR_2_MISO_W | PJM_ROR | MISO_W | Internal | Summer | B10 | 1262 | 709 | 0 | 35.05 | 36.16 | 2 | 0
2020 | PJM_ROR_2_MISO_W | PJM_ROR | MISO_W | Internal | Winter | B16 | 25 | 709 | 0 | 58.58 | 56.58 | 2 | 0
2020 | PJM_ROR_2_MISO_W | PJM_ROR | MISO_W | Internal | Winter | B17 | 100 | 709 | 0 | 49.06 | 47.04 | 2 | 0
2020 | PJM_ROR_2_MISO_W | PJM_ROR | MISO_W | Internal | Winter | B18 | 400 | 709 | 0 | 44.76 | 43.12 | 2 | 0
2020 | PJM_ROR_2_MISO_W | PJM_ROR | MISO_W | Internal | Winter | B19 | 700 | 709 | 0 | 42.37 | 42.76 | 2 | 0
2020 | PJM_ROR_2_MISO_W | PJM_ROR | MISO_W | Internal | Winter | B20 | 935 | 709 | 0 | 37.94 | 38.05 | 2 | 0
2020 | PJM_ROR_2_MISO_WUMS | PJM_ROR | MISO_WUMS | Internal | Shoulder | B11 | 25 | 1467 | 10.77 | 54.31 | 56.31 | 2 | 0
2020 | PJM_ROR_2_MISO_WUMS | PJM_ROR | MISO_WUMS | Internal | Shoulder | B12 | 200 | 1467 | 0 | 46.45 | 45.31 | 2 | 0
2020 | PJM_ROR_2_MISO_WUMS | PJM_ROR | MISO_WUMS | Internal | Shoulder | B13 | 600 | 1467 | 0 | 43.29 | 41.87 | 2 | 0
2020 | PJM_ROR_2_MISO_WUMS | PJM_ROR | MISO_WUMS | Internal | Shoulder | B14 | 900 | 1467 | 0 | 40.57 | 40.34 | 2 | 0
2020 | PJM_ROR_2_MISO_WUMS | PJM_ROR | MISO_WUMS | Internal | Shoulder | B15 | 1203 | 1467 | 0 | 37.56 | 37.73 | 2 | 0
2020 | PJM_ROR_2_MISO_WUMS | PJM_ROR | MISO_WUMS | Internal | Summer | B1 | 10 | 1467 | 0 | 68.47 | 61.04 | 2 | 0
2020 | PJM_ROR_2_MISO_WUMS | PJM_ROR | MISO_WUMS | Internal | Summer | B2 | 25 | 1467 | 0 | 65.84 | 61.04 | 2 | 0
2020 | PJM_ROR_2_MISO_WUMS | PJM_ROR | MISO_WUMS | Internal | Summer | B3 | 75 | 1467 | 0 | 62.54 | 61.04 | 2 | 0
2020 | PJM_ROR_2_MISO_WUMS | PJM_ROR | MISO_WUMS | Internal | Summer | B4 | 100 | 1467 | 0 | 62.35 | 61.04 | 2 | 0
2020 | PJM_ROR_2_MISO_WUMS | PJM_ROR | MISO_WUMS | Internal | Summer | B5 | 200 | 1467 | 0 | 55.22 | 57.18 | 2 | 0
2020 | PJM_ROR_2_MISO_WUMS | PJM_ROR | MISO_WUMS | Internal | Summer | B6 | 300 | 1467 | 0 | 49.11 | 47.11 | 2 | 0
2020 | PJM_ROR_2_MISO_WUMS | PJM_ROR | MISO_WUMS | Internal | Summer | B7 | 400 | 1467 | 0 | 41.22 | 39.47 | 2 | 0
2020 | PJM_ROR_2_MISO_WUMS | PJM_ROR | MISO_WUMS | Internal | Summer | B8 | 500 | 1467 | 0 | 38.45 | 38.08 | 2 | 0
2020 | PJM_ROR_2_MISO_WUMS | PJM_ROR | MISO_WUMS | Internal | Summer | B9 | 800 | 1467 | 0 | 36.76 | 36.43 | 2 | 0
2020 | PJM_ROR_2_MISO_WUMS | PJM_ROR | MISO_WUMS | Internal | Summer | B10 | 1262 | 1467 | 0 | 35.05 | 36.15 | 2 | 0
2020 | PJM_ROR_2_MISO_WUMS | PJM_ROR | MISO_WUMS | Internal | Winter | B16 | 25 | 1467 | 0 | 58.58 | 56.58 | 2 | 0
2020 | PJM_ROR_2_MISO_WUMS | PJM_ROR | MISO_WUMS | Internal | Winter | B17 | 100 | 1467 | 0 | 49.06 | 47.06 | 2 | 0
2020 | PJM_ROR_2_MISO_WUMS | PJM_ROR | MISO_WUMS | Internal | Winter | B18 | 400 | 1467 | 0 | 44.76 | 43.11 | 2 | 0
2020 | PJM_ROR_2_MISO_WUMS | PJM_ROR | MISO_WUMS | Internal | Winter | B19 | 700 | 1467 | 0 | 42.37 | 41.87 | 2 | 0
2020 | PJM_ROR_2_MISO_WUMS | PJM_ROR | MISO_WUMS | Internal | Winter | B20 | 935 | 1467 | 0 | 37.94 | 38.07 | 2 | 0
2020 | PJM_ROR_2_PJM_ROM | PJM_ROR | PJM_ROM | Internal | Shoulder | B11 | 25 | 8000 | 0 | 54.31 | 54.3 | 0.01 | 0
2020 | PJM_ROR_2_PJM_ROM | PJM_ROR | PJM_ROM | Internal | Shoulder | B12 | 200 | 8000 | 0 | 46.45 | 46.44 | 0.01 | 0
2020 | PJM_ROR_2_PJM_ROM | PJM_ROR | PJM_ROM | Internal | Shoulder | B13 | 600 | 8000 | 0.06 | 43.29 | 43.3 | 0.01 | 0
2020 | PJM_ROR_2_PJM_ROM | PJM_ROR | PJM_ROM | Internal | Shoulder | B14 | 900 | 8000 | 2852.47 | 40.57 | 40.59 | 0.01 | 0
2020 | PJM_ROR_2_PJM_ROM | PJM_ROR | PJM_ROM | Internal | Shoulder | B15 | 1203 | 8000 | 2919.17 | 37.56 | 37.57 | 0.01 | 0
2020 | PJM_ROR_2_PJM_ROM | PJM_ROR | PJM_ROM | Internal | Summer | B1 | 10 | 8000 | 5017.65 | 68.47 | 68.49 | 0.01 | 0
2020 | PJM_ROR_2_PJM_ROM | PJM_ROR | PJM_ROM | Internal | Summer | B2 | 25 | 8000 | 3686.16 | 65.84 | 65.85 | 0.01 | 0
2020 | PJM_ROR_2_PJM_ROM | PJM_ROR | PJM_ROM | Internal | Summer | B3 | 75 | 8000 | 0 | 62.54 | 62.55 | 0.01 | 0
2020 | PJM_ROR_2_PJM_ROM | PJM_ROR | PJM_ROM | Internal | Summer | B4 | 100 | 8000 | 0 | 62.35 | 62.34 | 0.01 | 0
2020 | PJM_ROR_2_PJM_ROM | PJM_ROR | PJM_ROM | Internal | Summer | B5 | 200 | 8000 | 0 | 55.22 | 55.21 | 0.01 | 0
2020 | PJM_ROR_2_PJM_ROM | PJM_ROR | PJM_ROM | Internal | Summer | B6 | 300 | 8000 | 2574.77 | 49.11 | 49.12 | 0.01 | 0
2020 | PJM_ROR_2_PJM_ROM | PJM_ROR | PJM_ROM | Internal | Summer | B7 | 400 | 8000 | 1256.31 | 41.22 | 41.23 | 0.01 | 0
2020 | PJM_ROR_2_PJM_ROM | PJM_ROR | PJM_ROM | Internal | Summer | B8 | 500 | 8000 | 3173.18 | 38.45 | 38.47 | 0.01 | 0
2020 | PJM_ROR_2_PJM_ROM | PJM_ROR | PJM_ROM | Internal | Summer | B9 | 800 | 8000 | 5986.24 | 36.76 | 36.77 | 0.01 | 0
2020 | PJM_ROR_2_PJM_ROM | PJM_ROR | PJM_ROM | Internal | Summer | B10 | 1262 | 8000 | 6674.11 | 35.05 | 35.07 | 0.01 | 0
2020 | PJM_ROR_2_PJM_ROM | PJM_ROR | PJM_ROM | Internal | Winter | B16 | 25 | 8000 | 1488.87 | 58.58 | 58.59 | 0.01 | 0
2020 | PJM_ROR_2_PJM_ROM | PJM_ROR | PJM_ROM | Internal | Winter | B17 | 100 | 8000 | 3756.24 | 49.06 | 49.07 | 0.01 | 0
2020 | PJM_ROR_2_PJM_ROM | PJM_ROR | PJM_ROM | Internal | Winter | B18 | 400 | 8000 | 6535.08 | 44.76 | 44.77 | 0.01 | 0
2020 | PJM_ROR_2_PJM_ROM | PJM_ROR | PJM_ROM | Internal | Winter | B19 | 700 | 8000 | 6952.62 | 42.37 | 42.39 | 0.01 | 0
2020 | PJM_ROR_2_PJM_ROM | PJM_ROR | PJM_ROM | Internal | Winter | B20 | 935 | 8000 | 5265.43 | 37.94 | 37.95 | 0.01 | 0
2020 | PJM_ROR_2_TVA_Transmission | PJM_ROR | TVA_Transmission | Internal | Shoulder | B11 | 25 | 2500 | 0 | 54.31 | 60.03 | 6 | 0
2020 | PJM_ROR_2_TVA_Transmission | PJM_ROR | TVA_Transmission | Internal | Shoulder | B12 | 200 | 2500 | 0 | 46.45 | 48.24 | 6 | 0
2020 | PJM_ROR_2_TVA_Transmission | PJM_ROR | TVA_Transmission | Internal | Shoulder | B13 | 600 | 2500 | 0 | 43.29 | 45.91 | 6 | 0
2020 | PJM_ROR_2_TVA_Transmission | PJM_ROR | TVA_Transmission | Internal | Shoulder | B14 | 900 | 2500 | 0 | 40.57 | 44.72 | 6 | 0
2020 | PJM_ROR_2_TVA_Transmission | PJM_ROR | TVA_Transmission | Internal | Shoulder | B15 | 1203 | 2500 | 0 | 37.56 | 43.08 | 6 | 0
2020 | PJM_ROR_2_TVA_Transmission | PJM_ROR | TVA_Transmission | Internal | Summer | B1 | 10 | 2500 | 2274.59 | 68.47 | 74.47 | 6 | 0
2020 | PJM_ROR_2_TVA_Transmission | PJM_ROR | TVA_Transmission | Internal | Summer | B2 | 25 | 2500 | 1640.21 | 65.84 | 71.84 | 6 | 0
2020 | PJM_ROR_2_TVA_Transmission | PJM_ROR | TVA_Transmission | Internal | Summer | B3 | 75 | 2500 | 0 | 62.54 | 68.44 | 6 | 0
2020 | PJM_ROR_2_TVA_Transmission | PJM_ROR | TVA_Transmission | Internal | Summer | B4 | 100 | 2500 | 1498.34 | 62.35 | 68.35 | 6 | 0
2020 | PJM_ROR_2_TVA_Transmission | PJM_ROR | TVA_Transmission | Internal | Summer | B5 | 200 | 2500 | 786.94 | 55.22 | 61.22 | 6 | 0
2020 | PJM_ROR_2_TVA_Transmission | PJM_ROR | TVA_Transmission | Internal | Summer | B6 | 300 | 2500 | 0 | 49.11 | 54.14 | 6 | 0
2020 | PJM_ROR_2_TVA_Transmission | PJM_ROR | TVA_Transmission | Internal | Summer | B7 | 400 | 2500 | 974.12 | 41.22 | 47.22 | 6 | 0
2020 | PJM_ROR_2_TVA_Transmission | PJM_ROR | TVA_Transmission | Internal | Summer | B8 | 500 | 2500 | 0 | 38.45 | 42.58 | 6 | 0
2020 | PJM_ROR_2_TVA_Transmission | PJM_ROR | TVA_Transmission | Internal | Summer | B9 | 800 | 2500 | 0 | 36.76 | 41.95 | 6 | 0
2020 | PJM_ROR_2_TVA_Transmission | PJM_ROR | TVA_Transmission | Internal | Summer | B10 | 1262 | 2500 | 0 | 35.05 | 39.23 | 6 | 0
2020 | PJM_ROR_2_TVA_Transmission | PJM_ROR | TVA_Transmission | Internal | Winter | B16 | 25 | 2500 | 80.72 | 58.58 | 64.58 | 6 | 0
2020 | PJM_ROR_2_TVA_Transmission | PJM_ROR | TVA_Transmission | Internal | Winter | B17 | 100 | 2500 | 0 | 49.06 | 50.59 | 6 | 0
2020 | PJM_ROR_2_TVA_Transmission | PJM_ROR | TVA_Transmission | Internal | Winter | B18 | 400 | 2500 | 0 | 44.76 | 46.69 | 6 | 0
2020 | PJM_ROR_2_TVA_Transmission | PJM_ROR | TVA_Transmission | Internal | Winter | B19 | 700 | 2500 | 0 | 42.37 | 45.23 | 6 | 0
2020 | PJM_ROR_2_TVA_Transmission | PJM_ROR | TVA_Transmission | Internal | Winter | B20 | 935 | 2500 | 0 | 37.94 | 43.27 | 6 | 0
2020 | PJM_ROR_2_VACAR | PJM_ROR | VACAR | Internal | Shoulder | B11 | 25 | 3000 | 2516.57 | 54.31 | 60.31 | 6 | 0
2020 | PJM_ROR_2_VACAR | PJM_ROR | VACAR | Internal | Shoulder | B12 | 200 | 3000 | 0 | 46.45 | 50.06 | 6 | 0
2020 | PJM_ROR_2_VACAR | PJM_ROR | VACAR | Internal | Shoulder | B13 | 600 | 3000 | 0 | 43.29 | 47.51 | 6 | 0
2020 | PJM_ROR_2_VACAR | PJM_ROR | VACAR | Internal | Shoulder | B14 | 900 | 3000 | 0 | 40.57 | 46.4 | 6 | 0
2020 | PJM_ROR_2_VACAR | PJM_ROR | VACAR | Internal | Shoulder | B15 | 1203 | 3000 | 0 | 37.56 | 42.99 | 6 | 0
2020 | PJM_ROR_2_VACAR | PJM_ROR | VACAR | Internal | Summer | B1 | 10 | 3000 | 272.81 | 68.47 | 74.47 | 6 | 0
2020 | PJM_ROR_2_VACAR | PJM_ROR | VACAR | Internal | Summer | B2 | 25 | 3000 | 3000 | 65.84 | 74.47 | 6 | 2.64
2020 | PJM_ROR_2_VACAR | PJM_ROR | VACAR | Internal | Summer | B3 | 75 | 3000 | 3000 | 62.54 | 74.47 | 6 | 5.94
2020 | PJM_ROR_2_VACAR | PJM_ROR | VACAR | Internal | Summer | B4 | 100 | 3000 | 3000 | 62.35 | 73.13 | 6 | 4.77
2020 | PJM_ROR_2_VACAR | PJM_ROR | VACAR | Internal | Summer | B5 | 200 | 3000 | 3000 | 55.22 | 63.22 | 6 | 2
2020 | PJM_ROR_2_VACAR | PJM_ROR | VACAR | Internal | Summer | B6 | 300 | 3000 | 2067.79 | 49.11 | 55.11 | 6 | 0
2020 | PJM_ROR_2_VACAR | PJM_ROR | VACAR | Internal | Summer | B7 | 400 | 3000 | 3000 | 41.22 | 48.89 | 6 | 1.67
2020 | PJM_ROR_2_VACAR | PJM_ROR | VACAR | Internal | Summer | B8 | 500 | 3000 | 2983.4 | 38.45 | 44.45 | 6 | 0
2020 | PJM_ROR_2_VACAR | PJM_ROR | VACAR | Internal | Summer | B9 | 800 | 3000 | 2939.33 | 36.76 | 42.76 | 6 | 0
2020 | PJM_ROR_2_VACAR | PJM_ROR | VACAR | Internal | Summer | B10 | 1262 | 3000 | 1011.97 | 35.05 | 41.05 | 6 | 0
2020 | PJM_ROR_2_VACAR | PJM_ROR | VACAR | Internal | Winter | B16 | 25 | 3000 | 2814.24 | 58.58 | 64.58 | 6 | 0
2020 | PJM_ROR_2_VACAR | PJM_ROR | VACAR | Internal | Winter | B17 | 100 | 3000 | 113.57 | 49.06 | 55.06 | 6 | 0
2020 | PJM_ROR_2_VACAR | PJM_ROR | VACAR | Internal | Winter | B18 | 400 | 3000 | 0 | 44.76 | 47.51 | 6 | 0
2020 | PJM_ROR_2_VACAR | PJM_ROR | VACAR | Internal | Winter | B19 | 700 | 3000 | 0 | 42.37 | 46.65 | 6 | 0
2020 | PJM_ROR_2_VACAR | PJM_ROR | VACAR | Internal | Winter | B20 | 935 | 3000 | 3000 | 37.94 | 44.12 | 6 | 0.18
2020 | PJM_ROM_2_NYISO_A-F | PJM_ROM | NYISO_A-F | Internal | Shoulder | B11 | 25 | 2000 | 0 | 54.3 | 44.17 | 6 | 0
2020 | PJM_ROM_2_NYISO_A-F | PJM_ROM | NYISO_A-F | Internal | Shoulder | B12 | 200 | 2000 | 0 | 46.44 | 44.17 | 6 | 0
2020 | PJM_ROM_2_NYISO_A-F | PJM_ROM | NYISO_A-F | Internal | Shoulder | B13 | 600 | 2000 | 0 | 43.3 | 40.92 | 6 | 0
2020 | PJM_ROM_2_NYISO_A-F | PJM_ROM | NYISO_A-F | Internal | Shoulder | B14 | 900 | 2000 | 0 | 40.59 | 40.46 | 6 | 0
2020 | PJM_ROM_2_NYISO_A-F | PJM_ROM | NYISO_A-F | Internal | Shoulder | B15 | 1203 | 2000 | 0 | 37.57 | 40.46 | 6 | 0
2020 | PJM_ROM_2_NYISO_A-F | PJM_ROM | NYISO_A-F | Internal | Summer | B1 | 10 | 2000 | 0 | 68.49 | 59.32 | 6 | 0
2020 | PJM_ROM_2_NYISO_A-F | PJM_ROM | NYISO_A-F | Internal | Summer | B2 | 25 | 2000 | 0 | 65.85 | 54.17 | 6 | 0
2020 | PJM_ROM_2_NYISO_A-F | PJM_ROM | NYISO_A-F | Internal | Summer | B3 | 75 | 2000 | 0 | 62.55 | 53.5 | 6 | 0
2020 | PJM_ROM_2_NYISO_A-F | PJM_ROM | NYISO_A-F | Internal | Summer | B4 | 100 | 2000 | 0 | 62.34 | 46.34 | 6 | 0
2020 | PJM_ROM_2_NYISO_A-F | PJM_ROM | NYISO_A-F | Internal | Summer | B5 | 200 | 2000 | 0 | 55.21 | 46.14 | 6 | 0
2020 | PJM_ROM_2_NYISO_A-F | PJM_ROM | NYISO_A-F | Internal | Summer | B6 | 300 | 2000 | 0 | 49.12 | 46.14 | 6 | 0
2020 | PJM_ROM_2_NYISO_A-F | PJM_ROM | NYISO_A-F | Internal | Summer | B7 | 400 | 2000 | 0 | 41.23 | 42.08 | 6 | 0
2020 | PJM_ROM_2_NYISO_A-F | PJM_ROM | NYISO_A-F | Internal | Summer | B8 | 500 | 2000 | 0 | 38.47 | 39.04 | 6 | 0
2020 | PJM_ROM_2_NYISO_A-F | PJM_ROM | NYISO_A-F | Internal | Summer | B9 | 800 | 2000 | 0 | 36.77 | 38.85 | 6 | 0
2020 | PJM_ROM_2_NYISO_A-F | PJM_ROM | NYISO_A-F | Internal | Summer | B10 | 1262 | 2000 | 0 | 35.07 | 38.85 | 6 | 0
2020 | PJM_ROM_2_NYISO_A-F | PJM_ROM | NYISO_A-F | Internal | Winter | B16 | 25 | 2000 | 0 | 58.59 | 49.4 | 6 | 0
2020 | PJM_ROM_2_NYISO_A-F | PJM_ROM | NYISO_A-F | Internal | Winter | B17 | 100 | 2000 | 0 | 49.07 | 46.81 | 6 | 0
2020 | PJM_ROM_2_NYISO_A-F | PJM_ROM | NYISO_A-F | Internal | Winter | B18 | 400 | 2000 | 0 | 44.77 | 43.95 | 6 | 0
2020 | PJM_ROM_2_NYISO_A-F | PJM_ROM | NYISO_A-F | Internal | Winter | B19 | 700 | 2000 | 0 | 42.39 | 43.95 | 6 | 0
2020 | PJM_ROM_2_NYISO_A-F | PJM_ROM | NYISO_A-F | Internal | Winter | B20 | 935 | 2000 | 80.42 | 37.95 | 43.95 | 6 | 0
2020 | PJM_ROM_2_PJM_E | PJM_ROM | PJM_E | Internal | Shoulder | B11 | 25 | 8000 | 0 | 54.3 | 54.29 | 0.01 | 0
2020 | PJM_ROM_2_PJM_E | PJM_ROM | PJM_E | Internal | Shoulder | B12 | 200 | 8000 | 0 | 46.44 | 46.43 | 0.01 | 0
2020 | PJM_ROM_2_PJM_E | PJM_ROM | PJM_E | Internal | Shoulder | B13 | 600 | 8000 | 189.65 | 43.3 | 43.31 | 0.01 | 0
2020 | PJM_ROM_2_PJM_E | PJM_ROM | PJM_E | Internal | Shoulder | B14 | 900 | 8000 | 3443.29 | 40.59 | 40.6 | 0.01 | 0
2020 | PJM_ROM_2_PJM_E | PJM_ROM | PJM_E | Internal | Shoulder | B15 | 1203 | 8000 | 3582.61 | 37.57 | 37.59 | 0.01 | 0
2020 | PJM_ROM_2_PJM_E | PJM_ROM | PJM_E | Internal | Summer | B1 | 10 | 8000 | 4774.57 | 68.49 | 68.5 | 0.01 | 0
2020 | PJM_ROM_2_PJM_E | PJM_ROM | PJM_E | Internal | Summer | B2 | 25 | 8000 | 3428.93 | 65.85 | 65.86 | 0.01 | 0
2020 | PJM_ROM_2_PJM_E | PJM_ROM | PJM_E | Internal | Summer | B3 | 75 | 8000 | 726.71 | 62.55 | 62.56 | 0.01 | 0
2020 | PJM_ROM_2_PJM_E | PJM_ROM | PJM_E | Internal | Summer | B4 | 100 | 8000 | 0 | 62.34 | 62.33 | 0.01 | 0
2020 | PJM_ROM_2_PJM_E | PJM_ROM | PJM_E | Internal | Summer | B5 | 200 | 8000 | 1823.49 | 55.21 | 55.22 | 0.01 | 0
2020 | PJM_ROM_2_PJM_E | PJM_ROM | PJM_E | Internal | Summer | B6 | 300 | 8000 | 760.76 | 49.12 | 49.14 | 0.01 | 0
2020 | PJM_ROM_2_PJM_E | PJM_ROM | PJM_E | Internal | Summer | B7 | 400 | 8000 | 306.35 | 41.23 | 41.24 | 0.01 | 0
2020 | PJM_ROM_2_PJM_E | PJM_ROM | PJM_E | Internal | Summer | B8 | 500 | 8000 | 1744.93 | 38.47 | 38.48 | 0.01 | 0
2020 | PJM_ROM_2_PJM_E | PJM_ROM | PJM_E | Internal | Summer | B9 | 800 | 8000 | 3026.68 | 36.77 | 36.78 | 0.01 | 0
2020 | PJM_ROM_2_PJM_E | PJM_ROM | PJM_E | Internal | Summer | B10 | 1262 | 8000 | 4155.56 | 35.07 | 35.08 | 0.01 | 0
2020 | PJM_ROM_2_PJM_E | PJM_ROM | PJM_E | Internal | Winter | B16 | 25 | 8000 | 2059.81 | 58.59 | 58.61 | 0.01 | 0
2020 | PJM_ROM_2_PJM_E | PJM_ROM | PJM_E | Internal | Winter | B17 | 100 | 8000 | 2675.35 | 49.07 | 49.08 | 0.01 | 0
2020 | PJM_ROM_2_PJM_E | PJM_ROM | PJM_E | Internal | Winter | B18 | 400 | 8000 | 5996.7 | 44.77 | 44.78 | 0.01 | 0
2020 | PJM_ROM_2_PJM_E | PJM_ROM | PJM_E | Internal | Winter | B19 | 700 | 8000 | 5526.9 | 42.39 | 42.4 | 0.01 | 0
2020 | PJM_ROM_2_PJM_E | PJM_ROM | PJM_E | Internal | Winter | B20 | 935 | 8000 | 4762.45 | 37.95 | 37.96 | 0.01 | 0
2020 | PJM_ROM_2_PJM_ROR | PJM_ROM | PJM_ROR | Internal | Shoulder | B11 | 25 | 8000 | 4266.81 | 54.3 | 54.31 | 0.01 | 0
2020 | PJM_ROM_2_PJM_ROR | PJM_ROM | PJM_ROR | Internal | Shoulder | B12 | 200 | 8000 | 1299.64 | 46.44 | 46.45 | 0.01 | 0
2020 | PJM_ROM_2_PJM_ROR | PJM_ROM | PJM_ROR | Internal | Shoulder | B13 | 600 | 8000 | 0 | 43.3 | 43.29 | 0.01 | 0
2020 | PJM_ROM_2_PJM_ROR | PJM_ROM | PJM_ROR | Internal | Shoulder | B14 | 900 | 8000 | 0 | 40.59 | 40.57 | 0.01 | 0
2020 | PJM_ROM_2_PJM_ROR | PJM_ROM | PJM_ROR | Internal | Shoulder | B15 | 1203 | 8000 | 0 | 37.57 | 37.56 | 0.01 | 0
2020 | PJM_ROM_2_PJM_ROR | PJM_ROM | PJM_ROR | Internal | Summer | B1 | 10 | 8000 | 0 | 68.49 | 68.47 | 0.01 | 0
2020 | PJM_ROM_2_PJM_ROR | PJM_ROM | PJM_ROR | Internal | Summer | B2 | 25 | 8000 | 0 | 65.85 | 65.84 | 0.01 | 0
2020 | PJM_ROM_2_PJM_ROR | PJM_ROM | PJM_ROR | Internal | Summer | B3 | 75 | 8000 | 0.02 | 62.55 | 62.54 | 0.01 | 0
2020 | PJM_ROM_2_PJM_ROR | PJM_ROM | PJM_ROR | Internal | Summer | B4 | 100 | 8000 | 3068.87 | 62.34 | 62.35 | 0.01 | 0
2020 | PJM_ROM_2_PJM_ROR | PJM_ROM | PJM_ROR | Internal | Summer | B5 | 200 | 8000 | 971.02 | 55.21 | 55.22 | 0.01 | 0
2020 | PJM_ROM_2_PJM_ROR | PJM_ROM | PJM_ROR | Internal | Summer | B6 | 300 | 8000 | 0 | 49.12 | 49.11 | 0.01 | 0
2020 | PJM_ROM_2_PJM_ROR | PJM_ROM | PJM_ROR | Internal | Summer | B7 | 400 | 8000 | 0 | 41.23 | 41.22 | 0.01 | 0
2020 | PJM_ROM_2_PJM_ROR | PJM_ROM | PJM_ROR | Internal | Summer | B8 | 500 | 8000 | 0 | 38.47 | 38.45 | 0.01 | 0
2020 | PJM_ROM_2_PJM_ROR | PJM_ROM | PJM_ROR | Internal | Summer | B9 | 800 | 8000 | 0 | 36.77 | 36.76 | 0.01 | 0
2020 | PJM_ROM_2_PJM_ROR | PJM_ROM | PJM_ROR | Internal | Summer | B10 | 1262 | 8000 | 0 | 35.07 | 35.05 | 0.01 | 0
2020 | PJM_ROM_2_PJM_ROR | PJM_ROM | PJM_ROR | Internal | Winter | B16 | 25 | 8000 | 0 | 58.59 | 58.58 | 0.01 | 0
2020 | PJM_ROM_2_PJM_ROR | PJM_ROM | PJM_ROR | Internal | Winter | B17 | 100 | 8000 | 0 | 49.07 | 49.06 | 0.01 | 0
2020 | PJM_ROM_2_PJM_ROR | PJM_ROM | PJM_ROR | Internal | Winter | B18 | 400 | 8000 | 0 | 44.77 | 44.76 | 0.01 | 0
2020 | PJM_ROM_2_PJM_ROR | PJM_ROM | PJM_ROR | Internal | Winter | B19 | 700 | 8000 | 0 | 42.39 | 42.37 | 0.01 | 0
2020 | PJM_ROM_2_PJM_ROR | PJM_ROM | PJM_ROR | Internal | Winter | B20 | 935 | 8000 | 0 | 37.95 | 37.94 | 0.01 | 0
2020 | SOCO_2_FRCC | SOCO | FRCC | Internal | Shoulder | B11 | 25 | 3700 | 1575.19 | 68.3 | 78.3 | 10 | 0
2020 | SOCO_2_FRCC | SOCO | FRCC | Internal | Shoulder | B12 | 200 | 3700 | 2542.22 | 46.9 | 56.9 | 10 | 0
2020 | SOCO_2_FRCC | SOCO | FRCC | Internal | Shoulder | B13 | 600 | 3700 | 0 | 43.21 | 50.71 | 10 | 0
2020 | SOCO_2_FRCC | SOCO | FRCC | Internal | Shoulder | B14 | 900 | 3700 | 0 | 43.21 | 49.97 | 10 | 0
2020 | SOCO_2_FRCC | SOCO | FRCC | Internal | Shoulder | B15 | 1203 | 3700 | 0 | 42.99 | 47.92 | 10 | 0
2020 | SOCO_2_FRCC | SOCO | FRCC | Internal | Summer | B1 | 10 | 3700 | 0 | 74.47 | 78.42 | 10 | 0
2020 | SOCO_2_FRCC | SOCO | FRCC | Internal | Summer | B2 | 25 | 3700 | 0 | 72.4 | 78.42 | 10 | 0
2020 | SOCO_2_FRCC | SOCO | FRCC | Internal | Summer | B3 | 75 | 3700 | 0 | 71.04 | 78.42 | 10 | 0
2020 | SOCO_2_FRCC | SOCO | FRCC | Internal | Summer | B4 | 100 | 3700 | 0 | 71.04 | 78.42 | 10 | 0
2020 | SOCO_2_FRCC | SOCO | FRCC | Internal | Summer | B5 | 200 | 3700 | 0 | 70.22 | 77.2 | 10 | 0
2020 | SOCO_2_FRCC | SOCO | FRCC | Internal | Summer | B6 | 300 | 3700 | 0 | 62.11 | 66.67 | 10 | 0
2020 | SOCO_2_FRCC | SOCO | FRCC | Internal | Summer | B7 | 400 | 3700 | 3600.54 | 56.22 | 66.22 | 10 | 0
2020 | SOCO_2_FRCC | SOCO | FRCC | Internal | Summer | B8 | 500 | 3700 | 1262.61 | 46.02 | 56.02 | 10 | 0
2020 | SOCO_2_FRCC | SOCO | FRCC | Internal | Summer | B9 | 800 | 3700 | 0 | 41.8 | 49.21 | 10 | 0
2020 | SOCO_2_FRCC | SOCO | FRCC | Internal | Summer | B10 | 1262 | 3700 | 0 | 41.72 | 47.19 | 10 | 0
2020 | SOCO_2_FRCC | SOCO | FRCC | Internal | Winter | B16 | 25 | 3700 | 0 | 71.58 | 78.73 | 10 | 0
2020 | SOCO_2_FRCC | SOCO | FRCC | Internal | Winter | B17 | 100 | 3700 | 2082.45 | 49.03 | 59.03 | 10 | 0
2020 | SOCO_2_FRCC | SOCO | FRCC | Internal | Winter | B18 | 400 | 3700 | 0 | 45.6 | 52.31 | 10 | 0
2020 | SOCO_2_FRCC | SOCO | FRCC | Internal | Winter | B19 | 700 | 3700 | 0 | 45.6 | 52.31 | 10 | 0
2020 | SOCO_2_FRCC | SOCO | FRCC | Internal | Winter | B20 | 935 | 3700 | 0 | 45.28 | 50.15 | 10 | 0
2020 | SOCO_2_VACAR | SOCO | VACAR | Internal | Shoulder | B11 | 25 | 2000 | 0 | 68.3 | 60.31 | 10 | 0
2020 | SOCO_2_VACAR | SOCO | VACAR | Internal | Shoulder | B12 | 200 | 2000 | 0 | 46.9 | 50.06 | 10 | 0
2020 | SOCO_2_VACAR | SOCO | VACAR | Internal | Shoulder | B13 | 600 | 2000 | 0 | 43.21 | 47.51 | 10 | 0
2020 | SOCO_2_VACAR | SOCO | VACAR | Internal | Shoulder | B14 | 900 | 2000 | 0 | 43.21 | 46.4 | 10 | 0
2020 | SOCO_2_VACAR | SOCO | VACAR | Internal | Shoulder | B15 | 1203 | 2000 | 0 | 42.99 | 42.99 | 10 | 0
2020 | SOCO_2_VACAR | SOCO | VACAR | Internal | Summer | B1 | 10 | 2000 | 0 | 74.47 | 74.47 | 10 | 0
2020 | SOCO_2_VACAR | SOCO | VACAR | Internal | Summer | B2 | 25 | 2000 | 0 | 72.4 | 74.47 | 10 | 0
2020 | SOCO_2_VACAR | SOCO | VACAR | Internal | Summer | B3 | 75 | 2000 | 0 | 71.04 | 74.47 | 10 | 0
2020 | SOCO_2_VACAR | SOCO | VACAR | Internal | Summer | B4 | 100 | 2000 | 0 | 71.04 | 73.13 | 10 | 0
2020 | SOCO_2_VACAR | SOCO | VACAR | Internal | Summer | B5 | 200 | 2000 | 0 | 70.22 | 63.22 | 10 | 0
2020 | SOCO_2_VACAR | SOCO | VACAR | Internal | Summer | B6 | 300 | 2000 | 0 | 62.11 | 55.11 | 10 | 0
2020 | SOCO_2_VACAR | SOCO | VACAR | Internal | Summer | B7 | 400 | 2000 | 0 | 56.22 | 48.89 | 10 | 0
2020 | SOCO_2_VACAR | SOCO | VACAR | Internal | Summer | B8 | 500 | 2000 | 0 | 46.02 | 44.45 | 10 | 0
2020 | SOCO_2_VACAR | SOCO | VACAR | Internal | Summer | B9 | 800 | 2000 | 0 | 41.8 | 42.76 | 10 | 0
2020 | SOCO_2_VACAR | SOCO | VACAR | Internal | Summer | B10 | 1262 | 2000 | 0 | 41.72 | 41.05 | 10 | 0
2020 | SOCO_2_VACAR | SOCO | VACAR | Internal | Winter | B16 | 25 | 2000 | 0 | 71.58 | 64.58 | 10 | 0
2020 | SOCO_2_VACAR | SOCO | VACAR | Internal | Winter | B17 | 100 | 2000 | 0 | 49.03 | 55.06 | 10 | 0
2020 | SOCO_2_VACAR | SOCO | VACAR | Internal | Winter | B18 | 400 | 2000 | 0 | 45.6 | 47.51 | 10 | 0
2020 | SOCO_2_VACAR | SOCO | VACAR | Internal | Winter | B19 | 700 | 2000 | 0 | 45.6 | 46.65 | 10 | 0
2020 | SOCO_2_VACAR | SOCO | VACAR | Internal | Winter | B20 | 935 | 2000 | 0 | 45.28 | 44.12 | 10 | 0
2020 | SPP_N_2_ENT | SPP_N | ENT | Internal | Shoulder | B11 | 25 | 1800 | 0 | 63.77 | 60.34 | 5 | 0
2020 | SPP_N_2_ENT | SPP_N | ENT | Internal | Shoulder | B12 | 200 | 1800 | 0 | 44.18 | 42.94 | 5 | 0
2020 | SPP_N_2_ENT | SPP_N | ENT | Internal | Shoulder | B13 | 600 | 1800 | 0 | 42.46 | 42.82 | 5 | 0
2020 | SPP_N_2_ENT | SPP_N | ENT | Internal | Shoulder | B14 | 900 | 1800 | 0 | 41.53 | 42.82 | 5 | 0
2020 | SPP_N_2_ENT | SPP_N | ENT | Internal | Shoulder | B15 | 1203 | 1800 | 0 | 41.04 | 42.51 | 5 | 0
2020 | SPP_N_2_ENT | SPP_N | ENT | Internal | Summer | B1 | 10 | 1800 | 0 | 67.44 | 66.47 | 5 | 0
2020 | SPP_N_2_ENT | SPP_N | ENT | Internal | Summer | B2 | 25 | 1800 | 0 | 67.44 | 64.4 | 5 | 0
2020 | SPP_N_2_ENT | SPP_N | ENT | Internal | Summer | B3 | 75 | 1800 | 0 | 67.44 | 63.04 | 5 | 0
2020 | SPP_N_2_ENT | SPP_N | ENT | Internal | Summer | B4 | 100 | 1800 | 0 | 67.09 | 63.04 | 5 | 0
2020 | SPP_N_2_ENT | SPP_N | ENT | Internal | Summer | B5 | 200 | 1800 | 0 | 63.03 | 58.37 | 5 | 0
2020 | SPP_N_2_ENT | SPP_N | ENT | Internal | Summer | B6 | 300 | 1800 | 0 | 57.02 | 57.02 | 5 | 0
2020 | SPP_N_2_ENT | SPP_N | ENT | Internal | Summer | B7 | 400 | 1800 | 0 | 49.3 | 48.22 | 5 | 0
2020 | SPP_N_2_ENT | SPP_N | ENT | Internal | Summer | B8 | 500 | 1800 | 0 | 41.43 | 41.44 | 5 | 0
2020 | SPP_N_2_ENT | SPP_N | ENT | Internal | Summer | B9 | 800 | 1800 | 0 | 40.53 | 41.44 | 5 | 0
2020 | SPP_N_2_ENT | SPP_N | ENT | Internal | Summer | B10 | 1262 | 1800 | 0 | 37.55 | 41.15 | 5 | 0
2020 | SPP_N_2_ENT | SPP_N | ENT | Internal | Winter | B16 | 25 | 1800 | 0 | 60.65 | 63.58 | 5 | 0
2020 | SPP_N_2_ENT | SPP_N | ENT | Internal | Winter | B17 | 100 | 1800 | 0 | 45.35 | 45.54 | 5 | 0
2020 | SPP_N_2_ENT | SPP_N | ENT | Internal | Winter | B18 | 400 | 1800 | 0 | 43.81 | 45.54 | 5 | 0
2020 | SPP_N_2_ENT | SPP_N | ENT | Internal | Winter | B19 | 700 | 1800 | 0 | 43.81 | 45.21 | 5 | 0
2020 | SPP_N_2_ENT | SPP_N | ENT | Internal | Winter | B20 | 935 | 1800 | 0 | 43.29 | 44.47 | 5 | 0
2020 | SPP_N_2_MISO_MO-IL | SPP_N | MISO_MO-IL | Internal | Shoulder | B11 | 25 | 2000 | 0 | 63.77 | 59.71 | 5 | 0
2020 | SPP_N_2_MISO_MO-IL | SPP_N | MISO_MO-IL | Internal | Shoulder | B12 | 200 | 2000 | 0 | 44.18 | 46.26 | 5 | 0
2020 | SPP_N_2_MISO_MO-IL | SPP_N | MISO_MO-IL | Internal | Shoulder | B13 | 600 | 2000 | 0 | 42.46 | 42.44 | 5 | 0
2020 | SPP_N_2_MISO_MO-IL | SPP_N | MISO_MO-IL | Internal | Shoulder | B14 | 900 | 2000 | 0 | 41.53 | 40.46 | 5 | 0
2020 | SPP_N_2_MISO_MO-IL | SPP_N | MISO_MO-IL | Internal | Shoulder | B15 | 1203 | 2000 | 0 | 41.04 | 38.91 | 5 | 0
2020 | SPP_N_2_MISO_MO-IL | SPP_N | MISO_MO-IL | Internal | Summer | B1 | 10 | 2000 | 0 | 67.44 | 66.47 | 5 | 0
2020 | SPP_N_2_MISO_MO-IL | SPP_N | MISO_MO-IL | Internal | Summer | B2 | 25 | 2000 | 0 | 67.44 | 64.84 | 5 | 0
2020 | SPP_N_2_MISO_MO-IL | SPP_N | MISO_MO-IL | Internal | Summer | B3 | 75 | 2000 | 0 | 67.44 | 62.65 | 5 | 0
2020 | SPP_N_2_MISO_MO-IL | SPP_N | MISO_MO-IL | Internal | Summer | B4 | 100 | 2000 | 0 | 67.09 | 61.84 | 5 | 0
2020 | SPP_N_2_MISO_MO-IL | SPP_N | MISO_MO-IL | Internal | Summer | B5 | 200 | 2000 | 0 | 63.03 | 57.22 | 5 | 0
2020 | SPP_N_2_MISO_MO-IL | SPP_N | MISO_MO-IL | Internal | Summer | B6 | 300 | 2000 | 0 | 57.02 | 49.02 | 5 | 0
2020 | SPP_N_2_MISO_MO-IL | SPP_N | MISO_MO-IL | Internal | Summer | B7 | 400 | 2000 | 0 | 49.3 | 42.08 | 5 | 0
2020 | SPP_N_2_MISO_MO-IL | SPP_N | MISO_MO-IL | Internal | Summer | B8 | 500 | 2000 | 0 | 41.43 | 38.47 | 5 | 0
2020 | SPP_N_2_MISO_MO-IL | SPP_N | MISO_MO-IL | Internal | Summer | B9 | 800 | 2000 | 0 | 40.53 | 37.89 | 5 | 0
2020 | SPP_N_2_MISO_MO-IL | SPP_N | MISO_MO-IL | Internal | Summer | B10 | 1262 | 2000 | 0 | 37.55 | 36.17 | 5 | 0
2020 | SPP_N_2_MISO_MO-IL | SPP_N | MISO_MO-IL | Internal | Winter | B16 | 25 | 2000 | 0 | 60.65 | 56.59 | 5 | 0
2020 | SPP_N_2_MISO_MO-IL | SPP_N | MISO_MO-IL | Internal | Winter | B17 | 100 | 2000 | 0 | 45.35 | 47.06 | 5 | 0
2020 | SPP_N_2_MISO_MO-IL | SPP_N | MISO_MO-IL | Internal | Winter | B18 | 400 | 2000 | 0 | 43.81 | 43.11 | 5 | 0
2020 | SPP_N_2_MISO_MO-IL | SPP_N | MISO_MO-IL | Internal | Winter | B19 | 700 | 2000 | 0 | 43.81 | 41.67 | 5 | 0
2020 | SPP_N_2_MISO_MO-IL | SPP_N | MISO_MO-IL | Internal | Winter | B20 | 935 | 2000 | 0 | 43.29 | 38.04 | 5 | 0
2020 | SPP_N_2_MISO_W | SPP_N | MISO_W | Internal | Shoulder | B11 | 25 | 750 | 0 | 63.77 | 59.72 | 5 | 0
2020 | SPP_N_2_MISO_W | SPP_N | MISO_W | Internal | Shoulder | B12 | 200 | 750 | 0 | 44.18 | 46.25 | 5 | 0
2020 | SPP_N_2_MISO_W | SPP_N | MISO_W | Internal | Shoulder | B13 | 600 | 750 | 0 | 42.46 | 42.45 | 5 | 0
2020 | SPP_N_2_MISO_W | SPP_N | MISO_W | Internal | Shoulder | B14 | 900 | 750 | 0 | 41.53 | 40.48 | 5 | 0
2020 | SPP_N_2_MISO_W | SPP_N | MISO_W | Internal | Shoulder | B15 | 1203 | 750 | 0 | 41.04 | 38.92 | 5 | 0
2020 | SPP_N_2_MISO_W | SPP_N | MISO_W | Internal | Summer | B1 | 10 | 750 | 0 | 67.44 | 66.47 | 5 | 0
2020 | SPP_N_2_MISO_W | SPP_N | MISO_W | Internal | Summer | B2 | 25 | 750 | 0 | 67.44 | 65.2 | 5 | 0
2020 | SPP_N_2_MISO_W | SPP_N | MISO_W | Internal | Summer | B3 | 75 | 750 | 0 | 67.44 | 64.96 | 5 | 0
2020 | SPP_N_2_MISO_W | SPP_N | MISO_W | Internal | Summer | B4 | 100 | 750 | 0 | 67.09 | 64.04 | 5 | 0
2020 | SPP_N_2_MISO_W | SPP_N | MISO_W | Internal | Summer | B5 | 200 | 750 | 0 | 63.03 | 63.02 | 5 | 0
2020 | SPP_N_2_MISO_W | SPP_N | MISO_W | Internal | Summer | B6 | 300 | 750 | 0 | 57.02 | 50.02 | 5 | 0
2020 | SPP_N_2_MISO_W | SPP_N | MISO_W | Internal | Summer | B7 | 400 | 750 | 0 | 49.3 | 42.3 | 5 | 0
2020 | SPP_N_2_MISO_W | SPP_N | MISO_W | Internal | Summer | B8 | 500 | 750 | 0 | 41.43 | 38.46 | 5 | 0
2020 | SPP_N_2_MISO_W | SPP_N | MISO_W | Internal | Summer | B9 | 800 | 750 | 0 | 40.53 | 38.29 | 5 | 0
2020 | SPP_N_2_MISO_W | SPP_N | MISO_W | Internal | Summer | B10 | 1262 | 750 | 0 | 37.55 | 36.16 | 5 | 0
2020 | SPP_N_2_MISO_W | SPP_N | MISO_W | Internal | Winter | B16 | 25 | 750 | 0 | 60.65 | 56.58 | 5 | 0
2020 | SPP_N_2_MISO_W | SPP_N | MISO_W | Internal | Winter | B17 | 100 | 750 | 0 | 45.35 | 47.04 | 5 | 0
2020 | SPP_N_2_MISO_W | SPP_N | MISO_W | Internal | Winter | B18 | 400 | 750 | 0 | 43.81 | 43.12 | 5 | 0
2020 | SPP_N_2_MISO_W | SPP_N | MISO_W | Internal | Winter | B19 | 700 | 750 | 0 | 43.81 | 42.76 | 5 | 0
2020 | SPP_N_2_MISO_W | SPP_N | MISO_W | Internal | Winter | B20 | 935 | 750 | 0 | 43.29 | 38.05 | 5 | 0
2020 | SPP_N_2_NE | SPP_N | NE | Internal | Shoulder | B11 | 25 | 330 | 0 | 63.77 | 63.76 | 0.01 | 0
2020 | SPP_N_2_NE | SPP_N | NE | Internal | Shoulder | B12 | 200 | 330 | 38.43 | 44.18 | 44.19 | 0.01 | 0
2020 | SPP_N_2_NE | SPP_N | NE | Internal | Shoulder | B13 | 600 | 330 | 0 | 42.46 | 42.45 | 0.01 | 0
2020 | SPP_N_2_NE | SPP_N | NE | Internal | Shoulder | B14 | 900 | 330 | 0 | 41.53 | 41.52 | 0.01 | 0
2020 | SPP_N_2_NE | SPP_N | NE | Internal | Shoulder | B15 | 1203 | 330 | 0 | 41.04 | 41.03 | 0.01 | 0
2020 | SPP_N_2_NE | SPP_N | NE | Internal | Summer | B1 | 10 | 330 | 0 | 67.44 | 66.47 | 0.01 | 0
2020 | SPP_N_2_NE | SPP_N | NE | Internal | Summer | B2 | 25 | 330 | 0 | 67.44 | 66.01 | 0.01 | 0
2020 | SPP_N_2_NE | SPP_N | NE | Internal | Summer | B3 | 75 | 330 | 0 | 67.44 | 66.01 | 0.01 | 0
2020 | SPP_N_2_NE | SPP_N | NE | Internal | Summer | B4 | 100 | 330 | 0 | 67.09 | 66.01 | 0.01 | 0
2020 | SPP_N_2_NE | SPP_N | NE | Internal | Summer | B5 | 200 | 330 | 0 | 63.03 | 63.02 | 0.01 | 0
2020 | SPP_N_2_NE | SPP_N | NE | Internal | Summer | B6 | 300 | 330 | 0 | 57.02 | 55.39 | 0.01 | 0
2020 | SPP_N_2_NE | SPP_N | NE | Internal | Summer | B7 | 400 | 330 | 0 | 49.3 | 42.3 | 0.01 | 0
2020 | SPP_N_2_NE | SPP_N | NE | Internal | Summer | B8 | 500 | 330 | 0 | 41.43 | 40.52 | 0.01 | 0
2020 | SPP_N_2_NE | SPP_N | NE | Internal | Summer | B9 | 800 | 330 | 0 | 40.53 | 40.52 | 0.01 | 0
2020 | SPP_N_2_NE | SPP_N | NE | Internal | Summer | B10 | 1262 | 330 | 0 | 37.55 | 37.54 | 0.01 | 0
2020 | SPP_N_2_NE | SPP_N | NE | Internal | Winter | B16 | 25 | 330 | 0 | 60.65 | 56.58 | 0.01 | 0
2020 | SPP_N_2_NE | SPP_N | NE | Internal | Winter | B17 | 100 | 330 | 0 | 45.35 | 45.33 | 0.01 | 0
2020 | SPP_N_2_NE | SPP_N | NE | Internal | Winter | B18 | 400 | 330 | 0 | 43.81 | 43.79 | 0.01 | 0
2020 | SPP_N_2_NE | SPP_N | NE | Internal | Winter | B19 | 700 | 330 | 0 | 43.81 | 43.79 | 0.01 | 0
2020 | SPP_N_2_NE | SPP_N | NE | Internal | Winter | B20 | 935 | 330 | 0 | 43.29 | 40.52 | 0.01 | 0
2020 | SPP_N_2_SPP_S | SPP_N | SPP_S | Internal | Shoulder | B11 | 25 | 4000 | 0 | 63.77 | 59.09 | 0.01 | 0
2020 | SPP_N_2_SPP_S | SPP_N | SPP_S | Internal | Shoulder | B12 | 200 | 4000 | 0 | 44.18 | 44.17 | 0.01 | 0
2020 | SPP_N_2_SPP_S | SPP_N | SPP_S | Internal | Shoulder | B13 | 600 | 4000 | 906.82 | 42.46 | 42.47 | 0.01 | 0
2020 | SPP_N_2_SPP_S | SPP_N | SPP_S | Internal | Shoulder | B14 | 900 | 4000 | 0 | 41.53 | 41.52 | 0.01 | 0
2020 | SPP_N_2_SPP_S | SPP_N | SPP_S | Internal | Shoulder | B15 | 1203 | 4000 | 1873.04 | 41.04 | 41.05 | 0.01 | 0
2020 | SPP_N_2_SPP_S | SPP_N | SPP_S | Internal | Summer | B1 | 10 | 4000 | 0 | 67.44 | 61.47 | 0.01 | 0
2020 | SPP_N_2_SPP_S | SPP_N | SPP_S | Internal | Summer | B2 | 25 | 4000 | 0 | 67.44 | 59.53 | 0.01 | 0
2020 | SPP_N_2_SPP_S | SPP_N | SPP_S | Internal | Summer | B3 | 75 | 4000 | 0 | 67.44 | 59.53 | 0.01 | 0
2020 | SPP_N_2_SPP_S | SPP_N | SPP_S | Internal | Summer | B4 | 100 | 4000 | 0 | 67.09 | 58.04 | 0.01 | 0
2020 | SPP_N_2_SPP_S | SPP_N | SPP_S | Internal | Summer | B5 | 200 | 4000 | 0 | 63.03 | 57.51 | 0.01 | 0
2020 | SPP_N_2_SPP_S | SPP_N | SPP_S | Internal | Summer | B6 | 300 | 4000 | 748.08 | 57.02 | 57.04 | 0.01 | 0
2020 | SPP_N_2_SPP_S | SPP_N | SPP_S | Internal | Summer | B7 | 400 | 4000 | 2242.29 | 49.3 | 49.31 | 0.01 | 0
2020 | SPP_N_2_SPP_S | SPP_N | SPP_S | Internal | Summer | B8 | 500 | 4000 | 2226.95 | 41.43 | 41.44 | 0.01 | 0
2020 | SPP_N_2_SPP_S | SPP_N | SPP_S | Internal | Summer | B9 | 800 | 4000 | 3161.58 | 40.53 | 40.54 | 0.01 | 0
2020 | SPP_N_2_SPP_S | SPP_N | SPP_S | Internal | Summer | B10 | 1262 | 4000 | 4000 | 37.55 | 39.65 | 0.01 | 2.09
2020 | SPP_N_2_SPP_S | SPP_N | SPP_S | Internal | Winter | B16 | 25 | 4000 | 542.27 | 60.65 | 60.67 | 0.01 | 0
2020 | SPP_N_2_SPP_S | SPP_N | SPP_S | Internal | Winter | B17 | 100 | 4000 | 1296.54 | 45.35 | 45.36 | 0.01 | 0
2020 | SPP_N_2_SPP_S | SPP_N | SPP_S | Internal | Winter | B18 | 400 | 4000 | 1611.18 | 43.81 | 43.82 | 0.01 | 0
2020 | SPP_N_2_SPP_S | SPP_N | SPP_S | Internal | Winter | B19 | 700 | 4000 | 1940.78 | 43.81 | 43.82 | 0.01 | 0
2020 | SPP_N_2_SPP_S | SPP_N | SPP_S | Internal | Winter | B20 | 935 | 4000 | 4000 | 43.29 | 43.72 | 0.01 | 0.42
2020 | SPP_S_2_ENT | SPP_S | ENT | Internal | Shoulder | B11 | 25 | 850 | 0 | 59.09 | 60.34 | 5 | 0
2020 | SPP_S_2_ENT | SPP_S | ENT | Internal | Shoulder | B12 | 200 | 850 | 0 | 44.17 | 42.94 | 5 | 0
2020 | SPP_S_2_ENT | SPP_S | ENT | Internal | Shoulder | B13 | 600 | 850 | 0 | 42.47 | 42.82 | 5 | 0
2020 | SPP_S_2_ENT | SPP_S | ENT | Internal | Shoulder | B14 | 900 | 850 | 0 | 41.52 | 42.82 | 5 | 0
2020 | SPP_S_2_ENT | SPP_S | ENT | Internal | Shoulder | B15 | 1203 | 850 | 0 | 41.05 | 42.51 | 5 | 0
2020 | SPP_S_2_ENT | SPP_S | ENT | Internal | Summer | B1 | 10 | 850 | 404.28 | 61.47 | 66.47 | 5 | 0
2020 | SPP_S_2_ENT | SPP_S | ENT | Internal | Summer | B2 | 25 | 850 | 0 | 59.53 | 64.4 | 5 | 0
2020 | SPP_S_2_ENT | SPP_S | ENT | Internal | Summer | B3 | 75 | 850 | 0 | 59.53 | 63.04 | 5 | 0
2020 | SPP_S_2_ENT | SPP_S | ENT | Internal | Summer | B4 | 100 | 850 | 673.66 | 58.04 | 63.04 | 5 | 0
2020 | SPP_S_2_ENT | SPP_S | ENT | Internal | Summer | B5 | 200 | 850 | 0 | 57.51 | 58.37 | 5 | 0
2020 | SPP_S_2_ENT | SPP_S | ENT | Internal | Summer | B6 | 300 | 850 | 0 | 57.04 | 57.02 | 5 | 0
2020 | SPP_S_2_ENT | SPP_S | ENT | Internal | Summer | B7 | 400 | 850 | 0 | 49.31 | 48.22 | 5 | 0
2020 | SPP_S_2_ENT | SPP_S | ENT | Internal | Summer | B8 | 500 | 850 | 0 | 41.44 | 41.44 | 5 | 0
2020 | SPP_S_2_ENT | SPP_S | ENT | Internal | Summer | B9 | 800 | 850 | 0 | 40.54 | 41.44 | 5 | 0
2020 | SPP_S_2_ENT | SPP_S | ENT | Internal | Summer | B10 | 1262 | 850 | 0 | 39.65 | 41.15 | 5 | 0
2020 | SPP_S_2_ENT | SPP_S | ENT | Internal | Winter | B16 | 25 | 850 | 0 | 60.67 | 63.58 | 5 | 0
2020 | SPP_S_2_ENT | SPP_S | ENT | Internal | Winter | B17 | 100 | 850 | 0 | 45.36 | 45.54 | 5 | 0
2020 | SPP_S_2_ENT | SPP_S | ENT | Internal | Winter | B18 | 400 | 850 | 0 | 43.82 | 45.54 | 5 | 0
2020 | SPP_S_2_ENT | SPP_S | ENT | Internal | Winter | B19 | 700 | 850 | 0 | 43.82 | 45.21 | 5 | 0
2020 | SPP_S_2_ENT | SPP_S | ENT | Internal | Winter | B20 | 935 | 850 | 0 | 43.72 | 44.47 | 5 | 0
2020 | SPP_S_2_SPP_N | SPP_S | SPP_N | Internal | Shoulder | B11 | 25 | 640 | 640 | 59.09 | 63.77 | 0.01 | 4.66
2020 | SPP_S_2_SPP_N | SPP_S | SPP_N | Internal | Shoulder | B12 | 200 | 640 | 433.96 | 44.17 | 44.18 | 0.01 | 0
2020 | SPP_S_2_SPP_N | SPP_S | SPP_N | Internal | Shoulder | B13 | 600 | 640 | 0 | 42.47 | 42.46 | 0.01 | 0
2020 | SPP_S_2_SPP_N | SPP_S | SPP_N | Internal | Shoulder | B14 | 900 | 640 | 268.12 | 41.52 | 41.53 | 0.01 | 0
2020 | SPP_S_2_SPP_N | SPP_S | SPP_N | Internal | Shoulder | B15 | 1203 | 640 | 0 | 41.05 | 41.04 | 0.01 | 0
2020 | SPP_S_2_SPP_N | SPP_S | SPP_N | Internal | Summer | B1 | 10 | 640 | 640 | 61.47 | 67.44 | 0.01 | 5.96
2020 | SPP_S_2_SPP_N | SPP_S | SPP_N | Internal | Summer | B2 | 25 | 640 | 640 | 59.53 | 67.44 | 0.01 | 7.9
2020 | SPP_S_2_SPP_N | SPP_S | SPP_N | Internal | Summer | B3 | 75 | 640 | 640 | 59.53 | 67.44 | 0.01 | 7.9
2020 | SPP_S_2_SPP_N | SPP_S | SPP_N | Internal | Summer | B4 | 100 | 640 | 640 | 58.04 | 67.09 | 0.01 | 9.04
2020 | SPP_S_2_SPP_N | SPP_S | SPP_N | Internal | Summer | B5 | 200 | 640 | 640 | 57.51 | 63.03 | 0.01 | 5.51
2020 | SPP_S_2_SPP_N | SPP_S | SPP_N | Internal | Summer | B6 | 300 | 640 | 0 | 57.04 | 57.02 | 0.01 | 0
2020 | SPP_S_2_SPP_N | SPP_S | SPP_N | Internal | Summer | B7 | 400 | 640 | 0 | 49.31 | 49.3 | 0.01 | 0
2020 | SPP_S_2_SPP_N | SPP_S | SPP_N | Internal | Summer | B8 | 500 | 640 | 0 | 41.44 | 41.43 | 0.01 | 0
2020 | SPP_S_2_SPP_N | SPP_S | SPP_N | Internal | Summer | B9 | 800 | 640 | 0 | 40.54 | 40.53 | 0.01 | 0
2020 | SPP_S_2_SPP_N | SPP_S | SPP_N | Internal | Summer | B10 | 1262 | 640 | 0 | 39.65 | 37.55 | 0.01 | 0
2020 | SPP_S_2_SPP_N | SPP_S | SPP_N | Internal | Winter | B16 | 25 | 640 | 0 | 60.67 | 60.65 | 0.01 | 0
2020 | SPP_S_2_SPP_N | SPP_S | SPP_N | Internal | Winter | B17 | 100 | 640 | 0 | 45.36 | 45.35 | 0.01 | 0
2020 | SPP_S_2_SPP_N | SPP_S | SPP_N | Internal | Winter | B18 | 400 | 640 | 0 | 43.82 | 43.81 | 0.01 | 0
2020 | SPP_S_2_SPP_N | SPP_S | SPP_N | Internal | Winter | B19 | 700 | 640 | 0 | 43.82 | 43.81 | 0.01 | 0
2020 | SPP_S_2_SPP_N | SPP_S | SPP_N | Internal | Winter | B20 | 935 | 640 | 0 | 43.72 | 43.29 | 0.01 | 0
2020 | TVA_2_ENT | TVA | ENT | Internal | Shoulder | B11 | 25 | 500 | 0 | 59.38 | 60.34 | 9 | 0
2020 | TVA_2_ENT | TVA | ENT | Internal | Shoulder | B12 | 200 | 500 | 0 | 44.44 | 42.94 | 9 | 0
2020 | TVA_2_ENT | TVA | ENT | Internal | Shoulder | B13 | 600 | 500 | 0 | 43.39 | 42.82 | 9 | 0
2020 | TVA_2_ENT | TVA | ENT | Internal | Shoulder | B14 | 900 | 500 | 0 | 43.39 | 42.82 | 9 | 0
2020 | TVA_2_ENT | TVA | ENT | Internal | Shoulder | B15 | 1203 | 500 | 0 | 42.76 | 42.51 | 9 | 0
2020 | TVA_2_ENT | TVA | ENT | Internal | Summer | B1 | 10 | 500 | 0 | 74.49 | 66.47 | 9 | 0
2020 | TVA_2_ENT | TVA | ENT | Internal | Summer | B2 | 25 | 500 | 0 | 71.85 | 64.4 | 9 | 0
2020 | TVA_2_ENT | TVA | ENT | Internal | Summer | B3 | 75 | 500 | 0 | 68.36 | 63.04 | 9 | 0
2020 | TVA_2_ENT | TVA | ENT | Internal | Summer | B4 | 100 | 500 | 0 | 68.36 | 63.04 | 9 | 0
2020 | TVA_2_ENT | TVA | ENT | Internal | Summer | B5 | 200 | 500 | 0 | 61.23 | 58.37 | 9 | 0
2020 | TVA_2_ENT | TVA | ENT | Internal | Summer | B6 | 300 | 500 | 81.88 | 48.02 | 57.02 | 9 | 0
2020 | TVA_2_ENT | TVA | ENT | Internal | Summer | B7 | 400 | 500 | 0 | 42 | 48.22 | 9 | 0
2020 | TVA_2_ENT | TVA | ENT | Internal | Summer | B8 | 500 | 500 | 0 | 41.31 | 41.44 | 9 | 0
2020 | TVA_2_ENT | TVA | ENT | Internal | Summer | B9 | 800 | 500 | 0 | 41.31 | 41.44 | 9 | 0
2020 | TVA_2_ENT | TVA | ENT | Internal | Summer | B10 | 1262 | 500 | 0 | 37.63 | 41.15 | 9 | 0
2020 | TVA_2_ENT | TVA | ENT | Internal | Winter | B16 | 25 | 500 | 0 | 64.59 | 63.58 | 9 | 0
2020 | TVA_2_ENT | TVA | ENT | Internal | Winter | B17 | 100 | 500 | 0 | 47.19 | 45.54 | 9 | 0
2020 | TVA_2_ENT | TVA | ENT | Internal | Winter | B18 | 400 | 500 | 0 | 42.89 | 45.54 | 9 | 0
2020 | TVA_2_ENT | TVA | ENT | Internal | Winter | B19 | 700 | 500 | 0 | 42.89 | 45.21 | 9 | 0
2020 | TVA_2_ENT | TVA | ENT | Internal | Winter | B20 | 935 | 500 | 0 | 42.89 | 44.47 | 9 | 0
2020 | TVA_2_MISO_MO-IL | TVA | MISO_MO-IL | Internal | Shoulder | B11 | 25 | 50 | 0 | 59.38 | 59.71 | 9 | 0
2020 | TVA_2_MISO_MO-IL | TVA | MISO_MO-IL | Internal | Shoulder | B12 | 200 | 50 | 0 | 44.44 | 46.26 | 9 | 0
2020 | TVA_2_MISO_MO-IL | TVA | MISO_MO-IL | Internal | Shoulder | B13 | 600 | 50 | 0 | 43.39 | 42.44 | 9 | 0
2020 | TVA_2_MISO_MO-IL | TVA | MISO_MO-IL | Internal | Shoulder | B14 | 900 | 50 | 0 | 43.39 | 40.46 | 9 | 0
2020 | TVA_2_MISO_MO-IL | TVA | MISO_MO-IL | Internal | Shoulder | B15 | 1203 | 50 | 0 | 42.76 | 38.91 | 9 | 0
2020 | TVA_2_MISO_MO-IL | TVA | MISO_MO-IL | Internal | Summer | B1 | 10 | 50 | 0 | 74.49 | 66.47 | 9 | 0
2020 | TVA_2_MISO_MO-IL | TVA | MISO_MO-IL | Internal | Summer | B2 | 25 | 50 | 0 | 71.85 | 64.84 | 9 | 0
2020 | TVA_2_MISO_MO-IL | TVA | MISO_MO-IL | Internal | Summer | B3 | 75 | 50 | 0 | 68.36 | 62.65 | 9 | 0
2020 | TVA_2_MISO_MO-IL | TVA | MISO_MO-IL | Internal | Summer | B4 | 100 | 50 | 0 | 68.36 | 61.84 | 9 | 0
2020 | TVA_2_MISO_MO-IL | TVA | MISO_MO-IL | Internal | Summer | B5 | 200 | 50 | 0 | 61.23 | 57.22 | 9 | 0
2020 | TVA_2_MISO_MO-IL | TVA | MISO_MO-IL | Internal | Summer | B6 | 300 | 50 | 0 | 48.02 | 49.02 | 9 | 0
2020 | TVA_2_MISO_MO-IL | TVA | MISO_MO-IL | Internal | Summer | B7 | 400 | 50 | 0 | 42 | 42.08 | 9 | 0
2020 | TVA_2_MISO_MO-IL | TVA | MISO_MO-IL | Internal | Summer | B8 | 500 | 50 | 0 | 41.31 | 38.47 | 9 | 0
2020 | TVA_2_MISO_MO-IL | TVA | MISO_MO-IL | Internal | Summer | B9 | 800 | 50 | 0 | 41.31 | 37.89 | 9 | 0
2020 | TVA_2_MISO_MO-IL | TVA | MISO_MO-IL | Internal | Summer | B10 | 1262 | 50 | 0 | 37.63 | 36.17 | 9 | 0
2020 | TVA_2_MISO_MO-IL | TVA | MISO_MO-IL | Internal | Winter | B16 | 25 | 50 | 0 | 64.59 | 56.59 | 9 | 0
2020 | TVA_2_MISO_MO-IL | TVA | MISO_MO-IL | Internal | Winter | B17 | 100 | 50 | 0 | 47.19 | 47.06 | 9 | 0
2020 | TVA_2_MISO_MO-IL | TVA | MISO_MO-IL | Internal | Winter | B18 | 400 | 50 | 0 | 42.89 | 43.11 | 9 | 0
2020 | TVA_2_MISO_MO-IL | TVA | MISO_MO-IL | Internal | Winter | B19 | 700 | 50 | 0 | 42.89 | 41.67 | 9 | 0
2020 | TVA_2_MISO_MO-IL | TVA | MISO_MO-IL | Internal | Winter | B20 | 935 | 50 | 0 | 42.89 | 38.04 | 9 | 0
2020 | TVA_2_NonRTO_Midwest | TVA | NonRTO_Midwest | Internal | Shoulder | B11 | 25 | 100 | 0 | 59.38 | 67.7 | 9 | 0
2020 | TVA_2_NonRTO_Midwest | TVA | NonRTO_Midwest | Internal | Shoulder | B12 | 200 | 100 | 100 | 44.44 | 54.28 | 9 | 0.83
2020 | TVA_2_NonRTO_Midwest | TVA | NonRTO_Midwest | Internal | Shoulder | B13 | 600 | 100 | 0 | 43.39 | 49.86 | 9 | 0
2020 | TVA_2_NonRTO_Midwest | TVA | NonRTO_Midwest | Internal | Shoulder | B14 | 900 | 100 | 0 | 43.39 | 43.76 | 9 | 0
2020 | TVA_2_NonRTO_Midwest | TVA | NonRTO_Midwest | Internal | Shoulder | B15 | 1203 | 100 | 0 | 42.76 | 36.39 | 9 | 0
2020 | TVA_2_NonRTO_Midwest | TVA | NonRTO_Midwest | Internal | Summer | B1 | 10 | 100 | 0 | 74.49 | 69.83 | 9 | 0
2020 | TVA_2_NonRTO_Midwest | TVA | NonRTO_Midwest | Internal | Summer | B2 | 25 | 100 | 0 | 71.85 | 69.83 | 9 | 0
2020 | TVA_2_NonRTO_Midwest | TVA | NonRTO_Midwest | Internal | Summer | B3 | 75 | 100 | 0 | 68.36 | 69.83 | 9 | 0
2020 | TVA_2_NonRTO_Midwest | TVA | NonRTO_Midwest | Internal | Summer | B4 | 100 | 100 | 0 | 68.36 | 69.83 | 9 | 0
2020 | TVA_2_NonRTO_Midwest | TVA | NonRTO_Midwest | Internal | Summer | B5 | 200 | 100 | 0 | 61.23 | 65.21 | 9 | 0
2020 | TVA_2_NonRTO_Midwest | TVA | NonRTO_Midwest | Internal | Summer | B6 | 300 | 100 | 0 | 48.02 | 57.01 | 9 | 0
2020 | TVA_2_NonRTO_Midwest | TVA | NonRTO_Midwest | Internal | Summer | B7 | 400 | 100 | 0 | 42 | 44.91 | 9 | 0
2020 | TVA_2_NonRTO_Midwest | TVA | NonRTO_Midwest | Internal | Summer | B8 | 500 | 100 | 0 | 41.31 | 38.59 | 9 | 0
2020 | TVA_2_NonRTO_Midwest | TVA | NonRTO_Midwest | Internal | Summer | B9 | 800 | 100 | 0 | 41.31 | 37.95 | 9 | 0
2020 | TVA_2_NonRTO_Midwest | TVA | NonRTO_Midwest | Internal | Summer | B10 | 1262 | 100 | 0 | 37.63 | 35.74 | 9 | 0
2020 | TVA_2_NonRTO_Midwest | TVA | NonRTO_Midwest | Internal | Winter | B16 | 25 | 100 | 0 | 64.59 | 64.61 | 9 | 0
2020 | TVA_2_NonRTO_Midwest | TVA | NonRTO_Midwest | Internal | Winter | B17 | 100 | 100 | 0 | 47.19 | 55.07 | 9 | 0
2020 | TVA_2_NonRTO_Midwest | TVA | NonRTO_Midwest | Internal | Winter | B18 | 400 | 100 | 0 | 42.89 | 51.12 | 9 | 0
2020 | TVA_2_NonRTO_Midwest | TVA | NonRTO_Midwest | Internal | Winter | B19 | 700 | 100 | 0 | 42.89 | 44.32 | 9 | 0
2020 | TVA_2_NonRTO_Midwest | TVA | NonRTO_Midwest | Internal | Winter | B20 | 935 | 100 | 0 | 42.89 | 36.45 | 9 | 0
2020 | TVA_2_PJM_ROR | TVA | PJM_ROR | Internal | Shoulder | B11 | 25 | 500 | 0 | 59.38 | 54.31 | 9 | 0
2020 | TVA_2_PJM_ROR | TVA | PJM_ROR | Internal | Shoulder | B12 | 200 | 500 | 0 | 44.44 | 46.45 | 9 | 0
2020 | TVA_2_PJM_ROR | TVA | PJM_ROR | Internal | Shoulder | B13 | 600 | 500 | 0 | 43.39 | 43.29 | 9 | 0
2020 | TVA_2_PJM_ROR | TVA | PJM_ROR | Internal | Shoulder | B14 | 900 | 500 | 0 | 43.39 | 40.57 | 9 | 0
2020 | TVA_2_PJM_ROR | TVA | PJM_ROR | Internal | Shoulder | B15 | 1203 | 500 | 0 | 42.76 | 37.56 | 9 | 0
2020 | TVA_2_PJM_ROR | TVA | PJM_ROR | Internal | Summer | B1 | 10 | 500 | 0 | 74.49 | 68.47 | 9 | 0
2020 | TVA_2_PJM_ROR | TVA | PJM_ROR | Internal | Summer | B2 | 25 | 500 | 0 | 71.85 | 65.84 | 9 | 0
2020 | TVA_2_PJM_ROR | TVA | PJM_ROR | Internal | Summer | B3 | 75 | 500 | 0 | 68.36 | 62.54 | 9 | 0
2020 | TVA_2_PJM_ROR | TVA | PJM_ROR | Internal | Summer | B4 | 100 | 500 | 0 | 68.36 | 62.35 | 9 | 0
2020 | TVA_2_PJM_ROR | TVA | PJM_ROR | Internal | Summer | B5 | 200 | 500 | 0 | 61.23 | 55.22 | 9 | 0
2020 | TVA_2_PJM_ROR | TVA | PJM_ROR | Internal | Summer | B6 | 300 | 500 | 0 | 48.02 | 49.11 | 9 | 0
2020 | TVA_2_PJM_ROR | TVA | PJM_ROR | Internal | Summer | B7 | 400 | 500 | 0 | 42 | 41.22 | 9 | 0
2020 | TVA_2_PJM_ROR | TVA | PJM_ROR | Internal | Summer | B8 | 500 | 500 | 0 | 41.31 | 38.45 | 9 | 0
2020 | TVA_2_PJM_ROR | TVA | PJM_ROR | Internal | Summer | B9 | 800 | 500 | 0 | 41.31 | 36.76 | 9 | 0
2020 | TVA_2_PJM_ROR | TVA | PJM_ROR | Internal | Summer | B10 | 1262 | 500 | 0 | 37.63 | 35.05 | 9 | 0
2020 | TVA_2_PJM_ROR | TVA | PJM_ROR | Internal | Winter | B16 | 25 | 500 | 0 | 64.59 | 58.58 | 9 | 0
2020 | TVA_2_PJM_ROR | TVA | PJM_ROR | Internal | Winter | B17 | 100 | 500 | 0 | 47.19 | 49.06 | 9 | 0
2020 | TVA_2_PJM_ROR | TVA | PJM_ROR | Internal | Winter | B18 | 400 | 500 | 0 | 42.89 | 44.76 | 9 | 0
2020 | TVA_2_PJM_ROR | TVA | PJM_ROR | Internal | Winter | B19 | 700 | 500 | 0 | 42.89 | 42.37 | 9 | 0
2020 | TVA_2_PJM_ROR | TVA | PJM_ROR | Internal | Winter | B20 | 935 | 500 | 0 | 42.89 | 37.94 | 9 | 0
2020 | TVA_2_SOCO | TVA | SOCO | Internal | Shoulder | B11 | 25 | 500 | 0 | 59.38 | 68.3 | 9 | 0
2020 | TVA_2_SOCO | TVA | SOCO | Internal | Shoulder | B12 | 200 | 500 | 0 | 44.44 | 46.9 | 9 | 0
2020 | TVA_2_SOCO | TVA | SOCO | Internal | Shoulder | B13 | 600 | 500 | 0 | 43.39 | 43.21 | 9 | 0
2020 | TVA_2_SOCO | TVA | SOCO | Internal | Shoulder | B14 | 900 | 500 | 0 | 43.39 | 43.21 | 9 | 0
2020 | TVA_2_SOCO | TVA | SOCO | Internal | Shoulder | B15 | 1203 | 500 | 0 | 42.76 | 42.99 | 9 | 0
2020 | TVA_2_SOCO | TVA | SOCO | Internal | Summer | B1 | 10 | 500 | 0 | 74.49 | 74.47 | 9 | 0
2020 | TVA_2_SOCO | TVA | SOCO | Internal | Summer | B2 | 25 | 500 | 0 | 71.85 | 72.4 | 9 | 0
2020 | TVA_2_SOCO | TVA | SOCO | Internal | Summer | B3 | 75 | 500 | 0 | 68.36 | 71.04 | 9 | 0
2020 | TVA_2_SOCO | TVA | SOCO | Internal | Summer | B4 | 100 | 500 | 0 | 68.36 | 71.04 | 9 | 0
2020 | TVA_2_SOCO | TVA | SOCO | Internal | Summer | B5 | 200 | 500 | 0 | 61.23 | 70.22 | 9 | 0
2020 | TVA_2_SOCO | TVA | SOCO | Internal | Summer | B6 | 300 | 500 | 500 | 48.02 | 62.11 | 9 | 5.09
2020 | TVA_2_SOCO | TVA | SOCO | Internal | Summer | B7 | 400 | 500 | 500 | 42 | 56.22 | 9 | 5.22
2020 | TVA_2_SOCO | TVA | SOCO | Internal | Summer | B8 | 500 | 500 | 0 | 41.31 | 46.02 | 9 | 0
2020 | TVA_2_SOCO | TVA | SOCO | Internal | Summer | B9 | 800 | 500 | 0 | 41.31 | 41.8 | 9 | 0
2020 | TVA_2_SOCO | TVA | SOCO | Internal | Summer | B10 | 1262 | 500 | 0 | 37.63 | 41.72 | 9 | 0
2020 | TVA_2_SOCO | TVA | SOCO | Internal | Winter | B16 | 25 | 500 | 0 | 64.59 | 71.58 | 9 | 0
2020 | TVA_2_SOCO | TVA | SOCO | Internal | Winter | B17 | 100 | 500 | 0 | 47.19 | 49.03 | 9 | 0
2020 | TVA_2_SOCO | TVA | SOCO | Internal | Winter | B18 | 400 | 500 | 0 | 42.89 | 45.6 | 9 | 0
2020 | TVA_2_SOCO | TVA | SOCO | Internal | Winter | B19 | 700 | 500 | 0 | 42.89 | 45.6 | 9 | 0
2020 | TVA_2_SOCO | TVA | SOCO | Internal | Winter | B20 | 935 | 500 | 0 | 42.89 | 45.28 | 9 | 0
2020 | TVA_2_VACAR | TVA | VACAR | Internal | Shoulder | B11 | 25 | 150 | 0 | 59.38 | 60.31 | 9 | 0
2020 | TVA_2_VACAR | TVA | VACAR | Internal | Shoulder | B12 | 200 | 150 | 0 | 44.44 | 50.06 | 9 | 0
2020 | TVA_2_VACAR | TVA | VACAR | Internal | Shoulder | B13 | 600 | 150 | 0 | 43.39 | 47.51 | 9 | 0
2020 | TVA_2_VACAR | TVA | VACAR | Internal | Shoulder | B14 | 900 | 150 | 0 | 43.39 | 46.4 | 9 | 0
2020 | TVA_2_VACAR | TVA | VACAR | Internal | Shoulder | B15 | 1203 | 150 | 0 | 42.76 | 42.99 | 9 | 0
2020 | TVA_2_VACAR | TVA | VACAR | Internal | Summer | B1 | 10 | 150 | 0 | 74.49 | 74.47 | 9 | 0
2020 | TVA_2_VACAR | TVA | VACAR | Internal | Summer | B2 | 25 | 150 | 0 | 71.85 | 74.47 | 9 | 0
2020 | TVA_2_VACAR | TVA | VACAR | Internal | Summer | B3 | 75 | 150 | 0 | 68.36 | 74.47 | 9 | 0
2020 | TVA_2_VACAR | TVA | VACAR | Internal | Summer | B4 | 100 | 150 | 0 | 68.36 | 73.13 | 9 | 0
2020 | TVA_2_VACAR | TVA | VACAR | Internal | Summer | B5 | 200 | 150 | 0 | 61.23 | 63.22 | 9 | 0
2020 | TVA_2_VACAR | TVA | VACAR | Internal | Summer | B6 | 300 | 150 | 0 | 48.02 | 55.11 | 9 | 0
2020 | TVA_2_VACAR | TVA | VACAR | Internal | Summer | B7 | 400 | 150 | 0 | 42 | 48.89 | 9 | 0
2020 | TVA_2_VACAR | TVA | VACAR | Internal | Summer | B8 | 500 | 150 | 0 | 41.31 | 44.45 | 9 | 0
2020 | TVA_2_VACAR | TVA | VACAR | Internal | Summer | B9 | 800 | 150 | 0 | 41.31 | 42.76 | 9 | 0
2020 | TVA_2_VACAR | TVA | VACAR | Internal | Summer | B10 | 1262 | 150 | 0 | 37.63 | 41.05 | 9 | 0
2020 | TVA_2_VACAR | TVA | VACAR | Internal | Winter | B16 | 25 | 150 | 0 | 64.59 | 64.58 | 9 | 0
2020 | TVA_2_VACAR | TVA | VACAR | Internal | Winter | B17 | 100 | 150 | 0 | 47.19 | 55.06 | 9 | 0
2020 | TVA_2_VACAR | TVA | VACAR | Internal | Winter | B18 | 400 | 150 | 0 | 42.89 | 47.51 | 9 | 0
2020 | TVA_2_VACAR | TVA | VACAR | Internal | Winter | B19 | 700 | 150 | 0 | 42.89 | 46.65 | 9 | 0
2020 | TVA_2_VACAR | TVA | VACAR | Internal | Winter | B20 | 935 | 150 | 0 | 42.89 | 44.12 | 9 | 0
2020 | TVA_Transmission_2_MISO_MO-IL | TVA_Transmission | MISO_MO-IL | Internal | Shoulder | B11 | 25 | 4000 | 0 | 60.03 | 59.71 | 9 | 0
2020 | TVA_Transmission_2_MISO_MO-IL | TVA_Transmission | MISO_MO-IL | Internal | Shoulder | B12 | 200 | 4000 | 0 | 48.24 | 46.26 | 9 | 0
2020 | TVA_Transmission_2_MISO_MO-IL | TVA_Transmission | MISO_MO-IL | Internal | Shoulder | B13 | 600 | 4000 | 0 | 45.91 | 42.44 | 9 | 0
2020 | TVA_Transmission_2_MISO_MO-IL | TVA_Transmission | MISO_MO-IL | Internal | Shoulder | B14 | 900 | 4000 | 0 | 44.72 | 40.46 | 9 | 0
2020 | TVA_Transmission_2_MISO_MO-IL | TVA_Transmission | MISO_MO-IL | Internal | Shoulder | B15 | 1203 | 4000 | 0 | 43.08 | 38.91 | 9 | 0
2020 | TVA_Transmission_2_MISO_MO-IL | TVA_Transmission | MISO_MO-IL | Internal | Summer | B1 | 10 | 4000 | 0 | 74.47 | 66.47 | 9 | 0
2020 | TVA_Transmission_2_MISO_MO-IL | TVA_Transmission | MISO_MO-IL | Internal | Summer | B2 | 25 | 4000 | 0 | 71.84 | 64.84 | 9 | 0
2020 | TVA_Transmission_2_MISO_MO-IL | TVA_Transmission | MISO_MO-IL | Internal | Summer | B3 | 75 | 4000 | 0 | 68.44 | 62.65 | 9 | 0
2020 | TVA_Transmission_2_MISO_MO-IL | TVA_Transmission | MISO_MO-IL | Internal | Summer | B4 | 100 | 4000 | 0 | 68.35 | 61.84 | 9 | 0
2020 | TVA_Transmission_2_MISO_MO-IL | TVA_Transmission | MISO_MO-IL | Internal | Summer | B5 | 200 | 4000 | 0 | 61.22 | 57.22 | 9 | 0
2020 | TVA_Transmission_2_MISO_MO-IL | TVA_Transmission | MISO_MO-IL | Internal | Summer | B6 | 300 | 4000 | 0 | 54.14 | 49.02 | 9 | 0
2020 | TVA_Transmission_2_MISO_MO-IL | TVA_Transmission | MISO_MO-IL | Internal | Summer | B7 | 400 | 4000 | 0 | 47.22 | 42.08 | 9 | 0
2020 | TVA_Transmission_2_MISO_MO-IL | TVA_Transmission | MISO_MO-IL | Internal | Summer | B8 | 500 | 4000 | 0 | 42.58 | 38.47 | 9 | 0
2020 | TVA_Transmission_2_MISO_MO-IL | TVA_Transmission | MISO_MO-IL | Internal | Summer | B9 | 800 | 4000 | 0 | 41.95 | 37.89 | 9 | 0
2020 | TVA_Transmission_2_MISO_MO-IL | TVA_Transmission | MISO_MO-IL | Internal | Summer | B10 | 1262 | 4000 | 0 | 39.23 | 36.17 | 9 | 0
2020 | TVA_Transmission_2_MISO_MO-IL | TVA_Transmission | MISO_MO-IL | Internal | Winter | B16 | 25 | 4000 | 0 | 64.58 | 56.59 | 9 | 0
2020 | TVA_Transmission_2_MISO_MO-IL | TVA_Transmission | MISO_MO-IL | Internal | Winter | B17 | 100 | 4000 | 0 | 50.59 | 47.06 | 9 | 0
2020 | TVA_Transmission_2_MISO_MO-IL | TVA_Transmission | MISO_MO-IL | Internal | Winter | B18 | 400 | 4000 | 0 | 46.69 | 43.11 | 9 | 0
2020 | TVA_Transmission_2_MISO_MO-IL | TVA_Transmission | MISO_MO-IL | Internal | Winter | B19 | 700 | 4000 | 0 | 45.23 | 41.67 | 9 | 0
2020 | TVA_Transmission_2_MISO_MO-IL | TVA_Transmission | MISO_MO-IL | Internal | Winter | B20 | 935 | 4000 | 0 | 43.27 | 38.04 | 9 | 0
2020 | TVA_Transmission_2_SOCO | TVA_Transmission | SOCO | Internal | Shoulder | B11 | 25 | 3200 | 0 | 60.03 | 68.3 | 9 | 0
2020 | TVA_Transmission_2_SOCO | TVA_Transmission | SOCO | Internal | Shoulder | B12 | 200 | 3200 | 0 | 48.24 | 46.9 | 9 | 0
2020 | TVA_Transmission_2_SOCO | TVA_Transmission | SOCO | Internal | Shoulder | B13 | 600 | 3200 | 0 | 45.91 | 43.21 | 9 | 0
2020 | TVA_Transmission_2_SOCO | TVA_Transmission | SOCO | Internal | Shoulder | B14 | 900 | 3200 | 0 | 44.72 | 43.21 | 9 | 0
2020 | TVA_Transmission_2_SOCO | TVA_Transmission | SOCO | Internal | Shoulder | B15 | 1203 | 3200 | 0 | 43.08 | 42.99 | 9 | 0
2020 | TVA_Transmission_2_SOCO | TVA_Transmission | SOCO | Internal | Summer | B1 | 10 | 3200 | 0 | 74.47 | 74.47 | 9 | 0
2020 | TVA_Transmission_2_SOCO | TVA_Transmission | SOCO | Internal | Summer | B2 | 25 | 3200 | 0 | 71.84 | 72.4 | 9 | 0
2020 | TVA_Transmission_2_SOCO | TVA_Transmission | SOCO | Internal | Summer | B3 | 75 | 3200 | 0 | 68.44 | 71.04 | 9 | 0
2020 | TVA_Transmission_2_SOCO | TVA_Transmission | SOCO | Internal | Summer | B4 | 100 | 3200 | 0 | 68.35 | 71.04 | 9 | 0
2020 | TVA_Transmission_2_SOCO | TVA_Transmission | SOCO | Internal | Summer | B5 | 200 | 3200 | 374.35 | 61.22 | 70.22 | 9 | 0
2020 | TVA_Transmission_2_SOCO | TVA_Transmission | SOCO | Internal | Summer | B6 | 300 | 3200 | 0 | 54.14 | 62.11 | 9 | 0
2020 | TVA_Transmission_2_SOCO | TVA_Transmission | SOCO | Internal | Summer | B7 | 400 | 3200 | 974.12 | 47.22 | 56.22 | 9 | 0
2020 | TVA_Transmission_2_SOCO | TVA_Transmission | SOCO | Internal | Summer | B8 | 500 | 3200 | 0 | 42.58 | 46.02 | 9 | 0
2020 | TVA_Transmission_2_SOCO | TVA_Transmission | SOCO | Internal | Summer | B9 | 800 | 3200 | 0 | 41.95 | 41.8 | 9 | 0
2020 | TVA_Transmission_2_SOCO | TVA_Transmission | SOCO | Internal | Summer | B10 | 1262 | 3200 | 0 | 39.23 | 41.72 | 9 | 0
2020 | TVA_Transmission_2_SOCO | TVA_Transmission | SOCO | Internal | Winter | B16 | 25 | 3200 | 0 | 64.58 | 71.58 | 9 | 0
2020 | TVA_Transmission_2_SOCO | TVA_Transmission | SOCO | Internal | Winter | B17 | 100 | 3200 | 0 | 50.59 | 49.03 | 9 | 0
2020 | TVA_Transmission_2_SOCO | TVA_Transmission | SOCO | Internal | Winter | B18 | 400 | 3200 | 0 | 46.69 | 45.6 | 9 | 0
2020 | TVA_Transmission_2_SOCO | TVA_Transmission | SOCO | Internal | Winter | B19 | 700 | 3200 | 0 | 45.23 | 45.6 | 9 | 0
2020 | TVA_Transmission_2_SOCO | TVA_Transmission | SOCO | Internal | Winter | B20 | 935 | 3200 | 0 | 43.27 | 45.28 | 9 | 0
2020 | TVA_Transmission_2_TVA | TVA_Transmission | TVA | Internal | Shoulder | B11 | 25 | 99999 | 0 | 60.03 | 59.38 | 0.01 | 0
2020 | TVA_Transmission_2_TVA | TVA_Transmission | TVA | Internal | Shoulder | B12 | 200 | 99999 | 0 | 48.24 | 44.44 | 0.01 | 0
2020 | TVA_Transmission_2_TVA | TVA_Transmission | TVA | Internal | Shoulder | B13 | 600 | 99999 | 0 | 45.91 | 43.39 | 0.01 | 0
2020 | TVA_Transmission_2_TVA | TVA_Transmission | TVA | Internal | Shoulder | B14 | 900 | 99999 | 0 | 44.72 | 43.39 | 0.01 | 0
2020 | TVA_Transmission_2_TVA | TVA_Transmission | TVA | Internal | Shoulder | B15 | 1203 | 99999 | 0 | 43.08 | 42.76 | 0.01 | 0
2020 | TVA_Transmission_2_TVA | TVA_Transmission | TVA | Internal | Summer | B1 | 10 | 99999 | 2570.33 | 74.47 | 74.49 | 0.01 | 0
2020 | TVA_Transmission_2_TVA | TVA_Transmission | TVA | Internal | Summer | B2 | 25 | 99999 | 1640.21 | 71.84 | 71.85 | 0.01 | 0
2020 | TVA_Transmission_2_TVA | TVA_Transmission | TVA | Internal | Summer | B3 | 75 | 99999 | 0 | 68.44 | 68.36 | 0.01 | 0
2020 | TVA_Transmission_2_TVA | TVA_Transmission | TVA | Internal | Summer | B4 | 100 | 99999 | 1498.34 | 68.35 | 68.36 | 0.01 | 0
2020 | TVA_Transmission_2_TVA | TVA_Transmission | TVA | Internal | Summer | B5 | 200 | 99999 | 412.59 | 61.22 | 61.23 | 0.01 | 0
2020 | TVA_Transmission_2_TVA | TVA_Transmission | TVA | Internal | Summer | B6 | 300 | 99999 | 0 | 54.14 | 48.02 | 0.01 | 0
2020 | TVA_Transmission_2_TVA | TVA_Transmission | TVA | Internal | Summer | B7 | 400 | 99999 | 0 | 47.22 | 42 | 0.01 | 0
2020 | TVA_Transmission_2_TVA | TVA_Transmission | TVA | Internal | Summer | B8 | 500 | 99999 | 0 | 42.58 | 41.31 | 0.01 | 0
2020 | TVA_Transmission_2_TVA | TVA_Transmission | TVA | Internal | Summer | B9 | 800 | 99999 | 0 | 41.95 | 41.31 | 0.01 | 0
2020 | TVA_Transmission_2_TVA | TVA_Transmission | TVA | Internal | Summer | B10 | 1262 | 99999 | 0 | 39.23 | 37.63 | 0.01 | 0
2020 | TVA_Transmission_2_TVA | TVA_Transmission | TVA | Internal | Winter | B16 | 25 | 99999 | 80.73 | 64.58 | 64.59 | 0.01 | 0
2020 | TVA_Transmission_2_TVA | TVA_Transmission | TVA | Internal | Winter | B17 | 100 | 99999 | 0 | 50.59 | 47.19 | 0.01 | 0
2020 | TVA_Transmission_2_TVA | TVA_Transmission | TVA | Internal | Winter | B18 | 400 | 99999 | 0 | 46.69 | 42.89 | 0.01 | 0
2020 | TVA_Transmission_2_TVA | TVA_Transmission | TVA | Internal | Winter | B19 | 700 | 99999 | 0 | 45.23 | 42.89 | 0.01 | 0
2020 | TVA_Transmission_2_TVA | TVA_Transmission | TVA | Internal | Winter | B20 | 935 | 99999 | 0 | 43.27 | 42.89 | 0.01 | 0
2020 | TVA_Transmission_2_VACAR | TVA_Transmission | VACAR | Internal | Shoulder | B11 | 25 | 900 | 0 | 60.03 | 60.31 | 9 | 0
2020 | TVA_Transmission_2_VACAR | TVA_Transmission | VACAR | Internal | Shoulder | B12 | 200 | 900 | 0 | 48.24 | 50.06 | 9 | 0
2020 | TVA_Transmission_2_VACAR | TVA_Transmission | VACAR | Internal | Shoulder | B13 | 600 | 900 | 0 | 45.91 | 47.51 | 9 | 0
2020 | TVA_Transmission_2_VACAR | TVA_Transmission | VACAR | Internal | Shoulder | B14 | 900 | 900 | 0 | 44.72 | 46.4 | 9 | 0
2020 | TVA_Transmission_2_VACAR | TVA_Transmission | VACAR | Internal | Shoulder | B15 | 1203 | 900 | 0 | 43.08 | 42.99 | 9 | 0
2020 | TVA_Transmission_2_VACAR | TVA_Transmission | VACAR | Internal | Summer | B1 | 10 | 900 | 0 | 74.47 | 74.47 | 9 | 0
2020 | TVA_Transmission_2_VACAR | TVA_Transmission | VACAR | Internal | Summer | B2 | 25 | 900 | 0 | 71.84 | 74.47 | 9 | 0
2020 | TVA_Transmission_2_VACAR | TVA_Transmission | VACAR | Internal | Summer | B3 | 75 | 900 | 0 | 68.44 | 74.47 | 9 | 0
2020 | TVA_Transmission_2_VACAR | TVA_Transmission | VACAR | Internal | Summer | B4 | 100 | 900 | 0 | 68.35 | 73.13 | 9 | 0
2020 | TVA_Transmission_2_VACAR | TVA_Transmission | VACAR | Internal | Summer | B5 | 200 | 900 | 0 | 61.22 | 63.22 | 9 | 0
2020 | TVA_Transmission_2_VACAR | TVA_Transmission | VACAR | Internal | Summer | B6 | 300 | 900 | 0 | 54.14 | 55.11 | 9 | 0
2020 | TVA_Transmission_2_VACAR | TVA_Transmission | VACAR | Internal | Summer | B7 | 400 | 900 | 0 | 47.22 | 48.89 | 9 | 0
2020 | TVA_Transmission_2_VACAR | TVA_Transmission | VACAR | Internal | Summer | B8 | 500 | 900 | 0 | 42.58 | 44.45 | 9 | 0
2020 | TVA_Transmission_2_VACAR | TVA_Transmission | VACAR | Internal | Summer | B9 | 800 | 900 | 0 | 41.95 | 42.76 | 9 | 0
2020 | TVA_Transmission_2_VACAR | TVA_Transmission | VACAR | Internal | Summer | B10 | 1262 | 900 | 0 | 39.23 | 41.05 | 9 | 0
2020 | TVA_Transmission_2_VACAR | TVA_Transmission | VACAR | Internal | Winter | B16 | 25 | 900 | 0 | 64.58 | 64.58 | 9 | 0
2020 | TVA_Transmission_2_VACAR | TVA_Transmission | VACAR | Internal | Winter | B17 | 100 | 900 | 0 | 50.59 | 55.06 | 9 | 0
2020 | TVA_Transmission_2_VACAR | TVA_Transmission | VACAR | Internal | Winter | B18 | 400 | 900 | 0 | 46.69 | 47.51 | 9 | 0
2020 | TVA_Transmission_2_VACAR | TVA_Transmission | VACAR | Internal | Winter | B19 | 700 | 900 | 0 | 45.23 | 46.65 | 9 | 0
2020 | TVA_Transmission_2_VACAR | TVA_Transmission | VACAR | Internal | Winter | B20 | 935 | 900 | 0 | 43.27 | 44.12 | 9 | 0
2020 | VACAR_2_SOCO | VACAR | SOCO | Internal | Shoulder | B11 | 25 | 3000 | 3000 | 60.31 | 68.3 | 7 | 0.99
2020 | VACAR_2_SOCO | VACAR | SOCO | Internal | Shoulder | B12 | 200 | 3000 | 0 | 50.06 | 46.9 | 7 | 0
2020 | VACAR_2_SOCO | VACAR | SOCO | Internal | Shoulder | B13 | 600 | 3000 | 0 | 47.51 | 43.21 | 7 | 0
2020 | VACAR_2_SOCO | VACAR | SOCO | Internal | Shoulder | B14 | 900 | 3000 | 0 | 46.4 | 43.21 | 7 | 0
2020 | VACAR_2_SOCO | VACAR | SOCO | Internal | Shoulder | B15 | 1203 | 3000 | 0 | 42.99 | 42.99 | 7 | 0
2020 | VACAR_2_SOCO | VACAR | SOCO | Internal | Summer | B1 | 10 | 3000 | 0 | 74.47 | 74.47 | 7 | 0
2020 | VACAR_2_SOCO | VACAR | SOCO | Internal | Summer | B2 | 25 | 3000 | 0 | 74.47 | 72.4 | 7 | 0
2020 | VACAR_2_SOCO | VACAR | SOCO | Internal | Summer | B3 | 75 | 3000 | 0 | 74.47 | 71.04 | 7 | 0
2020 | VACAR_2_SOCO | VACAR | SOCO | Internal | Summer | B4 | 100 | 3000 | 0 | 73.13 | 71.04 | 7 | 0
2020 | VACAR_2_SOCO | VACAR | SOCO | Internal | Summer | B5 | 200 | 3000 | 1774.29 | 63.22 | 70.22 | 7 | 0
2020 | VACAR_2_SOCO | VACAR | SOCO | Internal | Summer | B6 | 300 | 3000 | 627.49 | 55.11 | 62.11 | 7 | 0
2020 | VACAR_2_SOCO | VACAR | SOCO | Internal | Summer | B7 | 400 | 3000 | 3000 | 48.89 | 56.22 | 7 | 0.33
2020 | VACAR_2_SOCO | VACAR | SOCO | Internal | Summer | B8 | 500 | 3000 | 0 | 44.45 | 46.02 | 7 | 0
2020 | VACAR_2_SOCO | VACAR | SOCO | Internal | Summer | B9 | 800 | 3000 | 0 | 42.76 | 41.8 | 7 | 0
2020 | VACAR_2_SOCO | VACAR | SOCO | Internal | Summer | B10 | 1262 | 3000 | 0 | 41.05 | 41.72 | 7 | 0
2020 | VACAR_2_SOCO | VACAR | SOCO | Internal | Winter | B16 | 25 | 3000 | 163.03 | 64.58 | 71.58 | 7 | 0
2020 | VACAR_2_SOCO | VACAR | SOCO | Internal | Winter | B17 | 100 | 3000 | 0 | 55.06 | 49.03 | 7 | 0
2020 | VACAR_2_SOCO | VACAR | SOCO | Internal | Winter | B18 | 400 | 3000 | 0 | 47.51 | 45.6 | 7 | 0
2020 | VACAR_2_SOCO | VACAR | SOCO | Internal | Winter | B19 | 700 | 3000 | 0 | 46.65 | 45.6 | 7 | 0
2020 | VACAR_2_SOCO | VACAR | SOCO | Internal | Winter | B20 | 935 | 3000 | 0 | 44.12 | 45.28 | 7 | 0
2025 | ENT_2_MISO_MO-IL | ENT | MISO_MO-IL | Internal | Shoulder | B11 | 25 | 2260 | 0 | 69.85 | 62.65 | 8 | 0
2025 | ENT_2_MISO_MO-IL | ENT | MISO_MO-IL | Internal | Shoulder | B12 | 200 | 2260 | 0 | 46.94 | 51.29 | 8 | 0
2025 | ENT_2_MISO_MO-IL | ENT | MISO_MO-IL | Internal | Shoulder | B13 | 600 | 2260 | 0 | 46.94 | 46.56 | 8 | 0
2025 | ENT_2_MISO_MO-IL | ENT | MISO_MO-IL | Internal | Shoulder | B14 | 900 | 2260 | 0 | 46.6 | 44.42 | 8 | 0
2025 | ENT_2_MISO_MO-IL | ENT | MISO_MO-IL | Internal | Shoulder | B15 | 1203 | 2260 | 0 | 45.79 | 41.22 | 8 | 0
2025 | ENT_2_MISO_MO-IL | ENT | MISO_MO-IL | Internal | Summer | B1 | 10 | 2260 | 0 | 88.01 | 91.83 | 8 | 0
2025 | ENT_2_MISO_MO-IL | ENT | MISO_MO-IL | Internal | Summer | B2 | 25 | 2260 | 0 | 75.77 | 72.8 | 8 | 0
2025 | ENT_2_MISO_MO-IL | ENT | MISO_MO-IL | Internal | Summer | B3 | 75 | 2260 | 0 | 70.71 | 69.47 | 8 | 0
2025 | ENT_2_MISO_MO-IL | ENT | MISO_MO-IL | Internal | Summer | B4 | 100 | 2260 | 0 | 70.22 | 67.83 | 8 | 0
2025 | ENT_2_MISO_MO-IL | ENT | MISO_MO-IL | Internal | Summer | B5 | 200 | 2260 | 0 | 68.09 | 65.46 | 8 | 0
2025 | ENT_2_MISO_MO-IL | ENT | MISO_MO-IL | Internal | Summer | B6 | 300 | 2260 | 0 | 60.72 | 52.72 | 8 | 0
2025 | ENT_2_MISO_MO-IL | ENT | MISO_MO-IL | Internal | Summer | B7 | 400 | 2260 | 0 | 52.73 | 45.58 | 8 | 0
2025 | ENT_2_MISO_MO-IL | ENT | MISO_MO-IL | Internal | Summer | B8 | 500 | 2260 | 0 | 45.42 | 41.38 | 8 | 0
2025 | ENT_2_MISO_MO-IL | ENT | MISO_MO-IL | Internal | Summer | B9 | 800 | 2260 | 0 | 45.23 | 40.22 | 8 | 0
2025 | ENT_2_MISO_MO-IL | ENT | MISO_MO-IL | Internal | Summer | B10 | 1262 | 2260 | 0 | 43.61 | 37.71 | 8 | 0
2025 | ENT_2_MISO_MO-IL | ENT | MISO_MO-IL | Internal | Winter | B16 | 25 | 2260 | 0 | 70.52 | 68.64 | 8 | 0
2025 | ENT_2_MISO_MO-IL | ENT | MISO_MO-IL | Internal | Winter | B17 | 100 | 2260 | 0 | 49.93 | 53.06 | 8 | 0
2025 | ENT_2_MISO_MO-IL | ENT | MISO_MO-IL | Internal | Winter | B18 | 400 | 2260 | 0 | 49.57 | 47.79 | 8 | 0
2025 | ENT_2_MISO_MO-IL | ENT | MISO_MO-IL | Internal | Winter | B19 | 700 | 2260 | 0 | 49.57 | 44.04 | 8 | 0
2025 | ENT_2_MISO_MO-IL | ENT | MISO_MO-IL | Internal | Winter | B20 | 935 | 2260 | 0 | 47.93 | 41.11 | 8 | 0
2025 | ENT_2_SOCO | ENT | SOCO | Internal | Shoulder | B11 | 25 | 2000 | 0 | 69.85 | 74.76 | 8 | 0
2025 | ENT_2_SOCO | ENT | SOCO | Internal | Shoulder | B12 | 200 | 2000 | 0 | 46.94 | 52.05 | 8 | 0
2025 | ENT_2_SOCO | ENT | SOCO | Internal | Shoulder | B13 | 600 | 2000 | 0 | 46.94 | 46.99 | 8 | 0
2025 | ENT_2_SOCO | ENT | SOCO | Internal | Shoulder | B14 | 900 | 2000 | 0 | 46.6 | 46.99 | 8 | 0
2025 | ENT_2_SOCO | ENT | SOCO | Internal | Shoulder | B15 | 1203 | 2000 | 0 | 45.79 | 46.99 | 8 | 0
2025 | ENT_2_SOCO | ENT | SOCO | Internal | Summer | B1 | 10 | 2000 | 1889.48 | 88.01 | 96.01 | 8 | 0
2025 | ENT_2_SOCO | ENT | SOCO | Internal | Summer | B2 | 25 | 2000 | 861.73 | 75.77 | 83.77 | 8 | 0
2025 | ENT_2_SOCO | ENT | SOCO | Internal | Summer | B3 | 75 | 2000 | 754.32 | 70.71 | 78.71 | 8 | 0
2025 | ENT_2_SOCO | ENT | SOCO | Internal | Summer | B4 | 100 | 2000 | 719.57 | 70.22 | 78.22 | 8 | 0
2025 | ENT_2_SOCO | ENT | SOCO | Internal | Summer | B5 | 200 | 2000 | 2000 | 68.09 | 77.21 | 8 | 1.12
2025 | ENT_2_SOCO | ENT | SOCO | Internal | Summer | B6 | 300 | 2000 | 0 | 60.72 | 67.88 | 8 | 0
2025 | ENT_2_SOCO | ENT | SOCO | Internal | Summer | B7 | 400 | 2000 | 0 | 52.73 | 59.63 | 8 | 0
2025 | ENT_2_SOCO | ENT | SOCO | Internal | Summer | B8 | 500 | 2000 | 0 | 45.42 | 51.08 | 8 | 0
2025 | ENT_2_SOCO | ENT | SOCO | Internal | Summer | B9 | 800 | 2000 | 0 | 45.23 | 45.59 | 8 | 0
2025 | ENT_2_SOCO | ENT | SOCO | Internal | Summer | B10 | 1262 | 2000 | 0 | 43.61 | 45.59 | 8 | 0
2025 | ENT_2_SOCO | ENT | SOCO | Internal | Winter | B16 | 25 | 2000 | 2000 | 70.52 | 84.04 | 8 | 5.52
2025 | ENT_2_SOCO | ENT | SOCO | Internal | Winter | B17 | 100 | 2000 | 0 | 49.93 | 53.91 | 8 | 0
2025 | ENT_2_SOCO | ENT | SOCO | Internal | Winter | B18 | 400 | 2000 | 0 | 49.57 | 49.88 | 8 | 0
2025 | ENT_2_SOCO | ENT | SOCO | Internal | Winter | B19 | 700 | 2000 | 0 | 49.57 | 49.88 | 8 | 0
2025 | ENT_2_SOCO | ENT | SOCO | Internal | Winter | B20 | 935 | 2000 | 0 | 47.93 | 49.17 | 8 | 0
2025 | ENT_2_SPP_N | ENT | SPP_N | Internal | Shoulder | B11 | 25 | 1300 | 0 | 69.85 | 70.65 | 8 | 0
2025 | ENT_2_SPP_N | ENT | SPP_N | Internal | Shoulder | B12 | 200 | 1300 | 0 | 46.94 | 51.29 | 8 | 0
2025 | ENT_2_SPP_N | ENT | SPP_N | Internal | Shoulder | B13 | 600 | 1300 | 0 | 46.94 | 46.58 | 8 | 0
2025 | ENT_2_SPP_N | ENT | SPP_N | Internal | Shoulder | B14 | 900 | 1300 | 0 | 46.6 | 45.88 | 8 | 0
2025 | ENT_2_SPP_N | ENT | SPP_N | Internal | Shoulder | B15 | 1203 | 1300 | 0 | 45.79 | 44.87 | 8 | 0
2025 | ENT_2_SPP_N | ENT | SPP_N | Internal | Summer | B1 | 10 | 1300 | 0 | 88.01 | 91.83 | 8 | 0
2025 | ENT_2_SPP_N | ENT | SPP_N | Internal | Summer | B2 | 25 | 1300 | 0 | 75.77 | 76.95 | 8 | 0
2025 | ENT_2_SPP_N | ENT | SPP_N | Internal | Summer | B3 | 75 | 1300 | 0 | 70.71 | 74.03 | 8 | 0
2025 | ENT_2_SPP_N | ENT | SPP_N | Internal | Summer | B4 | 100 | 1300 | 0 | 70.22 | 74.03 | 8 | 0
2025 | ENT_2_SPP_N | ENT | SPP_N | Internal | Summer | B5 | 200 | 1300 | 0 | 68.09 | 73.46 | 8 | 0
2025 | ENT_2_SPP_N | ENT | SPP_N | Internal | Summer | B6 | 300 | 1300 | 0 | 60.72 | 62.55 | 8 | 0
2025 | ENT_2_SPP_N | ENT | SPP_N | Internal | Summer | B7 | 400 | 1300 | 0 | 52.73 | 53.58 | 8 | 0
2025 | ENT_2_SPP_N | ENT | SPP_N | Internal | Summer | B8 | 500 | 1300 | 0 | 45.42 | 45.39 | 8 | 0
2025 | ENT_2_SPP_N | ENT | SPP_N | Internal | Summer | B9 | 800 | 1300 | 0 | 45.23 | 43.41 | 8 | 0
2025 | ENT_2_SPP_N | ENT | SPP_N | Internal | Summer | B10 | 1262 | 1300 | 0 | 43.61 | 40.35 | 8 | 0
2025 | ENT_2_SPP_N | ENT | SPP_N | Internal | Winter | B16 | 25 | 1300 | 0 | 70.52 | 68.64 | 8 | 0
2025 | ENT_2_SPP_N | ENT | SPP_N | Internal | Winter | B17 | 100 | 1300 | 0 | 49.93 | 50.21 | 8 | 0
2025 | ENT_2_SPP_N | ENT | SPP_N | Internal | Winter | B18 | 400 | 1300 | 0 | 49.57 | 48.02 | 8 | 0
2025 | ENT_2_SPP_N | ENT | SPP_N | Internal | Winter | B19 | 700 | 1300 | 0 | 49.57 | 48.02 | 8 | 0
2025 | ENT_2_SPP_N | ENT | SPP_N | Internal | Winter | B20 | 935 | 1300 | 0 | 47.93 | 44.73 | 8 | 0
2025 | ENT_2_SPP_S | ENT | SPP_S | Internal | Shoulder | B11 | 25 | 1300 | 0 | 69.85 | 64.85 | 8 | 0
2025 | ENT_2_SPP_S | ENT | SPP_S | Internal | Shoulder | B12 | 200 | 1300 | 0 | 46.94 | 47.82 | 8 | 0
2025 | ENT_2_SPP_S | ENT | SPP_S | Internal | Shoulder | B13 | 600 | 1300 | 0 | 46.94 | 44.98 | 8 | 0
2025 | ENT_2_SPP_S | ENT | SPP_S | Internal | Shoulder | B14 | 900 | 1300 | 0 | 46.6 | 44.98 | 8 | 0
2025 | ENT_2_SPP_S | ENT | SPP_S | Internal | Shoulder | B15 | 1203 | 1300 | 0 | 45.79 | 44.88 | 8 | 0
2025 | ENT_2_SPP_S | ENT | SPP_S | Internal | Summer | B1 | 10 | 1300 | 0 | 88.01 | 69.91 | 8 | 0
2025 | ENT_2_SPP_S | ENT | SPP_S | Internal | Summer | B2 | 25 | 1300 | 0 | 75.77 | 70.77 | 8 | 0
2025 | ENT_2_SPP_S | ENT | SPP_S | Internal | Summer | B3 | 75 | 1300 | 0 | 70.71 | 65.71 | 8 | 0
2025 | ENT_2_SPP_S | ENT | SPP_S | Internal | Summer | B4 | 100 | 1300 | 0 | 70.22 | 65.22 | 8 | 0
2025 | ENT_2_SPP_S | ENT | SPP_S | Internal | Summer | B5 | 200 | 1300 | 0 | 68.09 | 63.09 | 8 | 0
2025 | ENT_2_SPP_S | ENT | SPP_S | Internal | Summer | B6 | 300 | 1300 | 0 | 60.72 | 62.57 | 8 | 0
2025 | ENT_2_SPP_S | ENT | SPP_S | Internal | Summer | B7 | 400 | 1300 | 0 | 52.73 | 53.59 | 8 | 0
2025 | ENT_2_SPP_S | ENT | SPP_S | Internal | Summer | B8 | 500 | 1300 | 0 | 45.42 | 45.4 | 8 | 0
2025 | ENT_2_SPP_S | ENT | SPP_S | Internal | Summer | B9 | 800 | 1300 | 0 | 45.23 | 43.42 | 8 | 0
2025 | ENT_2_SPP_S | ENT | SPP_S | Internal | Summer | B10 | 1262 | 1300 | 0 | 43.61 | 43.33 | 8 | 0
2025 | ENT_2_SPP_S | ENT | SPP_S | Internal | Winter | B16 | 25 | 1300 | 0 | 70.52 | 68.63 | 8 | 0
2025 | ENT_2_SPP_S | ENT | SPP_S | Internal | Winter | B17 | 100 | 1300 | 0 | 49.93 | 50.23 | 8 | 0
2025 | ENT_2_SPP_S | ENT | SPP_S | Internal | Winter | B18 | 400 | 1300 | 0 | 49.57 | 48.03 | 8 | 0
2025 | ENT_2_SPP_S | ENT | SPP_S | Internal | Winter | B19 | 700 | 1300 | 0 | 49.57 | 48.03 | 8 | 0
2025 | ENT_2_SPP_S | ENT | SPP_S | Internal | Winter | B20 | 935 | 1300 | 0 | 47.93 | 44.75 | 8 | 0
2025 | ENT_2_TVA_Transmission | ENT | TVA_Transmission | Internal | Shoulder | B11 | 25 | 2100 | 0 | 69.85 | 66 | 8 | 0
2025 | ENT_2_TVA_Transmission | ENT | TVA_Transmission | Internal | Shoulder | B12 | 200 | 2100 | 0 | 46.94 | 52.96 | 8 | 0
2025 | ENT_2_TVA_Transmission | ENT | TVA_Transmission | Internal | Shoulder | B13 | 600 | 2100 | 0 | 46.94 | 49.27 | 8 | 0
2025 | ENT_2_TVA_Transmission | ENT | TVA_Transmission | Internal | Shoulder | B14 | 900 | 2100 | 0 | 46.6 | 47.79 | 8 | 0
2025 | ENT_2_TVA_Transmission | ENT | TVA_Transmission | Internal | Shoulder | B15 | 1203 | 2100 | 0 | 45.79 | 46.54 | 8 | 0
2025 | ENT_2_TVA_Transmission | ENT | TVA_Transmission | Internal | Summer | B1 | 10 | 2100 | 0 | 88.01 | 91.37 | 8 | 0
2025 | ENT_2_TVA_Transmission | ENT | TVA_Transmission | Internal | Summer | B2 | 25 | 2100 | 0 | 75.77 | 80.8 | 8 | 0
2025 | ENT_2_TVA_Transmission | ENT | TVA_Transmission | Internal | Summer | B3 | 75 | 2100 | 0 | 70.71 | 74.7 | 8 | 0
2025 | ENT_2_TVA_Transmission | ENT | TVA_Transmission | Internal | Summer | B4 | 100 | 2100 | 0 | 70.22 | 74.15 | 8 | 0
2025 | ENT_2_TVA_Transmission | ENT | TVA_Transmission | Internal | Summer | B5 | 200 | 2100 | 0 | 68.09 | 69.46 | 8 | 0
2025 | ENT_2_TVA_Transmission | ENT | TVA_Transmission | Internal | Summer | B6 | 300 | 2100 | 0 | 60.72 | 58.88 | 8 | 0
2025 | ENT_2_TVA_Transmission | ENT | TVA_Transmission | Internal | Summer | B7 | 400 | 2100 | 0 | 52.73 | 50.63 | 8 | 0
2025 | ENT_2_TVA_Transmission | ENT | TVA_Transmission | Internal | Summer | B8 | 500 | 2100 | 0 | 45.42 | 46.16 | 8 | 0
2025 | ENT_2_TVA_Transmission | ENT | TVA_Transmission | Internal | Summer | B9 | 800 | 2100 | 0 | 45.23 | 43.27 | 8 | 0
2025 | ENT_2_TVA_Transmission | ENT | TVA_Transmission | Internal | Summer | B10 | 1262 | 2100 | 0 | 43.61 | 42.46 | 8 | 0
2025 | ENT_2_TVA_Transmission | ENT | TVA_Transmission | Internal | Winter | B16 | 25 | 2100 | 0 | 70.52 | 76.63 | 8 | 0
2025 | ENT_2_TVA_Transmission | ENT | TVA_Transmission | Internal | Winter | B17 | 100 | 2100 | 0 | 49.93 | 55.55 | 8 | 0
2025 | ENT_2_TVA_Transmission | ENT | TVA_Transmission | Internal | Winter | B18 | 400 | 2100 | 0 | 49.57 | 51 | 8 | 0
2025 | ENT_2_TVA_Transmission | ENT | TVA_Transmission | Internal | Winter | B19 | 700 | 2100 | 0 | 49.57 | 48.63 | 8 | 0
2025 | ENT_2_TVA_Transmission | ENT | TVA_Transmission | Internal | Winter | B20 | 935 | 2100 | 0 | 47.93 | 45.97 | 8 | 0
2025 | FRCC_2_SOCO | FRCC | SOCO | Internal | Shoulder | B11 | 25 | 900 | 0 | 84.76 | 74.76 | 8 | 0
2025 | FRCC_2_SOCO | FRCC | SOCO | Internal | Shoulder | B12 | 200 | 900 | 0 | 62.05 | 52.05 | 8 | 0
2025 | FRCC_2_SOCO | FRCC | SOCO | Internal | Shoulder | B13 | 600 | 900 | 0 | 54.47 | 46.99 | 8 | 0
2025 | FRCC_2_SOCO | FRCC | SOCO | Internal | Shoulder | B14 | 900 | 900 | 0 | 52.46 | 46.99 | 8 | 0
2025 | FRCC_2_SOCO | FRCC | SOCO | Internal | Shoulder | B15 | 1203 | 900 | 0 | 52.22 | 46.99 | 8 | 0
2025 | FRCC_2_SOCO | FRCC | SOCO | Internal | Summer | B1 | 10 | 900 | 0 | 106.01 | 96.01 | 8 | 0
2025 | FRCC_2_SOCO | FRCC | SOCO | Internal | Summer | B2 | 25 | 900 | 0 | 85.03 | 83.77 | 8 | 0
2025 | FRCC_2_SOCO | FRCC | SOCO | Internal | Summer | B3 | 75 | 900 | 0 | 85.03 | 78.71 | 8 | 0
2025 | FRCC_2_SOCO | FRCC | SOCO | Internal | Summer | B4 | 100 | 900 | 0 | 85.03 | 78.22 | 8 | 0
2025 | FRCC_2_SOCO | FRCC | SOCO | Internal | Summer | B5 | 200 | 900 | 0 | 83.55 | 77.21 | 8 | 0
2025 | FRCC_2_SOCO | FRCC | SOCO | Internal | Summer | B6 | 300 | 900 | 0 | 72.73 | 67.88 | 8 | 0
2025 | FRCC_2_SOCO | FRCC | SOCO | Internal | Summer | B7 | 400 | 900 | 0 | 69.63 | 59.63 | 8 | 0
2025 | FRCC_2_SOCO | FRCC | SOCO | Internal | Summer | B8 | 500 | 900 | 0 | 61.08 | 51.08 | 8 | 0
2025 | FRCC_2_SOCO | FRCC | SOCO | Internal | Summer | B9 | 800 | 900 | 0 | 53.62 | 45.59 | 8 | 0
2025 | FRCC_2_SOCO | FRCC | SOCO | Internal | Summer | B10 | 1262 | 900 | 0 | 51.42 | 45.59 | 8 | 0
2025 | FRCC_2_SOCO | FRCC | SOCO | Internal | Winter | B16 | 25 | 900 | 0 | 85.43 | 84.04 | 8 | 0
2025 | FRCC_2_SOCO | FRCC | SOCO | Internal | Winter | B17 | 100 | 900 | 0 | 63.91 | 53.91 | 8 | 0
2025 | FRCC_2_SOCO | FRCC | SOCO | Internal | Winter | B18 | 400 | 900 | 0 | 57.03 | 49.88 | 8 | 0
2025 | FRCC_2_SOCO | FRCC | SOCO | Internal | Winter | B19 | 700 | 900 | 0 | 54.68 | 49.88 | 8 | 0
2025 | FRCC_2_SOCO | FRCC | SOCO | Internal | Winter | B20 | 935 | 900 | 0 | 54.68 | 49.17 | 8 | 0
2025 | HQ_NEISO_2_NEISO | HQ_NEISO | NEISO | Internal | Shoulder | B11 | 25 | 99999 | 2920 | 40.92 | 40.94 | 0.01 | 0
2025 | HQ_NEISO_2_NEISO | HQ_NEISO | NEISO | Internal | Shoulder | B12 | 200 | 99999 | 2920 | 40.92 | 40.94 | 0.01 | 0
2025 | HQ_NEISO_2_NEISO | HQ_NEISO | NEISO | Internal | Shoulder | B13 | 600 | 99999 | 2920 | 40.92 | 40.94 | 0.01 | 0
2025 | HQ_NEISO_2_NEISO | HQ_NEISO | NEISO | Internal | Shoulder | B14 | 900 | 99999 | 2920 | 40.92 | 40.94 | 0.01 | 0
2025 | HQ_NEISO_2_NEISO | HQ_NEISO | NEISO | Internal | Shoulder | B15 | 1203 | 99999 | 1143.24 | 40.92 | 40.94 | 0.01 | 0
2025 | HQ_NEISO_2_NEISO | HQ_NEISO | NEISO | Internal | Summer | B1 | 10 | 99999 | 2920 | 88.85 | 88.86 | 0.01 | 0
2025 | HQ_NEISO_2_NEISO | HQ_NEISO | NEISO | Internal | Summer | B2 | 25 | 99999 | 2920 | 75.76 | 75.77 | 0.01 | 0
2025 | HQ_NEISO_2_NEISO | HQ_NEISO | NEISO | Internal | Summer | B3 | 75 | 99999 | 2920 | 56 | 56.01 | 0.01 | 0
2025 | HQ_NEISO_2_NEISO | HQ_NEISO | NEISO | Internal | Summer | B4 | 100 | 99999 | 2920 | 52.72 | 52.73 | 0.01 | 0
2025 | HQ_NEISO_2_NEISO | HQ_NEISO | NEISO | Internal | Summer | B5 | 200 | 99999 | 2920 | 41.86 | 41.87 | 0.01 | 0
2025 | HQ_NEISO_2_NEISO | HQ_NEISO | NEISO | Internal | Summer | B6 | 300 | 99999 | 2920 | 37.75 | 37.77 | 0.01 | 0
2025 | HQ_NEISO_2_NEISO | HQ_NEISO | NEISO | Internal | Summer | B7 | 400 | 99999 | 2920 | 37.75 | 37.77 | 0.01 | 0
2025 | HQ_NEISO_2_NEISO | HQ_NEISO | NEISO | Internal | Summer | B8 | 500 | 99999 | 2920 | 37.75 | 37.77 | 0.01 | 0
2025 | HQ_NEISO_2_NEISO | HQ_NEISO | NEISO | Internal | Summer | B9 | 800 | 99999 | 2920 | 37.75 | 37.77 | 0.01 | 0
2025 | HQ_NEISO_2_NEISO | HQ_NEISO | NEISO | Internal | Summer | B10 | 1262 | 99999 | 795.94 | 37.75 | 37.77 | 0.01 | 0
2025 | HQ_NEISO_2_NEISO | HQ_NEISO | NEISO | Internal | Winter | B16 | 25 | 99999 | 2920 | 50.72 | 50.73 | 0.01 | 0
2025 | HQ_NEISO_2_NEISO | HQ_NEISO | NEISO | Internal | Winter | B17 | 100 | 99999 | 2920 | 50.72 | 50.73 | 0.01 | 0
2025 | HQ_NEISO_2_NEISO | HQ_NEISO | NEISO | Internal | Winter | B18 | 400 | 99999 | 2920 | 50.72 | 50.73 | 0.01 | 0
2025 | HQ_NEISO_2_NEISO | HQ_NEISO | NEISO | Internal | Winter | B19 | 700 | 99999 | 2920 | 50.72 | 50.73 | 0.01 | 0
2025 | HQ_NEISO_2_NEISO | HQ_NEISO | NEISO | Internal | Winter | B20 | 935 | 99999 | 1233.58 | 50.72 | 50.73 | 0.01 | 0
2025 | HQ_NY_2_NYISO_A-F | HQ_NY | NYISO_A-F | Internal | Shoulder | B11 | 25 | 99999 | 1000 | 51.99 | 52 | 0.01 | 0
2025 | HQ_NY_2_NYISO_A-F | HQ_NY | NYISO_A-F | Internal | Shoulder | B12 | 200 | 99999 | 1000 | 50.76 | 50.77 | 0.01 | 0
2025 | HQ_NY_2_NYISO_A-F | HQ_NY | NYISO_A-F | Internal | Shoulder | B13 | 600 | 99999 | 1000 | 46.55 | 46.56 | 0.01 | 0
2025 | HQ_NY_2_NYISO_A-F | HQ_NY | NYISO_A-F | Internal | Shoulder | B14 | 900 | 99999 | 1000 | 43.94 | 43.95 | 0.01 | 0
2025 | HQ_NY_2_NYISO_A-F | HQ_NY | NYISO_A-F | Internal | Shoulder | B15 | 1203 | 99999 | 188.69 | 43.92 | 43.94 | 0.01 | 0
2025 | HQ_NY_2_NYISO_A-F | HQ_NY | NYISO_A-F | Internal | Summer | B1 | 10 | 99999 | 1000 | 85.83 | 85.85 | 0.01 | 0
2025 | HQ_NY_2_NYISO_A-F | HQ_NY | NYISO_A-F | Internal | Summer | B2 | 25 | 99999 | 1000 | 72.76 | 72.77 | 0.01 | 0
2025 | HQ_NY_2_NYISO_A-F | HQ_NY | NYISO_A-F | Internal | Summer | B3 | 75 | 99999 | 1000 | 58.99 | 59 | 0.01 | 0
2025 | HQ_NY_2_NYISO_A-F | HQ_NY | NYISO_A-F | Internal | Summer | B4 | 100 | 99999 | 1000 | 57.58 | 57.6 | 0.01 | 0
2025 | HQ_NY_2_NYISO_A-F | HQ_NY | NYISO_A-F | Internal | Summer | B5 | 200 | 99999 | 1000 | 50.44 | 50.45 | 0.01 | 0
2025 | HQ_NY_2_NYISO_A-F | HQ_NY | NYISO_A-F | Internal | Summer | B6 | 300 | 99999 | 1000 | 49.83 | 49.84 | 0.01 | 0
2025 | HQ_NY_2_NYISO_A-F | HQ_NY | NYISO_A-F | Internal | Summer | B7 | 400 | 99999 | 1000 | 46.56 | 46.57 | 0.01 | 0
2025 | HQ_NY_2_NYISO_A-F | HQ_NY | NYISO_A-F | Internal | Summer | B8 | 500 | 99999 | 1000 | 43.14 | 43.15 | 0.01 | 0
2025 | HQ_NY_2_NYISO_A-F | HQ_NY | NYISO_A-F | Internal | Summer | B9 | 800 | 99999 | 1000 | 42.46 | 42.47 | 0.01 | 0
2025 | HQ_NY_2_NYISO_A-F | HQ_NY | NYISO_A-F | Internal | Summer | B10 | 1262 | 99999 | 30.11 | 42.46 | 42.47 | 0.01 | 0
2025 | HQ_NY_2_NYISO_A-F | HQ_NY | NYISO_A-F | Internal | Winter | B16 | 25 | 99999 | 1000 | 53.72 | 53.73 | 0.01 | 0
2025 | HQ_NY_2_NYISO_A-F | HQ_NY | NYISO_A-F | Internal | Winter | B17 | 100 | 99999 | 1000 | 53.08 | 53.09 | 0.01 | 0
2025 | HQ_NY_2_NYISO_A-F | HQ_NY | NYISO_A-F | Internal | Winter | B18 | 400 | 99999 | 1000 | 49.87 | 49.89 | 0.01 | 0
2025 | HQ_NY_2_NYISO_A-F | HQ_NY | NYISO_A-F | Internal | Winter | B19 | 700 | 99999 | 1000 | 49.87 | 49.89 | 0.01 | 0
2025 | HQ_NY_2_NYISO_A-F | HQ_NY | NYISO_A-F | Internal | Winter | B20 | 935 | 99999 | 229.95 | 49.87 | 49.89 | 0.01 | 0
2025 | HQ_IESO_2_IESO | HQ_IESO | IESO | Internal | Shoulder | B11 | 25 | 99999 | 400 | 43.76 | 43.77 | 0.01 | 0
2025 | HQ_IESO_2_IESO | HQ_IESO | IESO | Internal | Shoulder | B12 | 200 | 99999 | 400 | 43.76 | 43.77 | 0.01 | 0
2025 | HQ_IESO_2_IESO | HQ_IESO | IESO | Internal | Shoulder | B13 | 600 | 99999 | 400 | 39.55 | 39.56 | 0.01 | 0
2025 | HQ_IESO_2_IESO | HQ_IESO | IESO | Internal | Shoulder | B14 | 900 | 99999 | 400 | 37.41 | 37.42 | 0.01 | 0
2025 | HQ_IESO_2_IESO | HQ_IESO | IESO | Internal | Shoulder | B15 | 1203 | 99999 | 75.48 | 37.41 | 37.42 | 0.01 | 0
2025 | HQ_IESO_2_IESO | HQ_IESO | IESO | Internal | Summer | B1 | 10 | 99999 | 400 | 78.83 | 78.85 | 0.01 | 0
2025 | HQ_IESO_2_IESO | HQ_IESO | IESO | Internal | Summer | B2 | 25 | 99999 | 400 | 65.76 | 65.77 | 0.01 | 0
2025 | HQ_IESO_2_IESO | HQ_IESO | IESO | Internal | Summer | B3 | 75 | 99999 | 400 | 51.99 | 52 | 0.01 | 0
2025 | HQ_IESO_2_IESO | HQ_IESO | IESO | Internal | Summer | B4 | 100 | 99999 | 400 | 46.19 | 46.2 | 0.01 | 0
2025 | HQ_IESO_2_IESO | HQ_IESO | IESO | Internal | Summer | B5 | 200 | 99999 | 400 | 42.83 | 42.84 | 0.01 | 0
2025 | HQ_IESO_2_IESO | HQ_IESO | IESO | Internal | Summer | B6 | 300 | 99999 | 400 | 42.83 | 42.84 | 0.01 | 0
2025 | HQ_IESO_2_IESO | HQ_IESO | IESO | Internal | Summer | B7 | 400 | 99999 | 400 | 39.56 | 39.57 | 0.01 | 0
2025 | HQ_IESO_2_IESO | HQ_IESO | IESO | Internal | Summer | B8 | 500 | 99999 | 400 | 36.14 | 36.15 | 0.01 | 0
2025 | HQ_IESO_2_IESO | HQ_IESO | IESO | Internal | Summer | B9 | 800 | 99999 | 400 | 36.14 | 36.15 | 0.01 | 0
2025 | HQ_IESO_2_IESO | HQ_IESO | IESO | Internal | Summer | B10 | 1262 | 99999 | 12.04 | 36.14 | 36.15 | 0.01 | 0
2025 | HQ_IESO_2_IESO | HQ_IESO | IESO | Internal | Winter | B16 | 25 | 99999 | 400 | 46.08 | 46.09 | 0.01 | 0
2025 | HQ_IESO_2_IESO | HQ_IESO | IESO | Internal | Winter | B17 | 100 | 99999 | 400 | 46.08 | 46.09 | 0.01 | 0
2025 | HQ_IESO_2_IESO | HQ_IESO | IESO | Internal | Winter | B18 | 400 | 99999 | 400 | 42.87 | 42.89 | 0.01 | 0
2025 | HQ_IESO_2_IESO | HQ_IESO | IESO | Internal | Winter | B19 | 700 | 99999 | 400 | 42.87 | 42.89 | 0.01 | 0
2025 | HQ_IESO_2_IESO | HQ_IESO | IESO | Internal | Winter | B20 | 935 | 99999 | 91.98 | 42.87 | 42.89 | 0.01 | 0
2025 | IESO_2_MAPP_CA | IESO | MAPP_CA | Internal | Shoulder | B11 | 25 | 262 | 262 | 43.77 | 56.64 | 7 | 5.87
2025 | IESO_2_MAPP_CA | IESO | MAPP_CA | Internal | Shoulder | B12 | 200 | 262 | 262 | 43.77 | 51.27 | 7 | 0.5
2025 | IESO_2_MAPP_CA | IESO | MAPP_CA | Internal | Shoulder | B13 | 600 | 262 | 118.51 | 39.56 | 46.56 | 7 | 0
2025 | IESO_2_MAPP_CA | IESO | MAPP_CA | Internal | Shoulder | B14 | 900 | 262 | 262 | 37.42 | 46.51 | 7 | 2.08
2025 | IESO_2_MAPP_CA | IESO | MAPP_CA | Internal | Shoulder | B15 | 1203 | 262 | 262 | 37.42 | 46.51 | 7 | 2.08
2025 | IESO_2_MAPP_CA | IESO | MAPP_CA | Internal | Summer | B1 | 10 | 262 | 0 | 78.85 | 73.83 | 7 | 0
2025 | IESO_2_MAPP_CA | IESO | MAPP_CA | Internal | Summer | B2 | 25 | 262 | 0 | 65.77 | 61.57 | 7 | 0
2025 | IESO_2_MAPP_CA | IESO | MAPP_CA | Internal | Summer | B3 | 75 | 262 | 180.45 | 52 | 59 | 7 | 0
2025 | IESO_2_MAPP_CA | IESO | MAPP_CA | Internal | Summer | B4 | 100 | 262 | 262 | 46.2 | 58.91 | 7 | 5.71
2025 | IESO_2_MAPP_CA | IESO | MAPP_CA | Internal | Summer | B5 | 200 | 262 | 262 | 42.84 | 54.9 | 7 | 5.06
2025 | IESO_2_MAPP_CA | IESO | MAPP_CA | Internal | Summer | B6 | 300 | 262 | 262 | 42.84 | 49.89 | 7 | 0.04
2025 | IESO_2_MAPP_CA | IESO | MAPP_CA | Internal | Summer | B7 | 400 | 262 | 30.94 | 39.57 | 46.57 | 7 | 0
2025 | IESO_2_MAPP_CA | IESO | MAPP_CA | Internal | Summer | B8 | 500 | 262 | 0 | 36.15 | 42.54 | 7 | 0
2025 | IESO_2_MAPP_CA | IESO | MAPP_CA | Internal | Summer | B9 | 800 | 262 | 0 | 36.15 | 42.54 | 7 | 0
2025 | IESO_2_MAPP_CA | IESO | MAPP_CA | Internal | Summer | B10 | 1262 | 262 | 0 | 36.15 | 42.54 | 7 | 0
2025 | IESO_2_MAPP_CA | IESO | MAPP_CA | Internal | Winter | B16 | 25 | 262 | 262 | 46.09 | 68.62 | 7 | 15.53
2025 | IESO_2_MAPP_CA | IESO | MAPP_CA | Internal | Winter | B17 | 100 | 262 | 0 | 46.09 | 53.04 | 7 | 0
2025 | IESO_2_MAPP_CA | IESO | MAPP_CA | Internal | Winter | B18 | 400 | 262 | 139.04 | 42.89 | 49.89 | 7 | 0
2025 | IESO_2_MAPP_CA | IESO | MAPP_CA | Internal | Winter | B19 | 700 | 262 | 151.71 | 42.89 | 49.89 | 7 | 0
2025 | IESO_2_MAPP_CA | IESO | MAPP_CA | Internal | Winter | B20 | 935 | 262 | 163.57 | 42.89 | 49.89 | 7 | 0
2025 | IESO_2_MISO_MI | IESO | MISO_MI | Internal | Shoulder | B11 | 25 | 1840 | 1840 | 43.77 | 62.21 | 7 | 11.44
2025 | IESO_2_MISO_MI | IESO | MISO_MI | Internal | Shoulder | B12 | 200 | 1840 | 1840 | 43.77 | 51.29 | 7 | 0.52
2025 | IESO_2_MISO_MI | IESO | MISO_MI | Internal | Shoulder | B13 | 600 | 1840 | 893.03 | 39.56 | 46.56 | 7 | 0
2025 | IESO_2_MISO_MI | IESO | MISO_MI | Internal | Shoulder | B14 | 900 | 1840 | 245.91 | 37.42 | 44.42 | 7 | 0
2025 | IESO_2_MISO_MI | IESO | MISO_MI | Internal | Shoulder | B15 | 1203 | 1840 | 0 | 37.42 | 41.22 | 7 | 0
2025 | IESO_2_MISO_MI | IESO | MISO_MI | Internal | Summer | B1 | 10 | 1840 | 1840 | 78.85 | 91.83 | 7 | 5.99
2025 | IESO_2_MISO_MI | IESO | MISO_MI | Internal | Summer | B2 | 25 | 1840 | 1644.62 | 65.77 | 72.77 | 7 | 0
2025 | IESO_2_MISO_MI | IESO | MISO_MI | Internal | Summer | B3 | 75 | 1840 | 1840 | 52 | 69.45 | 7 | 10.44
2025 | IESO_2_MISO_MI | IESO | MISO_MI | Internal | Summer | B4 | 100 | 1840 | 1840 | 46.2 | 66.15 | 7 | 12.95
2025 | IESO_2_MISO_MI | IESO | MISO_MI | Internal | Summer | B5 | 200 | 1840 | 1840 | 42.84 | 65.44 | 7 | 15.6
2025 | IESO_2_MISO_MI | IESO | MISO_MI | Internal | Summer | B6 | 300 | 1840 | 1840 | 42.84 | 52.69 | 7 | 2.85
2025 | IESO_2_MISO_MI | IESO | MISO_MI | Internal | Summer | B7 | 400 | 1840 | 0 | 39.57 | 45.58 | 7 | 0
2025 | IESO_2_MISO_MI | IESO | MISO_MI | Internal | Summer | B8 | 500 | 1840 | 0 | 36.15 | 41.38 | 7 | 0
2025 | IESO_2_MISO_MI | IESO | MISO_MI | Internal | Summer | B9 | 800 | 1840 | 0 | 36.15 | 40.22 | 7 | 0
2025 | IESO_2_MISO_MI | IESO | MISO_MI | Internal | Summer | B10 | 1262 | 1840 | 0 | 36.15 | 37.74 | 7 | 0
2025 | IESO_2_MISO_MI | IESO | MISO_MI | Internal | Winter | B16 | 25 | 1840 | 1840 | 46.09 | 68.63 | 7 | 15.54
2025 | IESO_2_MISO_MI | IESO | MISO_MI | Internal | Winter | B17 | 100 | 1840 | 1083 | 46.09 | 53.09 | 7 | 0
2025 | IESO_2_MISO_MI | IESO | MISO_MI | Internal | Winter | B18 | 400 | 1840 | 0 | 42.89 | 47.79 | 7 | 0
2025 | IESO_2_MISO_MI | IESO | MISO_MI | Internal | Winter | B19 | 700 | 1840 | 0 | 42.89 | 44.04 | 7 | 0
2025 | IESO_2_MISO_MI | IESO | MISO_MI | Internal | Winter | B20 | 935 | 1840 | 0 | 42.89 | 41.14 | 7 | 0
2025 | IESO_2_MISO_W | IESO | MISO_W | Internal | Shoulder | B11 | 25 | 140 | 140 | 43.77 | 70.64 | 7 | 19.87
2025 | IESO_2_MISO_W | IESO | MISO_W | Internal | Shoulder | B12 | 200 | 140 | 140 | 43.77 | 51.28 | 7 | 0.51
2025 | IESO_2_MISO_W | IESO | MISO_W | Internal | Shoulder | B13 | 600 | 140 | 140 | 39.56 | 46.57 | 7 | 0.01
2025 | IESO_2_MISO_W | IESO | MISO_W | Internal | Shoulder | B14 | 900 | 140 | 140 | 37.42 | 44.52 | 7 | 0.1
2025 | IESO_2_MISO_W | IESO | MISO_W | Internal | Shoulder | B15 | 1203 | 140 | 0 | 37.42 | 41.25 | 7 | 0
2025 | IESO_2_MISO_W | IESO | MISO_W | Internal | Summer | B1 | 10 | 140 | 140 | 78.85 | 91.82 | 7 | 5.98
2025 | IESO_2_MISO_W | IESO | MISO_W | Internal | Summer | B2 | 25 | 140 | 140 | 65.77 | 75.57 | 7 | 2.79
2025 | IESO_2_MISO_W | IESO | MISO_W | Internal | Summer | B3 | 75 | 140 | 140 | 52 | 71.95 | 7 | 12.95
2025 | IESO_2_MISO_W | IESO | MISO_W | Internal | Summer | B4 | 100 | 140 | 140 | 46.2 | 71.68 | 7 | 18.49
2025 | IESO_2_MISO_W | IESO | MISO_W | Internal | Summer | B5 | 200 | 140 | 140 | 42.84 | 70.66 | 7 | 20.82
2025 | IESO_2_MISO_W | IESO | MISO_W | Internal | Summer | B6 | 300 | 140 | 140 | 42.84 | 58.1 | 7 | 8.26
2025 | IESO_2_MISO_W | IESO | MISO_W | Internal | Summer | B7 | 400 | 140 | 140 | 39.57 | 46.58 | 7 | 0.01
2025 | IESO_2_MISO_W | IESO | MISO_W | Internal | Summer | B8 | 500 | 140 | 0 | 36.15 | 42.55 | 7 | 0
2025 | IESO_2_MISO_W | IESO | MISO_W | Internal | Summer | B9 | 800 | 140 | 0 | 36.15 | 40.79 | 7 | 0
2025 | IESO_2_MISO_W | IESO | MISO_W | Internal | Summer | B10 | 1262 | 140 | 0 | 36.15 | 37.7 | 7 | 0
2025 | IESO_2_MISO_W | IESO | MISO_W | Internal | Winter | B16 | 25 | 140 | 140 | 46.09 | 68.63 | 7 | 15.54
2025 | IESO_2_MISO_W | IESO | MISO_W | Internal | Winter | B17 | 100 | 140 | 0 | 46.09 | 53.05 | 7 | 0
2025 | IESO_2_MISO_W | IESO | MISO_W | Internal | Winter | B18 | 400 | 140 | 0 | 42.89 | 47.83 | 7 | 0
2025 | IESO_2_MISO_W | IESO | MISO_W | Internal | Winter | B19 | 700 | 140 | 0 | 42.89 | 47.38 | 7 | 0
2025 | IESO_2_MISO_W | IESO | MISO_W | Internal | Winter | B20 | 935 | 140 | 0 | 42.89 | 41.1 | 7 | 0
2025 | IESO_2_NYISO_A-F | IESO | NYISO_A-F | Internal | Shoulder | B11 | 25 | 1725 | 1725 | 43.77 | 52 | 7 | 1.23
2025 | IESO_2_NYISO_A-F | IESO | NYISO_A-F | Internal | Shoulder | B12 | 200 | 1725 | 702.28 | 43.77 | 50.77 | 7 | 0
2025 | IESO_2_NYISO_A-F | IESO | NYISO_A-F | Internal | Shoulder | B13 | 600 | 1725 | 1128.18 | 39.56 | 46.56 | 7 | 0
2025 | IESO_2_NYISO_A-F | IESO | NYISO_A-F | Internal | Shoulder | B14 | 900 | 1725 | 0 | 37.42 | 43.95 | 7 | 0
2025 | IESO_2_NYISO_A-F | IESO | NYISO_A-F | Internal | Shoulder | B15 | 1203 | 1725 | 0 | 37.42 | 43.94 | 7 | 0
2025 | IESO_2_NYISO_A-F | IESO | NYISO_A-F | Internal | Summer | B1 | 10 | 1725 | 378.49 | 78.85 | 85.85 | 7 | 0
2025 | IESO_2_NYISO_A-F | IESO | NYISO_A-F | Internal | Summer | B2 | 25 | 1725 | 392.6 | 65.77 | 72.77 | 7 | 0
2025 | IESO_2_NYISO_A-F | IESO | NYISO_A-F | Internal | Summer | B3 | 75 | 1725 | 1299.72 | 52 | 59 | 7 | 0
2025 | IESO_2_NYISO_A-F | IESO | NYISO_A-F | Internal | Summer | B4 | 100 | 1725 | 1725 | 46.2 | 57.6 | 7 | 4.4
2025 | IESO_2_NYISO_A-F | IESO | NYISO_A-F | Internal | Summer | B5 | 200 | 1725 | 1725 | 42.84 | 50.45 | 7 | 0.61
2025 | IESO_2_NYISO_A-F | IESO | NYISO_A-F | Internal | Summer | B6 | 300 | 1725 | 290.5 | 42.84 | 49.84 | 7 | 0
2025 | IESO_2_NYISO_A-F | IESO | NYISO_A-F | Internal | Summer | B7 | 400 | 1725 | 154.25 | 39.57 | 46.57 | 7 | 0
2025 | IESO_2_NYISO_A-F | IESO | NYISO_A-F | Internal | Summer | B8 | 500 | 1725 | 92.87 | 36.15 | 43.15 | 7 | 0
2025 | IESO_2_NYISO_A-F | IESO | NYISO_A-F | Internal | Summer | B9 | 800 | 1725 | 0 | 36.15 | 42.47 | 7 | 0
2025 | IESO_2_NYISO_A-F | IESO | NYISO_A-F | Internal | Summer | B10 | 1262 | 1725 | 0 | 36.15 | 42.47 | 7 | 0
2025 | IESO_2_NYISO_A-F | IESO | NYISO_A-F | Internal | Winter | B16 | 25 | 1725 | 1725 | 46.09 | 53.73 | 7 | 0.64
2025 | IESO_2_NYISO_A-F | IESO | NYISO_A-F | Internal | Winter | B17 | 100 | 1725 | 972.91 | 46.09 | 53.09 | 7 | 0
2025 | IESO_2_NYISO_A-F | IESO | NYISO_A-F | Internal | Winter | B18 | 400 | 1725 | 1554.05 | 42.89 | 49.89 | 7 | 0
2025 | IESO_2_NYISO_A-F | IESO | NYISO_A-F | Internal | Winter | B19 | 700 | 1725 | 1162.19 | 42.89 | 49.89 | 7 | 0
2025 | IESO_2_NYISO_A-F | IESO | NYISO_A-F | Internal | Winter | B20 | 935 | 1725 | 231.33 | 42.89 | 49.89 | 7 | 0
2025 | MAPP_CA_2_IESO | MAPP_CA | IESO | Internal | Shoulder | B11 | 25 | 330 | 0 | 56.64 | 43.77 | 8 | 0
2025 | MAPP_CA_2_IESO | MAPP_CA | IESO | Internal | Shoulder | B12 | 200 | 330 | 0 | 51.27 | 43.77 | 8 | 0
2025 | MAPP_CA_2_IESO | MAPP_CA | IESO | Internal | Shoulder | B13 | 600 | 330 | 0 | 46.56 | 39.56 | 8 | 0
2025 | MAPP_CA_2_IESO | MAPP_CA | IESO | Internal | Shoulder | B14 | 900 | 330 | 0 | 46.51 | 37.42 | 8 | 0
2025 | MAPP_CA_2_IESO | MAPP_CA | IESO | Internal | Shoulder | B15 | 1203 | 330 | 0 | 46.51 | 37.42 | 8 | 0
2025 | MAPP_CA_2_IESO | MAPP_CA | IESO | Internal | Summer | B1 | 10 | 330 | 0 | 73.83 | 78.85 | 8 | 0
2025 | MAPP_CA_2_IESO | MAPP_CA | IESO | Internal | Summer | B2 | 25 | 330 | 0 | 61.57 | 65.77 | 8 | 0
2025 | MAPP_CA_2_IESO | MAPP_CA | IESO | Internal | Summer | B3 | 75 | 330 | 0 | 59 | 52 | 8 | 0
2025 | MAPP_CA_2_IESO | MAPP_CA | IESO | Internal | Summer | B4 | 100 | 330 | 0 | 58.91 | 46.2 | 8 | 0
2025 | MAPP_CA_2_IESO | MAPP_CA | IESO | Internal | Summer | B5 | 200 | 330 | 0 | 54.9 | 42.84 | 8 | 0
2025 | MAPP_CA_2_IESO | MAPP_CA | IESO | Internal | Summer | B6 | 300 | 330 | 0 | 49.89 | 42.84 | 8 | 0
2025 | MAPP_CA_2_IESO | MAPP_CA | IESO | Internal | Summer | B7 | 400 | 330 | 0 | 46.57 | 39.57 | 8 | 0
2025 | MAPP_CA_2_IESO | MAPP_CA | IESO | Internal | Summer | B8 | 500 | 330 | 0 | 42.54 | 36.15 | 8 | 0
2025 | MAPP_CA_2_IESO | MAPP_CA | IESO | Internal | Summer | B9 | 800 | 330 | 0 | 42.54 | 36.15 | 8 | 0
2025 | MAPP_CA_2_IESO | MAPP_CA | IESO | Internal | Summer | B10 | 1262 | 330 | 0 | 42.54 | 36.15 | 8 | 0
2025 | MAPP_CA_2_IESO | MAPP_CA | IESO | Internal | Winter | B16 | 25 | 330 | 0 | 68.62 | 46.09 | 8 | 0
2025 | MAPP_CA_2_IESO | MAPP_CA | IESO | Internal | Winter | B17 | 100 | 330 | 0 | 53.04 | 46.09 | 8 | 0
2025 | MAPP_CA_2_IESO | MAPP_CA | IESO | Internal | Winter | B18 | 400 | 330 | 0 | 49.89 | 42.89 | 8 | 0
2025 | MAPP_CA_2_IESO | MAPP_CA | IESO | Internal | Winter | B19 | 700 | 330 | 0 | 49.89 | 42.89 | 8 | 0
2025 | MAPP_CA_2_IESO | MAPP_CA | IESO | Internal | Winter | B20 | 935 | 330 | 0 | 49.89 | 42.89 | 8 | 0
2025 | MAPP_CA_2_MAPP_US | MAPP_CA | MAPP_US | Internal | Shoulder | B11 | 25 | 372 | 358.42 | 56.64 | 63.64 | 7 | 0
2025 | MAPP_CA_2_MAPP_US | MAPP_CA | MAPP_US | Internal | Shoulder | B12 | 200 | 372 | 0 | 51.27 | 44.28 | 7 | 0
2025 | MAPP_CA_2_MAPP_US | MAPP_CA | MAPP_US | Internal | Shoulder | B13 | 600 | 372 | 0 | 46.56 | 39.57 | 7 | 0
2025 | MAPP_CA_2_MAPP_US | MAPP_CA | MAPP_US | Internal | Shoulder | B14 | 900 | 372 | 0 | 46.51 | 39.57 | 7 | 0
2025 | MAPP_CA_2_MAPP_US | MAPP_CA | MAPP_US | Internal | Shoulder | B15 | 1203 | 372 | 0 | 46.51 | 39.47 | 7 | 0
2025 | MAPP_CA_2_MAPP_US | MAPP_CA | MAPP_US | Internal | Summer | B1 | 10 | 372 | 372 | 73.83 | 84.82 | 7 | 3.99
2025 | MAPP_CA_2_MAPP_US | MAPP_CA | MAPP_US | Internal | Summer | B2 | 25 | 372 | 53.25 | 61.57 | 68.57 | 7 | 0
2025 | MAPP_CA_2_MAPP_US | MAPP_CA | MAPP_US | Internal | Summer | B3 | 75 | 372 | 156.85 | 59 | 66 | 7 | 0
2025 | MAPP_CA_2_MAPP_US | MAPP_CA | MAPP_US | Internal | Summer | B4 | 100 | 372 | 315.3 | 58.91 | 65.91 | 7 | 0
2025 | MAPP_CA_2_MAPP_US | MAPP_CA | MAPP_US | Internal | Summer | B5 | 200 | 372 | 372 | 54.9 | 64.39 | 7 | 2.49
2025 | MAPP_CA_2_MAPP_US | MAPP_CA | MAPP_US | Internal | Summer | B6 | 300 | 372 | 0 | 49.89 | 55.54 | 7 | 0
2025 | MAPP_CA_2_MAPP_US | MAPP_CA | MAPP_US | Internal | Summer | B7 | 400 | 372 | 0 | 46.57 | 46.09 | 7 | 0
2025 | MAPP_CA_2_MAPP_US | MAPP_CA | MAPP_US | Internal | Summer | B8 | 500 | 372 | 0 | 42.54 | 36.4 | 7 | 0
2025 | MAPP_CA_2_MAPP_US | MAPP_CA | MAPP_US | Internal | Summer | B9 | 800 | 372 | 0 | 42.54 | 36.4 | 7 | 0
2025 | MAPP_CA_2_MAPP_US | MAPP_CA | MAPP_US | Internal | Summer | B10 | 1262 | 372 | 0 | 42.54 | 33.34 | 7 | 0
2025 | MAPP_CA_2_MAPP_US | MAPP_CA | MAPP_US | Internal | Winter | B16 | 25 | 372 | 0 | 68.62 | 61.63 | 7 | 0
2025 | MAPP_CA_2_MAPP_US | MAPP_CA | MAPP_US | Internal | Winter | B17 | 100 | 372 | 0 | 53.04 | 46.05 | 7 | 0
2025 | MAPP_CA_2_MAPP_US | MAPP_CA | MAPP_US | Internal | Winter | B18 | 400 | 372 | 0 | 49.89 | 41.01 | 7 | 0
2025 | MAPP_CA_2_MAPP_US | MAPP_CA | MAPP_US | Internal | Winter | B19 | 700 | 372 | 0 | 49.89 | 41.01 | 7 | 0
2025 | MAPP_CA_2_MAPP_US | MAPP_CA | MAPP_US | Internal | Winter | B20 | 935 | 372 | 0 | 49.89 | 37.72 | 7 | 0
2025 | MAPP_CA_2_MISO_W | MAPP_CA | MISO_W | Internal | Shoulder | B11 | 25 | 1970 | 1970 | 56.64 | 70.64 | 0.01 | 13.99
2025 | MAPP_CA_2_MISO_W | MAPP_CA | MISO_W | Internal | Shoulder | B12 | 200 | 1970 | 1778.02 | 51.27 | 51.28 | 0.01 | 0
2025 | MAPP_CA_2_MISO_W | MAPP_CA | MISO_W | Internal | Shoulder | B13 | 600 | 1970 | 544.31 | 46.56 | 46.57 | 0.01 | 0
2025 | MAPP_CA_2_MISO_W | MAPP_CA | MISO_W | Internal | Shoulder | B14 | 900 | 1970 | 0 | 46.51 | 44.52 | 0.01 | 0
2025 | MAPP_CA_2_MISO_W | MAPP_CA | MISO_W | Internal | Shoulder | B15 | 1203 | 1970 | 0 | 46.51 | 41.25 | 0.01 | 0
2025 | MAPP_CA_2_MISO_W | MAPP_CA | MISO_W | Internal | Summer | B1 | 10 | 1970 | 1970 | 73.83 | 91.82 | 0.01 | 17.98
2025 | MAPP_CA_2_MISO_W | MAPP_CA | MISO_W | Internal | Summer | B2 | 25 | 1970 | 1970 | 61.57 | 75.57 | 0.01 | 13.99
2025 | MAPP_CA_2_MISO_W | MAPP_CA | MISO_W | Internal | Summer | B3 | 75 | 1970 | 1970 | 59 | 71.95 | 0.01 | 12.94
2025 | MAPP_CA_2_MISO_W | MAPP_CA | MISO_W | Internal | Summer | B4 | 100 | 1970 | 1970 | 58.91 | 71.68 | 0.01 | 12.76
2025 | MAPP_CA_2_MISO_W | MAPP_CA | MISO_W | Internal | Summer | B5 | 200 | 1970 | 1970 | 54.9 | 70.66 | 0.01 | 15.75
2025 | MAPP_CA_2_MISO_W | MAPP_CA | MISO_W | Internal | Summer | B6 | 300 | 1970 | 1970 | 49.89 | 58.1 | 0.01 | 8.2
2025 | MAPP_CA_2_MISO_W | MAPP_CA | MISO_W | Internal | Summer | B7 | 400 | 1970 | 906.58 | 46.57 | 46.58 | 0.01 | 0
2025 | MAPP_CA_2_MISO_W | MAPP_CA | MISO_W | Internal | Summer | B8 | 500 | 1970 | 4.5 | 42.54 | 42.55 | 0.01 | 0
2025 | MAPP_CA_2_MISO_W | MAPP_CA | MISO_W | Internal | Summer | B9 | 800 | 1970 | 0 | 42.54 | 40.79 | 0.01 | 0
2025 | MAPP_CA_2_MISO_W | MAPP_CA | MISO_W | Internal | Summer | B10 | 1262 | 1970 | 0 | 42.54 | 37.7 | 0.01 | 0
2025 | MAPP_CA_2_MISO_W | MAPP_CA | MISO_W | Internal | Winter | B16 | 25 | 1970 | 1368.75 | 68.62 | 68.63 | 0.01 | 0
2025 | MAPP_CA_2_MISO_W | MAPP_CA | MISO_W | Internal | Winter | B17 | 100 | 1970 | 634.28 | 53.04 | 53.05 | 0.01 | 0
2025 | MAPP_CA_2_MISO_W | MAPP_CA | MISO_W | Internal | Winter | B18 | 400 | 1970 | 0 | 49.89 | 47.83 | 0.01 | 0
2025 | MAPP_CA_2_MISO_W | MAPP_CA | MISO_W | Internal | Winter | B19 | 700 | 1970 | 0 | 49.89 | 47.38 | 0.01 | 0
2025 | MAPP_CA_2_MISO_W | MAPP_CA | MISO_W | Internal | Winter | B20 | 935 | 1970 | 0 | 49.89 | 41.1 | 0.01 | 0
2025 | MAPP_US_2_MAPP_CA | MAPP_US | MAPP_CA | Internal | Shoulder | B11 | 25 | 165 | 0 | 63.64 | 56.64 | 7 | 0
2025 | MAPP_US_2_MAPP_CA | MAPP_US | MAPP_CA | Internal | Shoulder | B12 | 200 | 165 | 0 | 44.28 | 51.27 | 7 | 0
2025 | MAPP_US_2_MAPP_CA | MAPP_US | MAPP_CA | Internal | Shoulder | B13 | 600 | 165 | 0 | 39.57 | 46.56 | 7 | 0
2025 | MAPP_US_2_MAPP_CA | MAPP_US | MAPP_CA | Internal | Shoulder | B14 | 900 | 165 | 0 | 39.57 | 46.51 | 7 | 0
2025 | MAPP_US_2_MAPP_CA | MAPP_US | MAPP_CA | Internal | Shoulder | B15 | 1203 | 165 | 165 | 39.47 | 46.51 | 7 | 0.04
2025 | MAPP_US_2_MAPP_CA | MAPP_US | MAPP_CA | Internal | Summer | B1 | 10 | 165 | 0 | 84.82 | 73.83 | 7 | 0
2025 | MAPP_US_2_MAPP_CA | MAPP_US | MAPP_CA | Internal | Summer | B2 | 25 | 165 | 0 | 68.57 | 61.57 | 7 | 0
2025 | MAPP_US_2_MAPP_CA | MAPP_US | MAPP_CA | Internal | Summer | B3 | 75 | 165 | 0 | 66 | 59 | 7 | 0
2025 | MAPP_US_2_MAPP_CA | MAPP_US | MAPP_CA | Internal | Summer | B4 | 100 | 165 | 0 | 65.91 | 58.91 | 7 | 0
2025 | MAPP_US_2_MAPP_CA | MAPP_US | MAPP_CA | Internal | Summer | B5 | 200 | 165 | 0 | 64.39 | 54.9 | 7 | 0
2025 | MAPP_US_2_MAPP_CA | MAPP_US | MAPP_CA | Internal | Summer | B6 | 300 | 165 | 0 | 55.54 | 49.89 | 7 | 0
2025 | MAPP_US_2_MAPP_CA | MAPP_US | MAPP_CA | Internal | Summer | B7 | 400 | 165 | 0 | 46.09 | 46.57 | 7 | 0
2025 | MAPP_US_2_MAPP_CA | MAPP_US | MAPP_CA | Internal | Summer | B8 | 500 | 165 | 0 | 36.4 | 42.54 | 7 | 0
2025 | MAPP_US_2_MAPP_CA | MAPP_US | MAPP_CA | Internal | Summer | B9 | 800 | 165 | 0 | 36.4 | 42.54 | 7 | 0
2025 | MAPP_US_2_MAPP_CA | MAPP_US | MAPP_CA | Internal | Summer | B10 | 1262 | 165 | 165 | 33.34 | 42.54 | 7 | 2.2
2025 | MAPP_US_2_MAPP_CA | MAPP_US | MAPP_CA | Internal | Winter | B16 | 25 | 165 | 0 | 61.63 | 68.62 | 7 | 0
2025 | MAPP_US_2_MAPP_CA | MAPP_US | MAPP_CA | Internal | Winter | B17 | 100 | 165 | 0 | 46.05 | 53.04 | 7 | 0
2025 | MAPP_US_2_MAPP_CA | MAPP_US | MAPP_CA | Internal | Winter | B18 | 400 | 165 | 165 | 41.01 | 49.89 | 7 | 1.88
2025 | MAPP_US_2_MAPP_CA | MAPP_US | MAPP_CA | Internal | Winter | B19 | 700 | 165 | 165 | 41.01 | 49.89 | 7 | 1.88
2025 | MAPP_US_2_MAPP_CA | MAPP_US | MAPP_CA | Internal | Winter | B20 | 935 | 165 | 165 | 37.72 | 49.89 | 7 | 5.16
2025 | MAPP_US_2_MISO_W | MAPP_US | MISO_W | Internal | Shoulder | B11 | 25 | 2635 | 267.83 | 63.64 | 70.64 | 7 | 0
2025 | MAPP_US_2_MISO_W | MAPP_US | MISO_W | Internal | Shoulder | B12 | 200 | 2635 | 481.65 | 44.28 | 51.28 | 7 | 0
2025 | MAPP_US_2_MISO_W | MAPP_US | MISO_W | Internal | Shoulder | B13 | 600 | 2635 | 525.85 | 39.57 | 46.57 | 7 | 0
2025 | MAPP_US_2_MISO_W | MAPP_US | MISO_W | Internal | Shoulder | B14 | 900 | 2635 | 0 | 39.57 | 44.52 | 7 | 0
2025 | MAPP_US_2_MISO_W | MAPP_US | MISO_W | Internal | Shoulder | B15 | 1203 | 2635 | 0 | 39.47 | 41.25 | 7 | 0
2025 | MAPP_US_2_MISO_W | MAPP_US | MISO_W | Internal | Summer | B1 | 10 | 2635 | 2030.76 | 84.82 | 91.82 | 7 | 0
2025 | MAPP_US_2_MISO_W | MAPP_US | MISO_W | Internal | Summer | B2 | 25 | 2635 | 10.54 | 68.57 | 75.57 | 7 | 0
2025 | MAPP_US_2_MISO_W | MAPP_US | MISO_W | Internal | Summer | B3 | 75 | 2635 | 0 | 66 | 71.95 | 7 | 0
2025 | MAPP_US_2_MISO_W | MAPP_US | MISO_W | Internal | Summer | B4 | 100 | 2635 | 0 | 65.91 | 71.68 | 7 | 0
2025 | MAPP_US_2_MISO_W | MAPP_US | MISO_W | Internal | Summer | B5 | 200 | 2635 | 0 | 64.39 | 70.66 | 7 | 0
2025 | MAPP_US_2_MISO_W | MAPP_US | MISO_W | Internal | Summer | B6 | 300 | 2635 | 0 | 55.54 | 58.1 | 7 | 0
2025 | MAPP_US_2_MISO_W | MAPP_US | MISO_W | Internal | Summer | B7 | 400 | 2635 | 0 | 46.09 | 46.58 | 7 | 0
2025 | MAPP_US_2_MISO_W | MAPP_US | MISO_W | Internal | Summer | B8 | 500 | 2635 | 0 | 36.4 | 42.55 | 7 | 0
2025 | MAPP_US_2_MISO_W | MAPP_US | MISO_W | Internal | Summer | B9 | 800 | 2635 | 0 | 36.4 | 40.79 | 7 | 0
2025 | MAPP_US_2_MISO_W | MAPP_US | MISO_W | Internal | Summer | B10 | 1262 | 2635 | 0 | 33.34 | 37.7 | 7 | 0
2025 | MAPP_US_2_MISO_W | MAPP_US | MISO_W | Internal | Winter | B16 | 25 | 2635 | 1020.63 | 61.63 | 68.63 | 7 | 0
2025 | MAPP_US_2_MISO_W | MAPP_US | MISO_W | Internal | Winter | B17 | 100 | 2635 | 1164.53 | 46.05 | 53.05 | 7 | 0
2025 | MAPP_US_2_MISO_W | MAPP_US | MISO_W | Internal | Winter | B18 | 400 | 2635 | 0 | 41.01 | 47.83 | 7 | 0
2025 | MAPP_US_2_MISO_W | MAPP_US | MISO_W | Internal | Winter | B19 | 700 | 2635 | 0 | 41.01 | 47.38 | 7 | 0
2025 | MAPP_US_2_MISO_W | MAPP_US | MISO_W | Internal | Winter | B20 | 935 | 2635 | 0 | 37.72 | 41.1 | 7 | 0
2025 | MAPP_US_2_NE | MAPP_US | NE | Internal | Shoulder | B11 | 25 | 2000 | 1734.02 | 63.64 | 70.64 | 7 | 0
2025 | MAPP_US_2_NE | MAPP_US | NE | Internal | Shoulder | B12 | 200 | 2000 | 414.58 | 44.28 | 51.28 | 7 | 0
2025 | MAPP_US_2_NE | MAPP_US | NE | Internal | Shoulder | B13 | 600 | 2000 | 457.42 | 39.57 | 46.57 | 7 | 0
2025 | MAPP_US_2_NE | MAPP_US | NE | Internal | Shoulder | B14 | 900 | 2000 | 0 | 39.57 | 45.89 | 7 | 0
2025 | MAPP_US_2_NE | MAPP_US | NE | Internal | Shoulder | B15 | 1203 | 2000 | 0 | 39.47 | 44.85 | 7 | 0
2025 | MAPP_US_2_NE | MAPP_US | NE | Internal | Summer | B1 | 10 | 2000 | 94.38 | 84.82 | 91.82 | 7 | 0
2025 | MAPP_US_2_NE | MAPP_US | NE | Internal | Summer | B2 | 25 | 2000 | 1297.19 | 68.57 | 75.57 | 7 | 0
2025 | MAPP_US_2_NE | MAPP_US | NE | Internal | Summer | B3 | 75 | 2000 | 1257.51 | 66 | 73 | 7 | 0
2025 | MAPP_US_2_NE | MAPP_US | NE | Internal | Summer | B4 | 100 | 2000 | 1735.33 | 65.91 | 72.91 | 7 | 0
2025 | MAPP_US_2_NE | MAPP_US | NE | Internal | Summer | B5 | 200 | 2000 | 1739.02 | 64.39 | 71.39 | 7 | 0
2025 | MAPP_US_2_NE | MAPP_US | NE | Internal | Summer | B6 | 300 | 2000 | 1295.43 | 55.54 | 62.54 | 7 | 0
2025 | MAPP_US_2_NE | MAPP_US | NE | Internal | Summer | B7 | 400 | 2000 | 1727.86 | 46.09 | 53.09 | 7 | 0
2025 | MAPP_US_2_NE | MAPP_US | NE | Internal | Summer | B8 | 500 | 2000 | 1633.8 | 36.4 | 43.4 | 7 | 0
2025 | MAPP_US_2_NE | MAPP_US | NE | Internal | Summer | B9 | 800 | 2000 | 1113.95 | 36.4 | 43.4 | 7 | 0
2025 | MAPP_US_2_NE | MAPP_US | NE | Internal | Summer | B10 | 1262 | 2000 | 384.58 | 33.34 | 40.34 | 7 | 0
2025 | MAPP_US_2_NE | MAPP_US | NE | Internal | Winter | B16 | 25 | 2000 | 692.38 | 61.63 | 68.63 | 7 | 0
2025 | MAPP_US_2_NE | MAPP_US | NE | Internal | Winter | B17 | 100 | 2000 | 0 | 46.05 | 50.2 | 7 | 0
2025 | MAPP_US_2_NE | MAPP_US | NE | Internal | Winter | B18 | 400 | 2000 | 261.76 | 41.01 | 48.01 | 7 | 0
2025 | MAPP_US_2_NE | MAPP_US | NE | Internal | Winter | B19 | 700 | 2000 | 30.83 | 41.01 | 48.01 | 7 | 0
2025 | MAPP_US_2_NE | MAPP_US | NE | Internal | Winter | B20 | 935 | 2000 | 379.69 | 37.72 | 44.72 | 7 | 0
2025 | MARITIMES_2_NEISO | MARITIMES | NEISO | Internal | Shoulder | B11 | 25 | 99999 | 1720.66 | 40.92 | 40.94 | 0.01 | 0
2025 | MARITIMES_2_NEISO | MARITIMES | NEISO | Internal | Shoulder | B12 | 200 | 99999 | 1717.44 | 40.92 | 40.94 | 0.01 | 0
2025 | MARITIMES_2_NEISO | MARITIMES | NEISO | Internal | Shoulder | B13 | 600 | 99999 | 1704.78 | 40.92 | 40.94 | 0.01 | 0
2025 | MARITIMES_2_NEISO | MARITIMES | NEISO | Internal | Shoulder | B14 | 900 | 99999 | 1682.64 | 40.92 | 40.94 | 0.01 | 0
2025 | MARITIMES_2_NEISO | MARITIMES | NEISO | Internal | Shoulder | B15 | 1203 | 99999 | 648.08 | 40.92 | 40.94 | 0.01 | 0
2025 | MARITIMES_2_NEISO | MARITIMES | NEISO | Internal | Summer | B1 | 10 | 99999 | 1900 | 88.85 | 88.86 | 0.01 | 0
2025 | MARITIMES_2_NEISO | MARITIMES | NEISO | Internal | Summer | B2 | 25 | 99999 | 1878.75 | 75.76 | 75.77 | 0.01 | 0
2025 | MARITIMES_2_NEISO | MARITIMES | NEISO | Internal | Summer | B3 | 75 | 99999 | 1836.38 | 56 | 56.01 | 0.01 | 0
2025 | MARITIMES_2_NEISO | MARITIMES | NEISO | Internal | Summer | B4 | 100 | 99999 | 1799.97 | 52.72 | 52.73 | 0.01 | 0
2025 | MARITIMES_2_NEISO | MARITIMES | NEISO | Internal | Summer | B5 | 200 | 99999 | 1780.16 | 41.86 | 41.87 | 0.01 | 0
2025 | MARITIMES_2_NEISO | MARITIMES | NEISO | Internal | Summer | B6 | 300 | 99999 | 1757.82 | 37.75 | 37.77 | 0.01 | 0
2025 | MARITIMES_2_NEISO | MARITIMES | NEISO | Internal | Summer | B7 | 400 | 99999 | 1732.23 | 37.75 | 37.77 | 0.01 | 0
2025 | MARITIMES_2_NEISO | MARITIMES | NEISO | Internal | Summer | B8 | 500 | 99999 | 1712.1 | 37.75 | 37.77 | 0.01 | 0
2025 | MARITIMES_2_NEISO | MARITIMES | NEISO | Internal | Summer | B9 | 800 | 99999 | 1687.45 | 37.75 | 37.77 | 0.01 | 0
2025 | MARITIMES_2_NEISO | MARITIMES | NEISO | Internal | Summer | B10 | 1262 | 99999 | 465.06 | 37.75 | 37.77 | 0.01 | 0
2025 | MARITIMES_2_NEISO | MARITIMES | NEISO | Internal | Winter | B16 | 25 | 99999 | 1765.23 | 50.72 | 50.73 | 0.01 | 0
2025 | MARITIMES_2_NEISO | MARITIMES | NEISO | Internal | Winter | B17 | 100 | 99999 | 1747.34 | 50.72 | 50.73 | 0.01 | 0
2025 | MARITIMES_2_NEISO | MARITIMES | NEISO | Internal | Winter | B18 | 400 | 99999 | 1733.65 | 50.72 | 50.73 | 0.01 | 0
2025 | MARITIMES_2_NEISO | MARITIMES | NEISO | Internal | Winter | B19 | 700 | 99999 | 1708.15 | 50.72 | 50.73 | 0.01 | 0
2025 | MARITIMES_2_NEISO | MARITIMES | NEISO | Internal | Winter | B20 | 935 | 99999 | 723.43 | 50.72 | 50.73 | 0.01 | 0
2025 | MISO_IN_2_MISO_MI | MISO_IN | MISO_MI | Internal | Shoulder | B11 | 25 | 5000 | 0 | 62.64 | 62.21 | 0.01 | 0
2025 | MISO_IN_2_MISO_MI | MISO_IN | MISO_MI | Internal | Shoulder | B12 | 200 | 5000 | 1049.43 | 51.28 | 51.29 | 0.01 | 0
2025 | MISO_IN_2_MISO_MI | MISO_IN | MISO_MI | Internal | Shoulder | B13 | 600 | 5000 | 2382.85 | 46.55 | 46.56 | 0.01 | 0
2025 | MISO_IN_2_MISO_MI | MISO_IN | MISO_MI | Internal | Shoulder | B14 | 900 | 5000 | 3012.48 | 44.41 | 44.42 | 0.01 | 0
2025 | MISO_IN_2_MISO_MI | MISO_IN | MISO_MI | Internal | Shoulder | B15 | 1203 | 5000 | 2759.1 | 41.21 | 41.22 | 0.01 | 0
2025 | MISO_IN_2_MISO_MI | MISO_IN | MISO_MI | Internal | Summer | B1 | 10 | 5000 | 96.96 | 91.82 | 91.83 | 0.01 | 0
2025 | MISO_IN_2_MISO_MI | MISO_IN | MISO_MI | Internal | Summer | B2 | 25 | 5000 | 0 | 72.79 | 72.77 | 0.01 | 0
2025 | MISO_IN_2_MISO_MI | MISO_IN | MISO_MI | Internal | Summer | B3 | 75 | 5000 | 0 | 69.46 | 69.45 | 0.01 | 0
2025 | MISO_IN_2_MISO_MI | MISO_IN | MISO_MI | Internal | Summer | B4 | 100 | 5000 | 0 | 67.82 | 66.15 | 0.01 | 0
2025 | MISO_IN_2_MISO_MI | MISO_IN | MISO_MI | Internal | Summer | B5 | 200 | 5000 | 0 | 65.45 | 65.44 | 0.01 | 0
2025 | MISO_IN_2_MISO_MI | MISO_IN | MISO_MI | Internal | Summer | B6 | 300 | 5000 | 0 | 52.7 | 52.69 | 0.01 | 0
2025 | MISO_IN_2_MISO_MI | MISO_IN | MISO_MI | Internal | Summer | B7 | 400 | 5000 | 2408.55 | 45.57 | 45.58 | 0.01 | 0
2025 | MISO_IN_2_MISO_MI | MISO_IN | MISO_MI | Internal | Summer | B8 | 500 | 5000 | 2607.05 | 41.37 | 41.38 | 0.01 | 0
2025 | MISO_IN_2_MISO_MI | MISO_IN | MISO_MI | Internal | Summer | B9 | 800 | 5000 | 3221.77 | 40.21 | 40.22 | 0.01 | 0
2025 | MISO_IN_2_MISO_MI | MISO_IN | MISO_MI | Internal | Summer | B10 | 1262 | 5000 | 4019.18 | 37.73 | 37.74 | 0.01 | 0
2025 | MISO_IN_2_MISO_MI | MISO_IN | MISO_MI | Internal | Winter | B16 | 25 | 5000 | 0 | 68.64 | 68.63 | 0.01 | 0
2025 | MISO_IN_2_MISO_MI | MISO_IN | MISO_MI | Internal | Winter | B17 | 100 | 5000 | 1536.91 | 53.08 | 53.09 | 0.01 | 0
2025 | MISO_IN_2_MISO_MI | MISO_IN | MISO_MI | Internal | Winter | B18 | 400 | 5000 | 1982.58 | 47.78 | 47.79 | 0.01 | 0
2025 | MISO_IN_2_MISO_MI | MISO_IN | MISO_MI | Internal | Winter | B19 | 700 | 5000 | 2707.23 | 44.03 | 44.04 | 0.01 | 0
2025 | MISO_IN_2_MISO_MI | MISO_IN | MISO_MI | Internal | Winter | B20 | 935 | 5000 | 201.92 | 41.12 | 41.14 | 0.01 | 0
2025 | MISO_IN_2_MISO_MO-IL | MISO_IN | MISO_MO-IL | Internal | Shoulder | B11 | 25 | 5000 | 3700.36 | 62.64 | 62.65 | 0.01 | 0
2025 | MISO_IN_2_MISO_MO-IL | MISO_IN | MISO_MO-IL | Internal | Shoulder | B12 | 200 | 5000 | 1170.06 | 51.28 | 51.29 | 0.01 | 0
2025 | MISO_IN_2_MISO_MO-IL | MISO_IN | MISO_MO-IL | Internal | Shoulder | B13 | 600 | 5000 | 971.42 | 46.55 | 46.56 | 0.01 | 0
2025 | MISO_IN_2_MISO_MO-IL | MISO_IN | MISO_MO-IL | Internal | Shoulder | B14 | 900 | 5000 | 880.74 | 44.41 | 44.42 | 0.01 | 0
2025 | MISO_IN_2_MISO_MO-IL | MISO_IN | MISO_MO-IL | Internal | Shoulder | B15 | 1203 | 5000 | 1002.29 | 41.21 | 41.22 | 0.01 | 0
2025 | MISO_IN_2_MISO_MO-IL | MISO_IN | MISO_MO-IL | Internal | Summer | B1 | 10 | 5000 | 2172.42 | 91.82 | 91.83 | 0.01 | 0
2025 | MISO_IN_2_MISO_MO-IL | MISO_IN | MISO_MO-IL | Internal | Summer | B2 | 25 | 5000 | 2688.69 | 72.79 | 72.8 | 0.01 | 0
2025 | MISO_IN_2_MISO_MO-IL | MISO_IN | MISO_MO-IL | Internal | Summer | B3 | 75 | 5000 | 2476.75 | 69.46 | 69.47 | 0.01 | 0
2025 | MISO_IN_2_MISO_MO-IL | MISO_IN | MISO_MO-IL | Internal | Summer | B4 | 100 | 5000 | 3625.19 | 67.82 | 67.83 | 0.01 | 0
2025 | MISO_IN_2_MISO_MO-IL | MISO_IN | MISO_MO-IL | Internal | Summer | B5 | 200 | 5000 | 2483.49 | 65.45 | 65.46 | 0.01 | 0
2025 | MISO_IN_2_MISO_MO-IL | MISO_IN | MISO_MO-IL | Internal | Summer | B6 | 300 | 5000 | 4953.09 | 52.7 | 52.72 | 0.01 | 0
2025 | MISO_IN_2_MISO_MO-IL | MISO_IN | MISO_MO-IL | Internal | Summer | B7 | 400 | 5000 | 3016.68 | 45.57 | 45.58 | 0.01 | 0
2025 | MISO_IN_2_MISO_MO-IL | MISO_IN | MISO_MO-IL | Internal | Summer | B8 | 500 | 5000 | 2467.16 | 41.37 | 41.38 | 0.01 | 0
2025 | MISO_IN_2_MISO_MO-IL | MISO_IN | MISO_MO-IL | Internal | Summer | B9 | 800 | 5000 | 2163.2 | 40.21 | 40.22 | 0.01 | 0
2025 | MISO_IN_2_MISO_MO-IL | MISO_IN | MISO_MO-IL | Internal | Summer | B10 | 1262 | 5000 | 0 | 37.73 | 37.71 | 0.01 | 0
2025 | MISO_IN_2_MISO_MO-IL | MISO_IN | MISO_MO-IL | Internal | Winter | B16 | 25 | 5000 | 0 | 68.64 | 68.64 | 0.01 | 0
2025 | MISO_IN_2_MISO_MO-IL | MISO_IN | MISO_MO-IL | Internal | Winter | B17 | 100 | 5000 | 0 | 53.08 | 53.06 | 0.01 | 0
2025 | MISO_IN_2_MISO_MO-IL | MISO_IN | MISO_MO-IL | Internal | Winter | B18 | 400 | 5000 | 1216.99 | 47.78 | 47.79 | 0.01 | 0
2025 | MISO_IN_2_MISO_MO-IL | MISO_IN | MISO_MO-IL | Internal | Winter | B19 | 700 | 5000 | 779.67 | 44.03 | 44.04 | 0.01 | 0
2025 | MISO_IN_2_MISO_MO-IL | MISO_IN | MISO_MO-IL | Internal | Winter | B20 | 935 | 5000 | 0 | 41.12 | 41.11 | 0.01 | 0
2025 | MISO_IN_2_NonRTO_Midwest | MISO_IN | NonRTO_Midwest | Internal | Shoulder | B11 | 25 | 4800 | 1353.22 | 62.64 | 70.64 | 8 | 0
2025 | MISO_IN_2_NonRTO_Midwest | MISO_IN | NonRTO_Midwest | Internal | Shoulder | B12 | 200 | 4800 | 733.1 | 51.28 | 59.28 | 8 | 0
2025 | MISO_IN_2_NonRTO_Midwest | MISO_IN | NonRTO_Midwest | Internal | Shoulder | B13 | 600 | 4800 | 157.81 | 46.55 | 54.55 | 8 | 0
2025 | MISO_IN_2_NonRTO_Midwest | MISO_IN | NonRTO_Midwest | Internal | Shoulder | B14 | 900 | 4800 | 0 | 44.41 | 43.64 | 8 | 0
2025 | MISO_IN_2_NonRTO_Midwest | MISO_IN | NonRTO_Midwest | Internal | Shoulder | B15 | 1203 | 4800 | 0 | 41.21 | 39.89 | 8 | 0
2025 | MISO_IN_2_NonRTO_Midwest | MISO_IN | NonRTO_Midwest | Internal | Summer | B1 | 10 | 4800 | 0 | 91.82 | 83.82 | 8 | 0
2025 | MISO_IN_2_NonRTO_Midwest | MISO_IN | NonRTO_Midwest | Internal | Summer | B2 | 25 | 4800 | 0 | 72.79 | 75.82 | 8 | 0
2025 | MISO_IN_2_NonRTO_Midwest | MISO_IN | NonRTO_Midwest | Internal | Summer | B3 | 75 | 4800 | 0 | 69.46 | 75.82 | 8 | 0
2025 | MISO_IN_2_NonRTO_Midwest | MISO_IN | NonRTO_Midwest | Internal | Summer | B4 | 100 | 4800 | 929.73 | 67.82 | 75.82 | 8 | 0
2025 | MISO_IN_2_NonRTO_Midwest | MISO_IN | NonRTO_Midwest | Internal | Summer | B5 | 200 | 4800 | 1236.16 | 65.45 | 73.45 | 8 | 0
2025 | MISO_IN_2_NonRTO_Midwest | MISO_IN | NonRTO_Midwest | Internal | Summer | B6 | 300 | 4800 | 647.52 | 52.7 | 60.7 | 8 | 0
2025 | MISO_IN_2_NonRTO_Midwest | MISO_IN | NonRTO_Midwest | Internal | Summer | B7 | 400 | 4800 | 0 | 45.57 | 45.56 | 8 | 0
2025 | MISO_IN_2_NonRTO_Midwest | MISO_IN | NonRTO_Midwest | Internal | Summer | B8 | 500 | 4800 | 0 | 41.37 | 41.51 | 8 | 0
2025 | MISO_IN_2_NonRTO_Midwest | MISO_IN | NonRTO_Midwest | Internal | Summer | B9 | 800 | 4800 | 0 | 40.21 | 41.51 | 8 | 0
2025 | MISO_IN_2_NonRTO_Midwest | MISO_IN | NonRTO_Midwest | Internal | Summer | B10 | 1262 | 4800 | 0 | 37.73 | 36.82 | 8 | 0
2025 | MISO_IN_2_NonRTO_Midwest | MISO_IN | NonRTO_Midwest | Internal | Winter | B16 | 25 | 4800 | 2746.16 | 68.64 | 76.64 | 8 | 0
2025 | MISO_IN_2_NonRTO_Midwest | MISO_IN | NonRTO_Midwest | Internal | Winter | B17 | 100 | 4800 | 1406.91 | 53.08 | 61.08 | 8 | 0
2025 | MISO_IN_2_NonRTO_Midwest | MISO_IN | NonRTO_Midwest | Internal | Winter | B18 | 400 | 4800 | 457.27 | 47.78 | 55.78 | 8 | 0
2025 | MISO_IN_2_NonRTO_Midwest | MISO_IN | NonRTO_Midwest | Internal | Winter | B19 | 700 | 4800 | 0 | 44.03 | 45.63 | 8 | 0
2025 | MISO_IN_2_NonRTO_Midwest | MISO_IN | NonRTO_Midwest | Internal | Winter | B20 | 935 | 4800 | 0 | 41.12 | 38.81 | 8 | 0
2025 | MISO_IN_2_PJM_ROR | MISO_IN | PJM_ROR | Internal | Shoulder | B11 | 25 | 992 | 0 | 62.64 | 60.21 | 2 | 0
2025 | MISO_IN_2_PJM_ROR | MISO_IN | PJM_ROR | Internal | Shoulder | B12 | 200 | 992 | 0 | 51.28 | 52.2 | 2 | 0
2025 | MISO_IN_2_PJM_ROR | MISO_IN | PJM_ROR | Internal | Shoulder | B13 | 600 | 992 | 0 | 46.55 | 45.75 | 2 | 0
2025 | MISO_IN_2_PJM_ROR | MISO_IN | PJM_ROR | Internal | Shoulder | B14 | 900 | 992 | 0 | 44.41 | 44.08 | 2 | 0
2025 | MISO_IN_2_PJM_ROR | MISO_IN | PJM_ROR | Internal | Shoulder | B15 | 1203 | 992 | 0 | 41.21 | 40.55 | 2 | 0
2025 | MISO_IN_2_PJM_ROR | MISO_IN | PJM_ROR | Internal | Summer | B1 | 10 | 992 | 991.99 | 91.82 | 93.83 | 2 | 0.01
2025 | MISO_IN_2_PJM_ROR | MISO_IN | PJM_ROR | Internal | Summer | B2 | 25 | 992 | 991.99 | 72.79 | 74.8 | 2 | 0.01
2025 | MISO_IN_2_PJM_ROR | MISO_IN | PJM_ROR | Internal | Summer | B3 | 75 | 992 | 0 | 69.46 | 68.7 | 2 | 0
2025 | MISO_IN_2_PJM_ROR | MISO_IN | PJM_ROR | Internal | Summer | B4 | 100 | 992 | 0 | 67.82 | 68.15 | 2 | 0
2025 | MISO_IN_2_PJM_ROR | MISO_IN | PJM_ROR | Internal | Summer | B5 | 200 | 992 | 0 | 65.45 | 63.46 | 2 | 0
2025 | MISO_IN_2_PJM_ROR | MISO_IN | PJM_ROR | Internal | Summer | B6 | 300 | 992 | 0 | 52.7 | 52.88 | 2 | 0
2025 | MISO_IN_2_PJM_ROR | MISO_IN | PJM_ROR | Internal | Summer | B7 | 400 | 992 | 0 | 45.57 | 44.63 | 2 | 0
2025 | MISO_IN_2_PJM_ROR | MISO_IN | PJM_ROR | Internal | Summer | B8 | 500 | 992 | 0 | 41.37 | 41.58 | 2 | 0
2025 | MISO_IN_2_PJM_ROR | MISO_IN | PJM_ROR | Internal | Summer | B9 | 800 | 992 | 0 | 40.21 | 38.79 | 2 | 0
2025 | MISO_IN_2_PJM_ROR | MISO_IN | PJM_ROR | Internal | Summer | B10 | 1262 | 992 | 0 | 37.73 | 37.51 | 2 | 0
2025 | MISO_IN_2_PJM_ROR | MISO_IN | PJM_ROR | Internal | Winter | B16 | 25 | 992 | 0 | 68.64 | 70.63 | 2 | 0
2025 | MISO_IN_2_PJM_ROR | MISO_IN | PJM_ROR | Internal | Winter | B17 | 100 | 992 | 0 | 53.08 | 55.06 | 2 | 0
2025 | MISO_IN_2_PJM_ROR | MISO_IN | PJM_ROR | Internal | Winter | B18 | 400 | 992 | 0 | 47.78 | 49.75 | 2 | 0
2025 | MISO_IN_2_PJM_ROR | MISO_IN | PJM_ROR | Internal | Winter | B19 | 700 | 992 | 0 | 44.03 | 45.38 | 2 | 0
2025 | MISO_IN_2_PJM_ROR | MISO_IN | PJM_ROR | Internal | Winter | B20 | 935 | 992 | 0 | 41.12 | 41.86 | 2 | 0
2025 | MISO_MI_2_MISO_IN | MISO_MI | MISO_IN | Internal | Shoulder | B11 | 25 | 2045 | 2045 | 62.21 | 62.64 | 0.01 | 0.42
2025 | MISO_MI_2_MISO_IN | MISO_MI | MISO_IN | Internal | Shoulder | B12 | 200 | 2045 | 0 | 51.29 | 51.28 | 0.01 | 0
2025 | MISO_MI_2_MISO_IN | MISO_MI | MISO_IN | Internal | Shoulder | B13 | 600 | 2045 | 0 | 46.56 | 46.55 | 0.01 | 0
2025 | MISO_MI_2_MISO_IN | MISO_MI | MISO_IN | Internal | Shoulder | B14 | 900 | 2045 | 0 | 44.42 | 44.41 | 0.01 | 0
2025 | MISO_MI_2_MISO_IN | MISO_MI | MISO_IN | Internal | Shoulder | B15 | 1203 | 2045 | 0 | 41.22 | 41.21 | 0.01 | 0
2025 | MISO_MI_2_MISO_IN | MISO_MI | MISO_IN | Internal | Summer | B1 | 10 | 2045 | 0 | 91.83 | 91.82 | 0.01 | 0
2025 | MISO_MI_2_MISO_IN | MISO_MI | MISO_IN | Internal | Summer | B2 | 25 | 2045 | 679.24 | 72.77 | 72.79 | 0.01 | 0
2025 | MISO_MI_2_MISO_IN | MISO_MI | MISO_IN | Internal | Summer | B3 | 75 | 2045 | 974.73 | 69.45 | 69.46 | 0.01 | 0
2025 | MISO_MI_2_MISO_IN | MISO_MI | MISO_IN | Internal | Summer | B4 | 100 | 2045 | 2045 | 66.15 | 67.82 | 0.01 | 1.66
2025 | MISO_MI_2_MISO_IN | MISO_MI | MISO_IN | Internal | Summer | B5 | 200 | 2045 | 570.74 | 65.44 | 65.45 | 0.01 | 0
2025 | MISO_MI_2_MISO_IN | MISO_MI | MISO_IN | Internal | Summer | B6 | 300 | 2045 | 1546.49 | 52.69 | 52.7 | 0.01 | 0
2025 | MISO_MI_2_MISO_IN | MISO_MI | MISO_IN | Internal | Summer | B7 | 400 | 2045 | 0 | 45.58 | 45.57 | 0.01 | 0
2025 | MISO_MI_2_MISO_IN | MISO_MI | MISO_IN | Internal | Summer | B8 | 500 | 2045 | 0 | 41.38 | 41.37 | 0.01 | 0
2025 | MISO_MI_2_MISO_IN | MISO_MI | MISO_IN | Internal | Summer | B9 | 800 | 2045 | 0 | 40.22 | 40.21 | 0.01 | 0
2025 | MISO_MI_2_MISO_IN | MISO_MI | MISO_IN | Internal | Summer | B10 | 1262 | 2045 | 0 | 37.74 | 37.73 | 0.01 | 0
2025 | MISO_MI_2_MISO_IN | MISO_MI | MISO_IN | Internal | Winter | B16 | 25 | 2045 | 1088.31 | 68.63 | 68.64 | 0.01 | 0
2025 | MISO_MI_2_MISO_IN | MISO_MI | MISO_IN | Internal | Winter | B17 | 100 | 2045 | 0 | 53.09 | 53.08 | 0.01 | 0
2025 | MISO_MI_2_MISO_IN | MISO_MI | MISO_IN | Internal | Winter | B18 | 400 | 2045 | 0 | 47.79 | 47.78 | 0.01 | 0
2025 | MISO_MI_2_MISO_IN | MISO_MI | MISO_IN | Internal | Winter | B19 | 700 | 2045 | 0 | 44.04 | 44.03 | 0.01 | 0
2025 | MISO_MI_2_MISO_IN | MISO_MI | MISO_IN | Internal | Winter | B20 | 935 | 2045 | 0 | 41.14 | 41.12 | 0.01 | 0
2025 | MISO_MI_2_MISO_WUMS | MISO_MI | MISO_WUMS | Internal | Shoulder | B11 | 25 | 117 | 0 | 62.21 | 62.21 | 0.01 | 0
2025 | MISO_MI_2_MISO_WUMS | MISO_MI | MISO_WUMS | Internal | Shoulder | B12 | 200 | 117 | 0 | 51.29 | 51.27 | 0.01 | 0
2025 | MISO_MI_2_MISO_WUMS | MISO_MI | MISO_WUMS | Internal | Shoulder | B13 | 600 | 117 | 0 | 46.56 | 45.29 | 0.01 | 0
2025 | MISO_MI_2_MISO_WUMS | MISO_MI | MISO_WUMS | Internal | Shoulder | B14 | 900 | 117 | 0 | 44.42 | 42.34 | 0.01 | 0
2025 | MISO_MI_2_MISO_WUMS | MISO_MI | MISO_WUMS | Internal | Shoulder | B15 | 1203 | 117 | 35.5 | 41.22 | 41.23 | 0.01 | 0
2025 | MISO_MI_2_MISO_WUMS | MISO_MI | MISO_WUMS | Internal | Summer | B1 | 10 | 117 | 0 | 91.83 | 66.91 | 0.01 | 0
2025 | MISO_MI_2_MISO_WUMS | MISO_MI | MISO_WUMS | Internal | Summer | B2 | 25 | 117 | 0 | 72.77 | 66.91 | 0.01 | 0
2025 | MISO_MI_2_MISO_WUMS | MISO_MI | MISO_WUMS | Internal | Summer | B3 | 75 | 117 | 0 | 69.45 | 66.91 | 0.01 | 0
2025 | MISO_MI_2_MISO_WUMS | MISO_MI | MISO_WUMS | Internal | Summer | B4 | 100 | 117 | 117 | 66.15 | 66.91 | 0.01 | 0.75
2025 | MISO_MI_2_MISO_WUMS | MISO_MI | MISO_WUMS | Internal | Summer | B5 | 200 | 117 | 117 | 65.44 | 65.46 | 0.01 | 0.01
2025 | MISO_MI_2_MISO_WUMS | MISO_MI | MISO_WUMS | Internal | Summer | B6 | 300 | 117 | 0 | 52.69 | 50.88 | 0.01 | 0
2025 | MISO_MI_2_MISO_WUMS | MISO_MI | MISO_WUMS | Internal | Summer | B7 | 400 | 117 | 0 | 45.58 | 42.63 | 0.01 | 0
2025 | MISO_MI_2_MISO_WUMS | MISO_MI | MISO_WUMS | Internal | Summer | B8 | 500 | 117 | 0 | 41.38 | 40.34 | 0.01 | 0
2025 | MISO_MI_2_MISO_WUMS | MISO_MI | MISO_WUMS | Internal | Summer | B9 | 800 | 117 | 117 | 40.22 | 40.34 | 0.01 | 0.11
2025 | MISO_MI_2_MISO_WUMS | MISO_MI | MISO_WUMS | Internal | Summer | B10 | 1262 | 117 | 0 | 37.74 | 37.69 | 0.01 | 0
2025 | MISO_MI_2_MISO_WUMS | MISO_MI | MISO_WUMS | Internal | Winter | B16 | 25 | 117 | 0.02 | 68.63 | 68.63 | 0.01 | 0
2025 | MISO_MI_2_MISO_WUMS | MISO_MI | MISO_WUMS | Internal | Winter | B17 | 100 | 117 | 0 | 53.09 | 53.06 | 0.01 | 0
2025 | MISO_MI_2_MISO_WUMS | MISO_MI | MISO_WUMS | Internal | Winter | B18 | 400 | 117 | 117 | 47.79 | 47.82 | 0.01 | 0.02
2025 | MISO_MI_2_MISO_WUMS | MISO_MI | MISO_WUMS | Internal | Winter | B19 | 700 | 117 | 117 | 44.04 | 44.81 | 0.01 | 0.76
2025 | MISO_MI_2_MISO_WUMS | MISO_MI | MISO_WUMS | Internal | Winter | B20 | 935 | 117 | 0 | 41.14 | 41.11 | 0.01 | 0
2025 | MISO_MI_2_PJM_ROR | MISO_MI | PJM_ROR | Internal | Shoulder | B11 | 25 | 1424 | 0 | 62.21 | 60.21 | 2 | 0
2025 | MISO_MI_2_PJM_ROR | MISO_MI | PJM_ROR | Internal | Shoulder | B12 | 200 | 1424 | 0 | 51.29 | 52.2 | 2 | 0
2025 | MISO_MI_2_PJM_ROR | MISO_MI | PJM_ROR | Internal | Shoulder | B13 | 600 | 1424 | 0 | 46.56 | 45.75 | 2 | 0
2025 | MISO_MI_2_PJM_ROR | MISO_MI | PJM_ROR | Internal | Shoulder | B14 | 900 | 1424 | 0 | 44.42 | 44.08 | 2 | 0
2025 | MISO_MI_2_PJM_ROR | MISO_MI | PJM_ROR | Internal | Shoulder | B15 | 1203 | 1424 | 0 | 41.22 | 40.55 | 2 | 0
2025 | MISO_MI_2_PJM_ROR | MISO_MI | PJM_ROR | Internal | Summer | B1 | 10 | 1424 | 1349.83 | 91.83 | 93.83 | 2 | 0
2025 | MISO_MI_2_PJM_ROR | MISO_MI | PJM_ROR | Internal | Summer | B2 | 25 | 1424 | 1424 | 72.77 | 74.8 | 2 | 0.02
2025 | MISO_MI_2_PJM_ROR | MISO_MI | PJM_ROR | Internal | Summer | B3 | 75 | 1424 | 0 | 69.45 | 68.7 | 2 | 0
2025 | MISO_MI_2_PJM_ROR | MISO_MI | PJM_ROR | Internal | Summer | B4 | 100 | 1424 | 54.41 | 66.15 | 68.15 | 2 | 0
2025 | MISO_MI_2_PJM_ROR | MISO_MI | PJM_ROR | Internal | Summer | B5 | 200 | 1424 | 0 | 65.44 | 63.46 | 2 | 0
2025 | MISO_MI_2_PJM_ROR | MISO_MI | PJM_ROR | Internal | Summer | B6 | 300 | 1424 | 0 | 52.69 | 52.88 | 2 | 0
2025 | MISO_MI_2_PJM_ROR | MISO_MI | PJM_ROR | Internal | Summer | B7 | 400 | 1424 | 0 | 45.58 | 44.63 | 2 | 0
2025 | MISO_MI_2_PJM_ROR | MISO_MI | PJM_ROR | Internal | Summer | B8 | 500 | 1424 | 0 | 41.38 | 41.58 | 2 | 0
2025 | MISO_MI_2_PJM_ROR | MISO_MI | PJM_ROR | Internal | Summer | B9 | 800 | 1424 | 0 | 40.22 | 38.79 | 2 | 0
2025 | MISO_MI_2_PJM_ROR | MISO_MI | PJM_ROR | Internal | Summer | B10 | 1262 | 1424 | 0 | 37.74 | 37.51 | 2 | 0
2025 | MISO_MI_2_PJM_ROR | MISO_MI | PJM_ROR | Internal | Winter | B16 | 25 | 1424 | 468.82 | 68.63 | 70.63 | 2 | 0
2025 | MISO_MI_2_PJM_ROR | MISO_MI | PJM_ROR | Internal | Winter | B17 | 100 | 1424 | 0 | 53.09 | 55.06 | 2 | 0
2025 | MISO_MI_2_PJM_ROR | MISO_MI | PJM_ROR | Internal | Winter | B18 | 400 | 1424 | 0 | 47.79 | 49.75 | 2 | 0
2025 | MISO_MI_2_PJM_ROR | MISO_MI | PJM_ROR | Internal | Winter | B19 | 700 | 1424 | 0 | 44.04 | 45.38 | 2 | 0
2025 | MISO_MI_2_PJM_ROR | MISO_MI | PJM_ROR | Internal | Winter | B20 | 935 | 1424 | 0 | 41.14 | 41.86 | 2 | 0
2025 | MISO_MO-IL_2_ENT | MISO_MO-IL | ENT | Internal | Shoulder | B11 | 25 | 2540 | 0 | 62.65 | 69.85 | 8 | 0
2025 | MISO_MO-IL_2_ENT | MISO_MO-IL | ENT | Internal | Shoulder | B12 | 200 | 2540 | 0 | 51.29 | 46.94 | 8 | 0
2025 | MISO_MO-IL_2_ENT | MISO_MO-IL | ENT | Internal | Shoulder | B13 | 600 | 2540 | 0 | 46.56 | 46.94 | 8 | 0
2025 | MISO_MO-IL_2_ENT | MISO_MO-IL | ENT | Internal | Shoulder | B14 | 900 | 2540 | 0 | 44.42 | 46.6 | 8 | 0
2025 | MISO_MO-IL_2_ENT | MISO_MO-IL | ENT | Internal | Shoulder | B15 | 1203 | 2540 | 0 | 41.22 | 45.79 | 8 | 0
2025 | MISO_MO-IL_2_ENT | MISO_MO-IL | ENT | Internal | Summer | B1 | 10 | 2540 | 0 | 91.83 | 88.01 | 8 | 0
2025 | MISO_MO-IL_2_ENT | MISO_MO-IL | ENT | Internal | Summer | B2 | 25 | 2540 | 0 | 72.8 | 75.77 | 8 | 0
2025 | MISO_MO-IL_2_ENT | MISO_MO-IL | ENT | Internal | Summer | B3 | 75 | 2540 | 0 | 69.47 | 70.71 | 8 | 0
2025 | MISO_MO-IL_2_ENT | MISO_MO-IL | ENT | Internal | Summer | B4 | 100 | 2540 | 0 | 67.83 | 70.22 | 8 | 0
2025 | MISO_MO-IL_2_ENT | MISO_MO-IL | ENT | Internal | Summer | B5 | 200 | 2540 | 0 | 65.46 | 68.09 | 8 | 0
2025 | MISO_MO-IL_2_ENT | MISO_MO-IL | ENT | Internal | Summer | B6 | 300 | 2540 | 1154.18 | 52.72 | 60.72 | 8 | 0
2025 | MISO_MO-IL_2_ENT | MISO_MO-IL | ENT | Internal | Summer | B7 | 400 | 2540 | 0 | 45.58 | 52.73 | 8 | 0
2025 | MISO_MO-IL_2_ENT | MISO_MO-IL | ENT | Internal | Summer | B8 | 500 | 2540 | 0 | 41.38 | 45.42 | 8 | 0
2025 | MISO_MO-IL_2_ENT | MISO_MO-IL | ENT | Internal | Summer | B9 | 800 | 2540 | 0 | 40.22 | 45.23 | 8 | 0
2025 | MISO_MO-IL_2_ENT | MISO_MO-IL | ENT | Internal | Summer | B10 | 1262 | 2540 | 0 | 37.71 | 43.61 | 8 | 0
2025 | MISO_MO-IL_2_ENT | MISO_MO-IL | ENT | Internal | Winter | B16 | 25 | 2540 | 0 | 68.64 | 70.52 | 8 | 0
2025 | MISO_MO-IL_2_ENT | MISO_MO-IL | ENT | Internal | Winter | B17 | 100 | 2540 | 0 | 53.06 | 49.93 | 8 | 0
2025 | MISO_MO-IL_2_ENT | MISO_MO-IL | ENT | Internal | Winter | B18 | 400 | 2540 | 0 | 47.79 | 49.57 | 8 | 0
2025 | MISO_MO-IL_2_ENT | MISO_MO-IL | ENT | Internal | Winter | B19 | 700 | 2540 | 0 | 44.04 | 49.57 | 8 | 0
2025 | MISO_MO-IL_2_ENT | MISO_MO-IL | ENT | Internal | Winter | B20 | 935 | 2540 | 0 | 41.11 | 47.93 | 8 | 0
2025 | MISO_MO-IL_2_MISO_IN | MISO_MO-IL | MISO_IN | Internal | Shoulder | B11 | 25 | 2100 | 0 | 62.65 | 62.64 | 0.01 | 0
2025 | MISO_MO-IL_2_MISO_IN | MISO_MO-IL | MISO_IN | Internal | Shoulder | B12 | 200 | 2100 | 0 | 51.29 | 51.28 | 0.01 | 0
2025 | MISO_MO-IL_2_MISO_IN | MISO_MO-IL | MISO_IN | Internal | Shoulder | B13 | 600 | 2100 | 0 | 46.56 | 46.55 | 0.01 | 0
2025 | MISO_MO-IL_2_MISO_IN | MISO_MO-IL | MISO_IN | Internal | Shoulder | B14 | 900 | 2100 | 0 | 44.42 | 44.41 | 0.01 | 0
2025 | MISO_MO-IL_2_MISO_IN | MISO_MO-IL | MISO_IN | Internal | Shoulder | B15 | 1203 | 2100 | 0 | 41.22 | 41.21 | 0.01 | 0
2025 | MISO_MO-IL_2_MISO_IN | MISO_MO-IL | MISO_IN | Internal | Summer | B1 | 10 | 2100 | 0 | 91.83 | 91.82 | 0.01 | 0
2025 | MISO_MO-IL_2_MISO_IN | MISO_MO-IL | MISO_IN | Internal | Summer | B2 | 25 | 2100 | 0 | 72.8 | 72.79 | 0.01 | 0
2025 | MISO_MO-IL_2_MISO_IN | MISO_MO-IL | MISO_IN | Internal | Summer | B3 | 75 | 2100 | 0 | 69.47 | 69.46 | 0.01 | 0
2025 | MISO_MO-IL_2_MISO_IN | MISO_MO-IL | MISO_IN | Internal | Summer | B4 | 100 | 2100 | 0 | 67.83 | 67.82 | 0.01 | 0
2025 | MISO_MO-IL_2_MISO_IN | MISO_MO-IL | MISO_IN | Internal | Summer | B5 | 200 | 2100 | 0 | 65.46 | 65.45 | 0.01 | 0
2025 | MISO_MO-IL_2_MISO_IN | MISO_MO-IL | MISO_IN | Internal | Summer | B6 | 300 | 2100 | 0 | 52.72 | 52.7 | 0.01 | 0
2025 | MISO_MO-IL_2_MISO_IN | MISO_MO-IL | MISO_IN | Internal | Summer | B7 | 400 | 2100 | 0 | 45.58 | 45.57 | 0.01 | 0
2025 | MISO_MO-IL_2_MISO_IN | MISO_MO-IL | MISO_IN | Internal | Summer | B8 | 500 | 2100 | 0 | 41.38 | 41.37 | 0.01 | 0
2025 | MISO_MO-IL_2_MISO_IN | MISO_MO-IL | MISO_IN | Internal | Summer | B9 | 800 | 2100 | 0 | 40.22 | 40.21 | 0.01 | 0
2025 | MISO_MO-IL_2_MISO_IN | MISO_MO-IL | MISO_IN | Internal | Summer | B10 | 1262 | 2100 | 829.78 | 37.71 | 37.73 | 0.01 | 0
2025 | MISO_MO-IL_2_MISO_IN | MISO_MO-IL | MISO_IN | Internal | Winter | B16 | 25 | 2100 | 0 | 68.64 | 68.64 | 0.01 | 0
2025 | MISO_MO-IL_2_MISO_IN | MISO_MO-IL | MISO_IN | Internal | Winter | B17 | 100 | 2100 | 252.1 | 53.06 | 53.08 | 0.01 | 0
2025 | MISO_MO-IL_2_MISO_IN | MISO_MO-IL | MISO_IN | Internal | Winter | B18 | 400 | 2100 | 0 | 47.79 | 47.78 | 0.01 | 0
2025 | MISO_MO-IL_2_MISO_IN | MISO_MO-IL | MISO_IN | Internal | Winter | B19 | 700 | 2100 | 0 | 44.04 | 44.03 | 0.01 | 0
2025 | MISO_MO-IL_2_MISO_IN | MISO_MO-IL | MISO_IN | Internal | Winter | B20 | 935 | 2100 | 1100.82 | 41.11 | 41.12 | 0.01 | 0
2025 | MISO_MO-IL_2_MISO_W | MISO_MO-IL | MISO_W | Internal | Shoulder | B11 | 25 | 960 | 960 | 62.65 | 70.64 | 0.01 | 7.98
2025 | MISO_MO-IL_2_MISO_W | MISO_MO-IL | MISO_W | Internal | Shoulder | B12 | 200 | 960 | 0 | 51.29 | 51.28 | 0.01 | 0
2025 | MISO_MO-IL_2_MISO_W | MISO_MO-IL | MISO_W | Internal | Shoulder | B13 | 600 | 960 | 278.94 | 46.56 | 46.57 | 0.01 | 0
2025 | MISO_MO-IL_2_MISO_W | MISO_MO-IL | MISO_W | Internal | Shoulder | B14 | 900 | 960 | 960 | 44.42 | 44.52 | 0.01 | 0.08
2025 | MISO_MO-IL_2_MISO_W | MISO_MO-IL | MISO_W | Internal | Shoulder | B15 | 1203 | 960 | 960 | 41.22 | 41.25 | 0.01 | 0.01
2025 | MISO_MO-IL_2_MISO_W | MISO_MO-IL | MISO_W | Internal | Summer | B1 | 10 | 960 | 0 | 91.83 | 91.82 | 0.01 | 0
2025 | MISO_MO-IL_2_MISO_W | MISO_MO-IL | MISO_W | Internal | Summer | B2 | 25 | 960 | 960 | 72.8 | 75.57 | 0.01 | 2.76
2025 | MISO_MO-IL_2_MISO_W | MISO_MO-IL | MISO_W | Internal | Summer | B3 | 75 | 960 | 960 | 69.47 | 71.95 | 0.01 | 2.47
2025 | MISO_MO-IL_2_MISO_W | MISO_MO-IL | MISO_W | Internal | Summer | B4 | 100 | 960 | 960 | 67.83 | 71.68 | 0.01 | 3.84
2025 | MISO_MO-IL_2_MISO_W | MISO_MO-IL | MISO_W | Internal | Summer | B5 | 200 | 960 | 960 | 65.46 | 70.66 | 0.01 | 5.19
2025 | MISO_MO-IL_2_MISO_W | MISO_MO-IL | MISO_W | Internal | Summer | B6 | 300 | 960 | 960 | 52.72 | 58.1 | 0.01 | 5.37
2025 | MISO_MO-IL_2_MISO_W | MISO_MO-IL | MISO_W | Internal | Summer | B7 | 400 | 960 | 960 | 45.58 | 46.58 | 0.01 | 0.99
2025 | MISO_MO-IL_2_MISO_W | MISO_MO-IL | MISO_W | Internal | Summer | B8 | 500 | 960 | 960 | 41.38 | 42.55 | 0.01 | 1.15
2025 | MISO_MO-IL_2_MISO_W | MISO_MO-IL | MISO_W | Internal | Summer | B9 | 800 | 960 | 960 | 40.22 | 40.79 | 0.01 | 0.55
2025 | MISO_MO-IL_2_MISO_W | MISO_MO-IL | MISO_W | Internal | Summer | B10 | 1262 | 960 | 0 | 37.71 | 37.7 | 0.01 | 0
2025 | MISO_MO-IL_2_MISO_W | MISO_MO-IL | MISO_W | Internal | Winter | B16 | 25 | 960 | 0 | 68.64 | 68.63 | 0.01 | 0
2025 | MISO_MO-IL_2_MISO_W | MISO_MO-IL | MISO_W | Internal | Winter | B17 | 100 | 960 | 0 | 53.06 | 53.05 | 0.01 | 0
2025 | MISO_MO-IL_2_MISO_W | MISO_MO-IL | MISO_W | Internal | Winter | B18 | 400 | 960 | 960 | 47.79 | 47.83 | 0.01 | 0.03
2025 | MISO_MO-IL_2_MISO_W | MISO_MO-IL | MISO_W | Internal | Winter | B19 | 700 | 960 | 960 | 44.04 | 47.38 | 0.01 | 3.33
2025 | MISO_MO-IL_2_MISO_W | MISO_MO-IL | MISO_W | Internal | Winter | B20 | 935 | 960 | 0 | 41.11 | 41.1 | 0.01 | 0
2025 | MISO_MO-IL_2_PJM_ROR | MISO_MO-IL | PJM_ROR | Internal | Shoulder | B11 | 25 | 1212 | 0 | 62.65 | 60.21 | 2 | 0
2025 | MISO_MO-IL_2_PJM_ROR | MISO_MO-IL | PJM_ROR | Internal | Shoulder | B12 | 200 | 1212 | 0 | 51.29 | 52.2 | 2 | 0
2025 | MISO_MO-IL_2_PJM_ROR | MISO_MO-IL | PJM_ROR | Internal | Shoulder | B13 | 600 | 1212 | 0 | 46.56 | 45.75 | 2 | 0
2025 | MISO_MO-IL_2_PJM_ROR | MISO_MO-IL | PJM_ROR | Internal | Shoulder | B14 | 900 | 1212 | 0 | 44.42 | 44.08 | 2 | 0
2025 | MISO_MO-IL_2_PJM_ROR | MISO_MO-IL | PJM_ROR | Internal | Shoulder | B15 | 1203 | 1212 | 0 | 41.22 | 40.55 | 2 | 0
2025 | MISO_MO-IL_2_PJM_ROR | MISO_MO-IL | PJM_ROR | Internal | Summer | B1 | 10 | 1212 | 645.79 | 91.83 | 93.83 | 2 | 0
2025 | MISO_MO-IL_2_PJM_ROR | MISO_MO-IL | PJM_ROR | Internal | Summer | B2 | 25 | 1212 | 269.84 | 72.8 | 74.8 | 2 | 0
2025 | MISO_MO-IL_2_PJM_ROR | MISO_MO-IL | PJM_ROR | Internal | Summer | B3 | 75 | 1212 | 0 | 69.47 | 68.7 | 2 | 0
2025 | MISO_MO-IL_2_PJM_ROR | MISO_MO-IL | PJM_ROR | Internal | Summer | B4 | 100 | 1212 | 0 | 67.83 | 68.15 | 2 | 0
2025 | MISO_MO-IL_2_PJM_ROR | MISO_MO-IL | PJM_ROR | Internal | Summer | B5 | 200 | 1212 | 0 | 65.46 | 63.46 | 2 | 0
2025 | MISO_MO-IL_2_PJM_ROR | MISO_MO-IL | PJM_ROR | Internal | Summer | B6 | 300 | 1212 | 0 | 52.72 | 52.88 | 2 | 0
2025 | MISO_MO-IL_2_PJM_ROR | MISO_MO-IL | PJM_ROR | Internal | Summer | B7 | 400 | 1212 | 0 | 45.58 | 44.63 | 2 | 0
2025 | MISO_MO-IL_2_PJM_ROR | MISO_MO-IL | PJM_ROR | Internal | Summer | B8 | 500 | 1212 | 0 | 41.38 | 41.58 | 2 | 0
2025 | MISO_MO-IL_2_PJM_ROR | MISO_MO-IL | PJM_ROR | Internal | Summer | B9 | 800 | 1212 | 0 | 40.22 | 38.79 | 2 | 0
2025 | MISO_MO-IL_2_PJM_ROR | MISO_MO-IL | PJM_ROR | Internal | Summer | B10 | 1262 | 1212 | 0 | 37.71 | 37.51 | 2 | 0
2025 | MISO_MO-IL_2_PJM_ROR | MISO_MO-IL | PJM_ROR | Internal | Winter | B16 | 25 | 1212 | 0 | 68.64 | 70.63 | 2 | 0
2025 | MISO_MO-IL_2_PJM_ROR | MISO_MO-IL | PJM_ROR | Internal | Winter | B17 | 100 | 1212 | 58.25 | 53.06 | 55.06 | 2 | 0
2025 | MISO_MO-IL_2_PJM_ROR | MISO_MO-IL | PJM_ROR | Internal | Winter | B18 | 400 | 1212 | 0 | 47.79 | 49.75 | 2 | 0
2025 | MISO_MO-IL_2_PJM_ROR | MISO_MO-IL | PJM_ROR | Internal | Winter | B19 | 700 | 1212 | 0 | 44.04 | 45.38 | 2 | 0
2025 | MISO_MO-IL_2_PJM_ROR | MISO_MO-IL | PJM_ROR | Internal | Winter | B20 | 935 | 1212 | 0 | 41.11 | 41.86 | 2 | 0
2025 | MISO_MO-IL_2_SPP_N | MISO_MO-IL | SPP_N | Internal | Shoulder | B11 | 25 | 2000 | 118.11 | 62.65 | 70.65 | 8 | 0
2025 | MISO_MO-IL_2_SPP_N | MISO_MO-IL | SPP_N | Internal | Shoulder | B12 | 200 | 2000 | 0 | 51.29 | 51.29 | 8 | 0
2025 | MISO_MO-IL_2_SPP_N | MISO_MO-IL | SPP_N | Internal | Shoulder | B13 | 600 | 2000 | 0 | 46.56 | 46.58 | 8 | 0
2025 | MISO_MO-IL_2_SPP_N | MISO_MO-IL | SPP_N | Internal | Shoulder | B14 | 900 | 2000 | 0 | 44.42 | 45.88 | 8 | 0
2025 | MISO_MO-IL_2_SPP_N | MISO_MO-IL | SPP_N | Internal | Shoulder | B15 | 1203 | 2000 | 0 | 41.22 | 44.87 | 8 | 0
2025 | MISO_MO-IL_2_SPP_N | MISO_MO-IL | SPP_N | Internal | Summer | B1 | 10 | 2000 | 0 | 91.83 | 91.83 | 8 | 0
2025 | MISO_MO-IL_2_SPP_N | MISO_MO-IL | SPP_N | Internal | Summer | B2 | 25 | 2000 | 0 | 72.8 | 76.95 | 8 | 0
2025 | MISO_MO-IL_2_SPP_N | MISO_MO-IL | SPP_N | Internal | Summer | B3 | 75 | 2000 | 0 | 69.47 | 74.03 | 8 | 0
2025 | MISO_MO-IL_2_SPP_N | MISO_MO-IL | SPP_N | Internal | Summer | B4 | 100 | 2000 | 0 | 67.83 | 74.03 | 8 | 0
2025 | MISO_MO-IL_2_SPP_N | MISO_MO-IL | SPP_N | Internal | Summer | B5 | 200 | 2000 | 146.36 | 65.46 | 73.46 | 8 | 0
2025 | MISO_MO-IL_2_SPP_N | MISO_MO-IL | SPP_N | Internal | Summer | B6 | 300 | 2000 | 2000 | 52.72 | 62.55 | 8 | 1.84
2025 | MISO_MO-IL_2_SPP_N | MISO_MO-IL | SPP_N | Internal | Summer | B7 | 400 | 2000 | 1816.24 | 45.58 | 53.58 | 8 | 0
2025 | MISO_MO-IL_2_SPP_N | MISO_MO-IL | SPP_N | Internal | Summer | B8 | 500 | 2000 | 0 | 41.38 | 45.39 | 8 | 0
2025 | MISO_MO-IL_2_SPP_N | MISO_MO-IL | SPP_N | Internal | Summer | B9 | 800 | 2000 | 0 | 40.22 | 43.41 | 8 | 0
2025 | MISO_MO-IL_2_SPP_N | MISO_MO-IL | SPP_N | Internal | Summer | B10 | 1262 | 2000 | 0 | 37.71 | 40.35 | 8 | 0
2025 | MISO_MO-IL_2_SPP_N | MISO_MO-IL | SPP_N | Internal | Winter | B16 | 25 | 2000 | 0 | 68.64 | 68.64 | 8 | 0
2025 | MISO_MO-IL_2_SPP_N | MISO_MO-IL | SPP_N | Internal | Winter | B17 | 100 | 2000 | 0 | 53.06 | 50.21 | 8 | 0
2025 | MISO_MO-IL_2_SPP_N | MISO_MO-IL | SPP_N | Internal | Winter | B18 | 400 | 2000 | 0 | 47.79 | 48.02 | 8 | 0
2025 | MISO_MO-IL_2_SPP_N | MISO_MO-IL | SPP_N | Internal | Winter | B19 | 700 | 2000 | 0 | 44.04 | 48.02 | 8 | 0
2025 | MISO_MO-IL_2_SPP_N | MISO_MO-IL | SPP_N | Internal | Winter | B20 | 935 | 2000 | 0 | 41.11 | 44.73 | 8 | 0
2025 | MISO_MO-IL_2_TVA_Transmission | MISO_MO-IL | TVA_Transmission | Internal | Shoulder | B11 | 25 | 4000 | 0 | 62.65 | 66 | 8 | 0
2025 | MISO_MO-IL_2_TVA_Transmission | MISO_MO-IL | TVA_Transmission | Internal | Shoulder | B12 | 200 | 4000 | 0 | 51.29 | 52.96 | 8 | 0
2025 | MISO_MO-IL_2_TVA_Transmission | MISO_MO-IL | TVA_Transmission | Internal | Shoulder | B13 | 600 | 4000 | 0 | 46.56 | 49.27 | 8 | 0
2025 | MISO_MO-IL_2_TVA_Transmission | MISO_MO-IL | TVA_Transmission | Internal | Shoulder | B14 | 900 | 4000 | 0 | 44.42 | 47.79 | 8 | 0
2025 | MISO_MO-IL_2_TVA_Transmission | MISO_MO-IL | TVA_Transmission | Internal | Shoulder | B15 | 1203 | 4000 | 0 | 41.22 | 46.54 | 8 | 0
2025 | MISO_MO-IL_2_TVA_Transmission | MISO_MO-IL | TVA_Transmission | Internal | Summer | B1 | 10 | 4000 | 0 | 91.83 | 91.37 | 8 | 0
2025 | MISO_MO-IL_2_TVA_Transmission | MISO_MO-IL | TVA_Transmission | Internal | Summer | B2 | 25 | 4000 | 566.61 | 72.8 | 80.8 | 8 | 0
2025 | MISO_MO-IL_2_TVA_Transmission | MISO_MO-IL | TVA_Transmission | Internal | Summer | B3 | 75 | 4000 | 0 | 69.47 | 74.7 | 8 | 0
2025 | MISO_MO-IL_2_TVA_Transmission | MISO_MO-IL | TVA_Transmission | Internal | Summer | B4 | 100 | 4000 | 0 | 67.83 | 74.15 | 8 | 0
2025 | MISO_MO-IL_2_TVA_Transmission | MISO_MO-IL | TVA_Transmission | Internal | Summer | B5 | 200 | 4000 | 0 | 65.46 | 69.46 | 8 | 0
2025 | MISO_MO-IL_2_TVA_Transmission | MISO_MO-IL | TVA_Transmission | Internal | Summer | B6 | 300 | 4000 | 0 | 52.72 | 58.88 | 8 | 0
2025 | MISO_MO-IL_2_TVA_Transmission | MISO_MO-IL | TVA_Transmission | Internal | Summer | B7 | 400 | 4000 | 0 | 45.58 | 50.63 | 8 | 0
2025 | MISO_MO-IL_2_TVA_Transmission | MISO_MO-IL | TVA_Transmission | Internal | Summer | B8 | 500 | 4000 | 0 | 41.38 | 46.16 | 8 | 0
2025 | MISO_MO-IL_2_TVA_Transmission | MISO_MO-IL | TVA_Transmission | Internal | Summer | B9 | 800 | 4000 | 0 | 40.22 | 43.27 | 8 | 0
2025 | MISO_MO-IL_2_TVA_Transmission | MISO_MO-IL | TVA_Transmission | Internal | Summer | B10 | 1262 | 4000 | 0 | 37.71 | 42.46 | 8 | 0
2025 | MISO_MO-IL_2_TVA_Transmission | MISO_MO-IL | TVA_Transmission | Internal | Winter | B16 | 25 | 4000 | 0 | 68.64 | 76.63 | 8 | 0
2025 | MISO_MO-IL_2_TVA_Transmission | MISO_MO-IL | TVA_Transmission | Internal | Winter | B17 | 100 | 4000 | 0 | 53.06 | 55.55 | 8 | 0
2025 | MISO_MO-IL_2_TVA_Transmission | MISO_MO-IL | TVA_Transmission | Internal | Winter | B18 | 400 | 4000 | 0 | 47.79 | 51 | 8 | 0
2025 | MISO_MO-IL_2_TVA_Transmission | MISO_MO-IL | TVA_Transmission | Internal | Winter | B19 | 700 | 4000 | 0 | 44.04 | 48.63 | 8 | 0
2025 | MISO_MO-IL_2_TVA_Transmission | MISO_MO-IL | TVA_Transmission | Internal | Winter | B20 | 935 | 4000 | 0 | 41.11 | 45.97 | 8 | 0
2025 | MISO_W_2_MAPP_CA | MISO_W | MAPP_CA | Internal | Shoulder | B11 | 25 | 700 | 0 | 70.64 | 56.64 | 0.01 | 0
2025 | MISO_W_2_MAPP_CA | MISO_W | MAPP_CA | Internal | Shoulder | B12 | 200 | 700 | 0 | 51.28 | 51.27 | 0.01 | 0
2025 | MISO_W_2_MAPP_CA | MISO_W | MAPP_CA | Internal | Shoulder | B13 | 600 | 700 | 0 | 46.57 | 46.56 | 0.01 | 0
2025 | MISO_W_2_MAPP_CA | MISO_W | MAPP_CA | Internal | Shoulder | B14 | 900 | 700 | 700 | 44.52 | 46.51 | 0.01 | 1.97
2025 | MISO_W_2_MAPP_CA | MISO_W | MAPP_CA | Internal | Shoulder | B15 | 1203 | 700 | 700 | 41.25 | 46.51 | 0.01 | 5.25
2025 | MISO_W_2_MAPP_CA | MISO_W | MAPP_CA | Internal | Summer | B1 | 10 | 700 | 0 | 91.82 | 73.83 | 0.01 | 0
2025 | MISO_W_2_MAPP_CA | MISO_W | MAPP_CA | Internal | Summer | B2 | 25 | 700 | 0 | 75.57 | 61.57 | 0.01 | 0
2025 | MISO_W_2_MAPP_CA | MISO_W | MAPP_CA | Internal | Summer | B3 | 75 | 700 | 0 | 71.95 | 59 | 0.01 | 0
2025 | MISO_W_2_MAPP_CA | MISO_W | MAPP_CA | Internal | Summer | B4 | 100 | 700 | 0 | 71.68 | 58.91 | 0.01 | 0
2025 | MISO_W_2_MAPP_CA | MISO_W | MAPP_CA | Internal | Summer | B5 | 200 | 700 | 0 | 70.66 | 54.9 | 0.01 | 0
2025 | MISO_W_2_MAPP_CA | MISO_W | MAPP_CA | Internal | Summer | B6 | 300 | 700 | 0 | 58.1 | 49.89 | 0.01 | 0
2025 | MISO_W_2_MAPP_CA | MISO_W | MAPP_CA | Internal | Summer | B7 | 400 | 700 | 0 | 46.58 | 46.57 | 0.01 | 0
2025 | MISO_W_2_MAPP_CA | MISO_W | MAPP_CA | Internal | Summer | B8 | 500 | 700 | 0 | 42.55 | 42.54 | 0.01 | 0
2025 | MISO_W_2_MAPP_CA | MISO_W | MAPP_CA | Internal | Summer | B9 | 800 | 700 | 700 | 40.79 | 42.54 | 0.01 | 1.74
2025 | MISO_W_2_MAPP_CA | MISO_W | MAPP_CA | Internal | Summer | B10 | 1262 | 700 | 700 | 37.7 | 42.54 | 0.01 | 4.82
2025 | MISO_W_2_MAPP_CA | MISO_W | MAPP_CA | Internal | Winter | B16 | 25 | 700 | 0 | 68.63 | 68.62 | 0.01 | 0
2025 | MISO_W_2_MAPP_CA | MISO_W | MAPP_CA | Internal | Winter | B17 | 100 | 700 | 0 | 53.05 | 53.04 | 0.01 | 0
2025 | MISO_W_2_MAPP_CA | MISO_W | MAPP_CA | Internal | Winter | B18 | 400 | 700 | 700 | 47.83 | 49.89 | 0.01 | 2.04
2025 | MISO_W_2_MAPP_CA | MISO_W | MAPP_CA | Internal | Winter | B19 | 700 | 700 | 700 | 47.38 | 49.89 | 0.01 | 2.49
2025 | MISO_W_2_MAPP_CA | MISO_W | MAPP_CA | Internal | Winter | B20 | 935 | 700 | 700 | 41.1 | 49.89 | 0.01 | 8.77
2025 | MISO_W_2_MISO_MO-IL | MISO_W | MISO_MO-IL | Internal | Shoulder | B11 | 25 | 3800 | 0 | 70.64 | 62.65 | 0.01 | 0
2025 | MISO_W_2_MISO_MO-IL | MISO_W | MISO_MO-IL | Internal | Shoulder | B12 | 200 | 3800 | 17.83 | 51.28 | 51.29 | 0.01 | 0
2025 | MISO_W_2_MISO_MO-IL | MISO_W | MISO_MO-IL | Internal | Shoulder | B13 | 600 | 3800 | 0 | 46.57 | 46.56 | 0.01 | 0
2025 | MISO_W_2_MISO_MO-IL | MISO_W | MISO_MO-IL | Internal | Shoulder | B14 | 900 | 3800 | 0 | 44.52 | 44.42 | 0.01 | 0
2025 | MISO_W_2_MISO_MO-IL | MISO_W | MISO_MO-IL | Internal | Shoulder | B15 | 1203 | 3800 | 0 | 41.25 | 41.22 | 0.01 | 0
2025 | MISO_W_2_MISO_MO-IL | MISO_W | MISO_MO-IL | Internal | Summer | B1 | 10 | 3800 | 55.21 | 91.82 | 91.83 | 0.01 | 0
2025 | MISO_W_2_MISO_MO-IL | MISO_W | MISO_MO-IL | Internal | Summer | B2 | 25 | 3800 | 0 | 75.57 | 72.8 | 0.01 | 0
2025 | MISO_W_2_MISO_MO-IL | MISO_W | MISO_MO-IL | Internal | Summer | B3 | 75 | 3800 | 0 | 71.95 | 69.47 | 0.01 | 0
2025 | MISO_W_2_MISO_MO-IL | MISO_W | MISO_MO-IL | Internal | Summer | B4 | 100 | 3800 | 0 | 71.68 | 67.83 | 0.01 | 0
2025 | MISO_W_2_MISO_MO-IL | MISO_W | MISO_MO-IL | Internal | Summer | B5 | 200 | 3800 | 0 | 70.66 | 65.46 | 0.01 | 0
2025 | MISO_W_2_MISO_MO-IL | MISO_W | MISO_MO-IL | Internal | Summer | B6 | 300 | 3800 | 0 | 58.1 | 52.72 | 0.01 | 0
2025 | MISO_W_2_MISO_MO-IL | MISO_W | MISO_MO-IL | Internal | Summer | B7 | 400 | 3800 | 0 | 46.58 | 45.58 | 0.01 | 0
2025 | MISO_W_2_MISO_MO-IL | MISO_W | MISO_MO-IL | Internal | Summer | B8 | 500 | 3800 | 0 | 42.55 | 41.38 | 0.01 | 0
2025 | MISO_W_2_MISO_MO-IL | MISO_W | MISO_MO-IL | Internal | Summer | B9 | 800 | 3800 | 0 | 40.79 | 40.22 | 0.01 | 0
2025 | MISO_W_2_MISO_MO-IL | MISO_W | MISO_MO-IL | Internal | Summer | B10 | 1262 | 3800 | 1490.73 | 37.7 | 37.71 | 0.01 | 0
2025 | MISO_W_2_MISO_MO-IL | MISO_W | MISO_MO-IL | Internal | Winter | B16 | 25 | 3800 | 1775.6 | 68.63 | 68.64 | 0.01 | 0
2025 | MISO_W_2_MISO_MO-IL | MISO_W | MISO_MO-IL | Internal | Winter | B17 | 100 | 3800 | 1205.75 | 53.05 | 53.06 | 0.01 | 0
2025 | MISO_W_2_MISO_MO-IL | MISO_W | MISO_MO-IL | Internal | Winter | B18 | 400 | 3800 | 0 | 47.83 | 47.79 | 0.01 | 0
2025 | MISO_W_2_MISO_MO-IL | MISO_W | MISO_MO-IL | Internal | Winter | B19 | 700 | 3800 | 0 | 47.38 | 44.04 | 0.01 | 0
2025 | MISO_W_2_MISO_MO-IL | MISO_W | MISO_MO-IL | Internal | Winter | B20 | 935 | 3800 | 956.51 | 41.1 | 41.11 | 0.01 | 0
2025 | MISO_W_2_MISO_WUMS | MISO_W | MISO_WUMS | Internal | Shoulder | B11 | 25 | 1629 | 0 | 70.64 | 62.21 | 0.01 | 0
2025 | MISO_W_2_MISO_WUMS | MISO_W | MISO_WUMS | Internal | Shoulder | B12 | 200 | 1629 | 0 | 51.28 | 51.27 | 0.01 | 0
2025 | MISO_W_2_MISO_WUMS | MISO_W | MISO_WUMS | Internal | Shoulder | B13 | 600 | 1629 | 0 | 46.57 | 45.29 | 0.01 | 0
2025 | MISO_W_2_MISO_WUMS | MISO_W | MISO_WUMS | Internal | Shoulder | B14 | 900 | 1629 | 0 | 44.52 | 42.34 | 0.01 | 0
2025 | MISO_W_2_MISO_WUMS | MISO_W | MISO_WUMS | Internal | Shoulder | B15 | 1203 | 1629 | 0 | 41.25 | 41.23 | 0.01 | 0
2025 | MISO_W_2_MISO_WUMS | MISO_W | MISO_WUMS | Internal | Summer | B1 | 10 | 1629 | 0 | 91.82 | 66.91 | 0.01 | 0
2025 | MISO_W_2_MISO_WUMS | MISO_W | MISO_WUMS | Internal | Summer | B2 | 25 | 1629 | 0 | 75.57 | 66.91 | 0.01 | 0
2025 | MISO_W_2_MISO_WUMS | MISO_W | MISO_WUMS | Internal | Summer | B3 | 75 | 1629 | 0 | 71.95 | 66.91 | 0.01 | 0
2025 | MISO_W_2_MISO_WUMS | MISO_W | MISO_WUMS | Internal | Summer | B4 | 100 | 1629 | 0 | 71.68 | 66.91 | 0.01 | 0
2025 | MISO_W_2_MISO_WUMS | MISO_W | MISO_WUMS | Internal | Summer | B5 | 200 | 1629 | 0 | 70.66 | 65.46 | 0.01 | 0
2025 | MISO_W_2_MISO_WUMS | MISO_W | MISO_WUMS | Internal | Summer | B6 | 300 | 1629 | 0 | 58.1 | 50.88 | 0.01 | 0
2025 | MISO_W_2_MISO_WUMS | MISO_W | MISO_WUMS | Internal | Summer | B7 | 400 | 1629 | 0 | 46.58 | 42.63 | 0.01 | 0
2025 | MISO_W_2_MISO_WUMS | MISO_W | MISO_WUMS | Internal | Summer | B8 | 500 | 1629 | 0 | 42.55 | 40.34 | 0.01 | 0
2025 | MISO_W_2_MISO_WUMS | MISO_W | MISO_WUMS | Internal | Summer | B9 | 800 | 1629 | 0 | 40.79 | 40.34 | 0.01 | 0
2025 | MISO_W_2_MISO_WUMS | MISO_W | MISO_WUMS | Internal | Summer | B10 | 1262 | 1629 | 0 | 37.7 | 37.69 | 0.01 | 0
2025 | MISO_W_2_MISO_WUMS | MISO_W | MISO_WUMS | Internal | Winter | B16 | 25 | 1629 | 0.1 | 68.63 | 68.63 | 0.01 | 0
2025 | MISO_W_2_MISO_WUMS | MISO_W | MISO_WUMS | Internal | Winter | B17 | 100 | 1629 | 69.71 | 53.05 | 53.06 | 0.01 | 0
2025 | MISO_W_2_MISO_WUMS | MISO_W | MISO_WUMS | Internal | Winter | B18 | 400 | 1629 | 0 | 47.83 | 47.82 | 0.01 | 0
2025 | MISO_W_2_MISO_WUMS | MISO_W | MISO_WUMS | Internal | Winter | B19 | 700 | 1629 | 0 | 47.38 | 44.81 | 0.01 | 0
2025 | MISO_W_2_MISO_WUMS | MISO_W | MISO_WUMS | Internal | Winter | B20 | 935 | 1629 | 201.5 | 41.1 | 41.11 | 0.01 | 0
2025 | MISO_W_2_NE | MISO_W | NE | Internal | Shoulder | B11 | 25 | 2800 | 0 | 70.64 | 70.64 | 7 | 0
2025 | MISO_W_2_NE | MISO_W | NE | Internal | Shoulder | B12 | 200 | 2800 | 0 | 51.28 | 51.28 | 7 | 0
2025 | MISO_W_2_NE | MISO_W | NE | Internal | Shoulder | B13 | 600 | 2800 | 0 | 46.57 | 46.57 | 7 | 0
2025 | MISO_W_2_NE | MISO_W | NE | Internal | Shoulder | B14 | 900 | 2800 | 0 | 44.52 | 45.89 | 7 | 0
2025 | MISO_W_2_NE | MISO_W | NE | Internal | Shoulder | B15 | 1203 | 2800 | 0 | 41.25 | 44.85 | 7 | 0
2025 | MISO_W_2_NE | MISO_W | NE | Internal | Summer | B1 | 10 | 2800 | 0 | 91.82 | 91.82 | 7 | 0
2025 | MISO_W_2_NE | MISO_W | NE | Internal | Summer | B2 | 25 | 2800 | 0 | 75.57 | 75.57 | 7 | 0
2025 | MISO_W_2_NE | MISO_W | NE | Internal | Summer | B3 | 75 | 2800 | 0 | 71.95 | 73 | 7 | 0
2025 | MISO_W_2_NE | MISO_W | NE | Internal | Summer | B4 | 100 | 2800 | 0 | 71.68 | 72.91 | 7 | 0
2025 | MISO_W_2_NE | MISO_W | NE | Internal | Summer | B5 | 200 | 2800 | 0 | 70.66 | 71.39 | 7 | 0
2025 | MISO_W_2_NE | MISO_W | NE | Internal | Summer | B6 | 300 | 2800 | 0 | 58.1 | 62.54 | 7 | 0
2025 | MISO_W_2_NE | MISO_W | NE | Internal | Summer | B7 | 400 | 2800 | 0 | 46.58 | 53.09 | 7 | 0
2025 | MISO_W_2_NE | MISO_W | NE | Internal | Summer | B8 | 500 | 2800 | 0 | 42.55 | 43.4 | 7 | 0
2025 | MISO_W_2_NE | MISO_W | NE | Internal | Summer | B9 | 800 | 2800 | 0 | 40.79 | 43.4 | 7 | 0
2025 | MISO_W_2_NE | MISO_W | NE | Internal | Summer | B10 | 1262 | 2800 | 0 | 37.7 | 40.34 | 7 | 0
2025 | MISO_W_2_NE | MISO_W | NE | Internal | Winter | B16 | 25 | 2800 | 0 | 68.63 | 68.63 | 7 | 0
2025 | MISO_W_2_NE | MISO_W | NE | Internal | Winter | B17 | 100 | 2800 | 0 | 53.05 | 50.2 | 7 | 0
2025 | MISO_W_2_NE | MISO_W | NE | Internal | Winter | B18 | 400 | 2800 | 0 | 47.83 | 48.01 | 7 | 0
2025 | MISO_W_2_NE | MISO_W | NE | Internal | Winter | B19 | 700 | 2800 | 0 | 47.38 | 48.01 | 7 | 0
2025 | MISO_W_2_NE | MISO_W | NE | Internal | Winter | B20 | 935 | 2800 | 0 | 41.1 | 44.72 | 7 | 0
2025 | MISO_W_2_PJM_ROR | MISO_W | PJM_ROR | Internal | Shoulder | B11 | 25 | 773 | 0 | 70.64 | 60.21 | 2 | 0
2025 | MISO_W_2_PJM_ROR | MISO_W | PJM_ROR | Internal | Shoulder | B12 | 200 | 773 | 0 | 51.28 | 52.2 | 2 | 0
2025 | MISO_W_2_PJM_ROR | MISO_W | PJM_ROR | Internal | Shoulder | B13 | 600 | 773 | 0 | 46.57 | 45.75 | 2 | 0
2025 | MISO_W_2_PJM_ROR | MISO_W | PJM_ROR | Internal | Shoulder | B14 | 900 | 773 | 0 | 44.52 | 44.08 | 2 | 0
2025 | MISO_W_2_PJM_ROR | MISO_W | PJM_ROR | Internal | Shoulder | B15 | 1203 | 773 | 0 | 41.25 | 40.55 | 2 | 0
2025 | MISO_W_2_PJM_ROR | MISO_W | PJM_ROR | Internal | Summer | B1 | 10 | 773 | 772.97 | 91.82 | 93.83 | 2 | 0.01
2025 | MISO_W_2_PJM_ROR | MISO_W | PJM_ROR | Internal | Summer | B2 | 25 | 773 | 0 | 75.57 | 74.8 | 2 | 0
2025 | MISO_W_2_PJM_ROR | MISO_W | PJM_ROR | Internal | Summer | B3 | 75 | 773 | 0 | 71.95 | 68.7 | 2 | 0
2025 | MISO_W_2_PJM_ROR | MISO_W | PJM_ROR | Internal | Summer | B4 | 100 | 773 | 0 | 71.68 | 68.15 | 2 | 0
2025 | MISO_W_2_PJM_ROR | MISO_W | PJM_ROR | Internal | Summer | B5 | 200 | 773 | 0 | 70.66 | 63.46 | 2 | 0
2025 | MISO_W_2_PJM_ROR | MISO_W | PJM_ROR | Internal | Summer | B6 | 300 | 773 | 0 | 58.1 | 52.88 | 2 | 0
2025 | MISO_W_2_PJM_ROR | MISO_W | PJM_ROR | Internal | Summer | B7 | 400 | 773 | 0 | 46.58 | 44.63 | 2 | 0
2025 | MISO_W_2_PJM_ROR | MISO_W | PJM_ROR | Internal | Summer | B8 | 500 | 773 | 0 | 42.55 | 41.58 | 2 | 0
2025 | MISO_W_2_PJM_ROR | MISO_W | PJM_ROR | Internal | Summer | B9 | 800 | 773 | 0 | 40.79 | 38.79 | 2 | 0
2025 | MISO_W_2_PJM_ROR | MISO_W | PJM_ROR | Internal | Summer | B10 | 1262 | 773 | 0 | 37.7 | 37.51 | 2 | 0
2025 | MISO_W_2_PJM_ROR | MISO_W | PJM_ROR | Internal | Winter | B16 | 25 | 773 | 426.79 | 68.63 | 70.63 | 2 | 0
2025 | MISO_W_2_PJM_ROR | MISO_W | PJM_ROR | Internal | Winter | B17 | 100 | 773 | 773 | 53.05 | 55.06 | 2 | 0.01
2025 | MISO_W_2_PJM_ROR | MISO_W | PJM_ROR | Internal | Winter | B18 | 400 | 773 | 0 | 47.83 | 49.75 | 2 | 0
2025 | MISO_W_2_PJM_ROR | MISO_W | PJM_ROR | Internal | Winter | B19 | 700 | 773 | 0 | 47.38 | 45.38 | 2 | 0
2025 | MISO_W_2_PJM_ROR | MISO_W | PJM_ROR | Internal | Winter | B20 | 935 | 773 | 0 | 41.1 | 41.86 | 2 | 0
2025 | MISO_W_2_SPP_N | MISO_W | SPP_N | Internal | Shoulder | B11 | 25 | 3200 | 0 | 70.64 | 70.65 | 7 | 0
2025 | MISO_W_2_SPP_N | MISO_W | SPP_N | Internal | Shoulder | B12 | 200 | 3200 | 0 | 51.28 | 51.29 | 7 | 0
2025 | MISO_W_2_SPP_N | MISO_W | SPP_N | Internal | Shoulder | B13 | 600 | 3200 | 0 | 46.57 | 46.58 | 7 | 0
2025 | MISO_W_2_SPP_N | MISO_W | SPP_N | Internal | Shoulder | B14 | 900 | 3200 | 0 | 44.52 | 45.88 | 7 | 0
2025 | MISO_W_2_SPP_N | MISO_W | SPP_N | Internal | Shoulder | B15 | 1203 | 3200 | 0 | 41.25 | 44.87 | 7 | 0
2025 | MISO_W_2_SPP_N | MISO_W | SPP_N | Internal | Summer | B1 | 10 | 3200 | 0 | 91.82 | 91.83 | 7 | 0
2025 | MISO_W_2_SPP_N | MISO_W | SPP_N | Internal | Summer | B2 | 25 | 3200 | 0 | 75.57 | 76.95 | 7 | 0
2025 | MISO_W_2_SPP_N | MISO_W | SPP_N | Internal | Summer | B3 | 75 | 3200 | 0 | 71.95 | 74.03 | 7 | 0
2025 | MISO_W_2_SPP_N | MISO_W | SPP_N | Internal | Summer | B4 | 100 | 3200 | 0 | 71.68 | 74.03 | 7 | 0
2025 | MISO_W_2_SPP_N | MISO_W | SPP_N | Internal | Summer | B5 | 200 | 3200 | 0 | 70.66 | 73.46 | 7 | 0
2025 | MISO_W_2_SPP_N | MISO_W | SPP_N | Internal | Summer | B6 | 300 | 3200 | 0 | 58.1 | 62.55 | 7 | 0
2025 | MISO_W_2_SPP_N | MISO_W | SPP_N | Internal | Summer | B7 | 400 | 3200 | 264.8 | 46.58 | 53.58 | 7 | 0
2025 | MISO_W_2_SPP_N | MISO_W | SPP_N | Internal | Summer | B8 | 500 | 3200 | 0 | 42.55 | 45.39 | 7 | 0
2025 | MISO_W_2_SPP_N | MISO_W | SPP_N | Internal | Summer | B9 | 800 | 3200 | 0 | 40.79 | 43.41 | 7 | 0
2025 | MISO_W_2_SPP_N | MISO_W | SPP_N | Internal | Summer | B10 | 1262 | 3200 | 0 | 37.7 | 40.35 | 7 | 0
2025 | MISO_W_2_SPP_N | MISO_W | SPP_N | Internal | Winter | B16 | 25 | 3200 | 0 | 68.63 | 68.64 | 7 | 0
2025 | MISO_W_2_SPP_N | MISO_W | SPP_N | Internal | Winter | B17 | 100 | 3200 | 0 | 53.05 | 50.21 | 7 | 0
2025 | MISO_W_2_SPP_N | MISO_W | SPP_N | Internal | Winter | B18 | 400 | 3200 | 0 | 47.83 | 48.02 | 7 | 0
2025 | MISO_W_2_SPP_N | MISO_W | SPP_N | Internal | Winter | B19 | 700 | 3200 | 0 | 47.38 | 48.02 | 7 | 0
2025 | MISO_W_2_SPP_N | MISO_W | SPP_N | Internal | Winter | B20 | 935 | 3200 | 0 | 41.1 | 44.73 | 7 | 0
2025 | MISO_WUMS_2_MISO_MI | MISO_WUMS | MISO_MI | Internal | Shoulder | B11 | 25 | 99 | 0 | 62.21 | 62.21 | 0.01 | 0
2025 | MISO_WUMS_2_MISO_MI | MISO_WUMS | MISO_MI | Internal | Shoulder | B12 | 200 | 99 | 99 | 51.27 | 51.29 | 0.01 | 0.01
2025 | MISO_WUMS_2_MISO_MI | MISO_WUMS | MISO_MI | Internal | Shoulder | B13 | 600 | 99 | 99 | 45.29 | 46.56 | 0.01 | 1.25
2025 | MISO_WUMS_2_MISO_MI | MISO_WUMS | MISO_MI | Internal | Shoulder | B14 | 900 | 99 | 99 | 42.34 | 44.42 | 0.01 | 2.07
2025 | MISO_WUMS_2_MISO_MI | MISO_WUMS | MISO_MI | Internal | Shoulder | B15 | 1203 | 99 | 0 | 41.23 | 41.22 | 0.01 | 0
2025 | MISO_WUMS_2_MISO_MI | MISO_WUMS | MISO_MI | Internal | Summer | B1 | 10 | 99 | 99 | 66.91 | 91.83 | 0.01 | 24.91
2025 | MISO_WUMS_2_MISO_MI | MISO_WUMS | MISO_MI | Internal | Summer | B2 | 25 | 99 | 99 | 66.91 | 72.77 | 0.01 | 5.85
2025 | MISO_WUMS_2_MISO_MI | MISO_WUMS | MISO_MI | Internal | Summer | B3 | 75 | 99 | 99 | 66.91 | 69.45 | 0.01 | 2.52
2025 | MISO_WUMS_2_MISO_MI | MISO_WUMS | MISO_MI | Internal | Summer | B4 | 100 | 99 | 0 | 66.91 | 66.15 | 0.01 | 0
2025 | MISO_WUMS_2_MISO_MI | MISO_WUMS | MISO_MI | Internal | Summer | B5 | 200 | 99 | 0 | 65.46 | 65.44 | 0.01 | 0
2025 | MISO_WUMS_2_MISO_MI | MISO_WUMS | MISO_MI | Internal | Summer | B6 | 300 | 99 | 99 | 50.88 | 52.69 | 0.01 | 1.8
2025 | MISO_WUMS_2_MISO_MI | MISO_WUMS | MISO_MI | Internal | Summer | B7 | 400 | 99 | 99 | 42.63 | 45.58 | 0.01 | 2.94
2025 | MISO_WUMS_2_MISO_MI | MISO_WUMS | MISO_MI | Internal | Summer | B8 | 500 | 99 | 99 | 40.34 | 41.38 | 0.01 | 1.03
2025 | MISO_WUMS_2_MISO_MI | MISO_WUMS | MISO_MI | Internal | Summer | B9 | 800 | 99 | 0 | 40.34 | 40.22 | 0.01 | 0
2025 | MISO_WUMS_2_MISO_MI | MISO_WUMS | MISO_MI | Internal | Summer | B10 | 1262 | 99 | 99 | 37.69 | 37.74 | 0.01 | 0.04
2025 | MISO_WUMS_2_MISO_MI | MISO_WUMS | MISO_MI | Internal | Winter | B16 | 25 | 99 | 0.01 | 68.63 | 68.63 | 0.01 | 0
2025 | MISO_WUMS_2_MISO_MI | MISO_WUMS | MISO_MI | Internal | Winter | B17 | 100 | 99 | 99 | 53.06 | 53.09 | 0.01 | 0.01
2025 | MISO_WUMS_2_MISO_MI | MISO_WUMS | MISO_MI | Internal | Winter | B18 | 400 | 99 | 0 | 47.82 | 47.79 | 0.01 | 0
2025 | MISO_WUMS_2_MISO_MI | MISO_WUMS | MISO_MI | Internal | Winter | B19 | 700 | 99 | 0 | 44.81 | 44.04 | 0.01 | 0
2025 | MISO_WUMS_2_MISO_MI | MISO_WUMS | MISO_MI | Internal | Winter | B20 | 935 | 99 | 99 | 41.11 | 41.14 | 0.01 | 0.01
2025 | MISO_WUMS_2_MISO_W | MISO_WUMS | MISO_W | Internal | Shoulder | B11 | 25 | 1137 | 1137 | 62.21 | 70.64 | 0.01 | 8.42
2025 | MISO_WUMS_2_MISO_W | MISO_WUMS | MISO_W | Internal | Shoulder | B12 | 200 | 1137 | 927.76 | 51.27 | 51.28 | 0.01 | 0
2025 | MISO_WUMS_2_MISO_W | MISO_WUMS | MISO_W | Internal | Shoulder | B13 | 600 | 1137 | 1137 | 45.29 | 46.57 | 0.01 | 1.27
2025 | MISO_WUMS_2_MISO_W | MISO_WUMS | MISO_W | Internal | Shoulder | B14 | 900 | 1137 | 1137 | 42.34 | 44.52 | 0.01 | 2.17
2025 | MISO_WUMS_2_MISO_W | MISO_WUMS | MISO_W | Internal | Shoulder | B15 | 1203 | 1137 | 487.92 | 41.23 | 41.25 | 0.01 | 0
2025 | MISO_WUMS_2_MISO_W | MISO_WUMS | MISO_W | Internal | Summer | B1 | 10 | 1137 | 1137 | 66.91 | 91.82 | 0.01 | 24.9
2025 | MISO_WUMS_2_MISO_W | MISO_WUMS | MISO_W | Internal | Summer | B2 | 25 | 1137 | 1137 | 66.91 | 75.57 | 0.01 | 8.64
2025 | MISO_WUMS_2_MISO_W | MISO_WUMS | MISO_W | Internal | Summer | B3 | 75 | 1137 | 1137 | 66.91 | 71.95 | 0.01 | 5.03
2025 | MISO_WUMS_2_MISO_W | MISO_WUMS | MISO_W | Internal | Summer | B4 | 100 | 1137 | 1137 | 66.91 | 71.68 | 0.01 | 4.76
2025 | MISO_WUMS_2_MISO_W | MISO_WUMS | MISO_W | Internal | Summer | B5 | 200 | 1137 | 1137 | 65.46 | 70.66 | 0.01 | 5.19
2025 | MISO_WUMS_2_MISO_W | MISO_WUMS | MISO_W | Internal | Summer | B6 | 300 | 1137 | 1137 | 50.88 | 58.1 | 0.01 | 7.21
2025 | MISO_WUMS_2_MISO_W | MISO_WUMS | MISO_W | Internal | Summer | B7 | 400 | 1137 | 1137 | 42.63 | 46.58 | 0.01 | 3.94
2025 | MISO_WUMS_2_MISO_W | MISO_WUMS | MISO_W | Internal | Summer | B8 | 500 | 1137 | 1137 | 40.34 | 42.55 | 0.01 | 2.2
2025 | MISO_WUMS_2_MISO_W | MISO_WUMS | MISO_W | Internal | Summer | B9 | 800 | 1137 | 1137 | 40.34 | 40.79 | 0.01 | 0.43
2025 | MISO_WUMS_2_MISO_W | MISO_WUMS | MISO_W | Internal | Summer | B10 | 1262 | 1137 | 449.45 | 37.69 | 37.7 | 0.01 | 0
2025 | MISO_WUMS_2_MISO_W | MISO_WUMS | MISO_W | Internal | Winter | B16 | 25 | 1137 | 0 | 68.63 | 68.63 | 0.01 | 0
2025 | MISO_WUMS_2_MISO_W | MISO_WUMS | MISO_W | Internal | Winter | B17 | 100 | 1137 | 0 | 53.06 | 53.05 | 0.01 | 0
2025 | MISO_WUMS_2_MISO_W | MISO_WUMS | MISO_W | Internal | Winter | B18 | 400 | 1137 | 706.28 | 47.82 | 47.83 | 0.01 | 0
2025 | MISO_WUMS_2_MISO_W | MISO_WUMS | MISO_W | Internal | Winter | B19 | 700 | 1137 | 1137 | 44.81 | 47.38 | 0.01 | 2.56
2025 | MISO_WUMS_2_MISO_W | MISO_WUMS | MISO_W | Internal | Winter | B20 | 935 | 1137 | 0 | 41.11 | 41.1 | 0.01 | 0
2025 | MISO_WUMS_2_PJM_ROR | MISO_WUMS | PJM_ROR | Internal | Shoulder | B11 | 25 | 1600 | 0 | 62.21 | 60.21 | 2 | 0
2025 | MISO_WUMS_2_PJM_ROR | MISO_WUMS | PJM_ROR | Internal | Shoulder | B12 | 200 | 1600 | 0 | 51.27 | 52.2 | 2 | 0
2025 | MISO_WUMS_2_PJM_ROR | MISO_WUMS | PJM_ROR | Internal | Shoulder | B13 | 600 | 1600 | 0 | 45.29 | 45.75 | 2 | 0
2025 | MISO_WUMS_2_PJM_ROR | MISO_WUMS | PJM_ROR | Internal | Shoulder | B14 | 900 | 1600 | 0 | 42.34 | 44.08 | 2 | 0
2025 | MISO_WUMS_2_PJM_ROR | MISO_WUMS | PJM_ROR | Internal | Shoulder | B15 | 1203 | 1600 | 0 | 41.23 | 40.55 | 2 | 0
2025 | MISO_WUMS_2_PJM_ROR | MISO_WUMS | PJM_ROR | Internal | Summer | B1 | 10 | 1600 | 1600 | 66.91 | 93.83 | 2 | 24.92
2025 | MISO_WUMS_2_PJM_ROR | MISO_WUMS | PJM_ROR | Internal | Summer | B2 | 25 | 1600 | 1600 | 66.91 | 74.8 | 2 | 5.89
2025 | MISO_WUMS_2_PJM_ROR | MISO_WUMS | PJM_ROR | Internal | Summer | B3 | 75 | 1600 | 0 | 66.91 | 68.7 | 2 | 0
2025 | MISO_WUMS_2_PJM_ROR | MISO_WUMS | PJM_ROR | Internal | Summer | B4 | 100 | 1600 | 0 | 66.91 | 68.15 | 2 | 0
2025 | MISO_WUMS_2_PJM_ROR | MISO_WUMS | PJM_ROR | Internal | Summer | B5 | 200 | 1600 | 0 | 65.46 | 63.46 | 2 | 0
2025 | MISO_WUMS_2_PJM_ROR | MISO_WUMS | PJM_ROR | Internal | Summer | B6 | 300 | 1600 | 229.56 | 50.88 | 52.88 | 2 | 0
2025 | MISO_WUMS_2_PJM_ROR | MISO_WUMS | PJM_ROR | Internal | Summer | B7 | 400 | 1600 | 664.25 | 42.63 | 44.63 | 2 | 0
2025 | MISO_WUMS_2_PJM_ROR | MISO_WUMS | PJM_ROR | Internal | Summer | B8 | 500 | 1600 | 0 | 40.34 | 41.58 | 2 | 0
2025 | MISO_WUMS_2_PJM_ROR | MISO_WUMS | PJM_ROR | Internal | Summer | B9 | 800 | 1600 | 0 | 40.34 | 38.79 | 2 | 0
2025 | MISO_WUMS_2_PJM_ROR | MISO_WUMS | PJM_ROR | Internal | Summer | B10 | 1262 | 1600 | 0 | 37.69 | 37.51 | 2 | 0
2025 | MISO_WUMS_2_PJM_ROR | MISO_WUMS | PJM_ROR | Internal | Winter | B16 | 25 | 1600 | 20.72 | 68.63 | 70.63 | 2 | 0
2025 | MISO_WUMS_2_PJM_ROR | MISO_WUMS | PJM_ROR | Internal | Winter | B17 | 100 | 1600 | 346.02 | 53.06 | 55.06 | 2 | 0
2025 | MISO_WUMS_2_PJM_ROR | MISO_WUMS | PJM_ROR | Internal | Winter | B18 | 400 | 1600 | 0 | 47.82 | 49.75 | 2 | 0
2025 | MISO_WUMS_2_PJM_ROR | MISO_WUMS | PJM_ROR | Internal | Winter | B19 | 700 | 1600 | 0 | 44.81 | 45.38 | 2 | 0
2025 | MISO_WUMS_2_PJM_ROR | MISO_WUMS | PJM_ROR | Internal | Winter | B20 | 935 | 1600 | 0 | 41.11 | 41.86 | 2 | 0
2025 | NE_2_MISO_W | NE | MISO_W | Internal | Shoulder | B11 | 25 | 1600 | 0 | 70.64 | 70.64 | 5 | 0
2025 | NE_2_MISO_W | NE | MISO_W | Internal | Shoulder | B12 | 200 | 1600 | 0 | 51.28 | 51.28 | 5 | 0
2025 | NE_2_MISO_W | NE | MISO_W | Internal | Shoulder | B13 | 600 | 1600 | 0 | 46.57 | 46.57 | 5 | 0
2025 | NE_2_MISO_W | NE | MISO_W | Internal | Shoulder | B14 | 900 | 1600 | 0 | 45.89 | 44.52 | 5 | 0
2025 | NE_2_MISO_W | NE | MISO_W | Internal | Shoulder | B15 | 1203 | 1600 | 0 | 44.85 | 41.25 | 5 | 0
2025 | NE_2_MISO_W | NE | MISO_W | Internal | Summer | B1 | 10 | 1600 | 0 | 91.82 | 91.82 | 5 | 0
2025 | NE_2_MISO_W | NE | MISO_W | Internal | Summer | B2 | 25 | 1600 | 0 | 75.57 | 75.57 | 5 | 0
2025 | NE_2_MISO_W | NE | MISO_W | Internal | Summer | B3 | 75 | 1600 | 0 | 73 | 71.95 | 5 | 0
2025 | NE_2_MISO_W | NE | MISO_W | Internal | Summer | B4 | 100 | 1600 | 0 | 72.91 | 71.68 | 5 | 0
2025 | NE_2_MISO_W | NE | MISO_W | Internal | Summer | B5 | 200 | 1600 | 0 | 71.39 | 70.66 | 5 | 0
2025 | NE_2_MISO_W | NE | MISO_W | Internal | Summer | B6 | 300 | 1600 | 0 | 62.54 | 58.1 | 5 | 0
2025 | NE_2_MISO_W | NE | MISO_W | Internal | Summer | B7 | 400 | 1600 | 0 | 53.09 | 46.58 | 5 | 0
2025 | NE_2_MISO_W | NE | MISO_W | Internal | Summer | B8 | 500 | 1600 | 0 | 43.4 | 42.55 | 5 | 0
2025 | NE_2_MISO_W | NE | MISO_W | Internal | Summer | B9 | 800 | 1600 | 0 | 43.4 | 40.79 | 5 | 0
2025 | NE_2_MISO_W | NE | MISO_W | Internal | Summer | B10 | 1262 | 1600 | 0 | 40.34 | 37.7 | 5 | 0
2025 | NE_2_MISO_W | NE | MISO_W | Internal | Winter | B16 | 25 | 1600 | 0 | 68.63 | 68.63 | 5 | 0
2025 | NE_2_MISO_W | NE | MISO_W | Internal | Winter | B17 | 100 | 1600 | 0 | 50.2 | 53.05 | 5 | 0
2025 | NE_2_MISO_W | NE | MISO_W | Internal | Winter | B18 | 400 | 1600 | 0 | 48.01 | 47.83 | 5 | 0
2025 | NE_2_MISO_W | NE | MISO_W | Internal | Winter | B19 | 700 | 1600 | 0 | 48.01 | 47.38 | 5 | 0
2025 | NE_2_MISO_W | NE | MISO_W | Internal | Winter | B20 | 935 | 1600 | 0 | 44.72 | 41.1 | 5 | 0
2025 | NE_2_SPP_N | NE | SPP_N | Internal | Shoulder | B11 | 25 | 1800 | 1392.7 | 70.64 | 70.65 | 0.01 | 0
2025 | NE_2_SPP_N | NE | SPP_N | Internal | Shoulder | B12 | 200 | 1800 | 284.14 | 51.28 | 51.29 | 0.01 | 0
2025 | NE_2_SPP_N | NE | SPP_N | Internal | Shoulder | B13 | 600 | 1800 | 165.54 | 46.57 | 46.58 | 0.01 | 0
2025 | NE_2_SPP_N | NE | SPP_N | Internal | Shoulder | B14 | 900 | 1800 | 0 | 45.89 | 45.88 | 0.01 | 0
2025 | NE_2_SPP_N | NE | SPP_N | Internal | Shoulder | B15 | 1203 | 1800 | 531.17 | 44.85 | 44.87 | 0.01 | 0
2025 | NE_2_SPP_N | NE | SPP_N | Internal | Summer | B1 | 10 | 1800 | 925.83 | 91.82 | 91.83 | 0.01 | 0
2025 | NE_2_SPP_N | NE | SPP_N | Internal | Summer | B2 | 25 | 1800 | 1800 | 75.57 | 76.95 | 0.01 | 1.38
2025 | NE_2_SPP_N | NE | SPP_N | Internal | Summer | B3 | 75 | 1800 | 1800 | 73 | 74.03 | 0.01 | 1.01
2025 | NE_2_SPP_N | NE | SPP_N | Internal | Summer | B4 | 100 | 1800 | 1800 | 72.91 | 74.03 | 0.01 | 1.1
2025 | NE_2_SPP_N | NE | SPP_N | Internal | Summer | B5 | 200 | 1800 | 1800 | 71.39 | 73.46 | 0.01 | 2.06
2025 | NE_2_SPP_N | NE | SPP_N | Internal | Summer | B6 | 300 | 1800 | 1391.3 | 62.54 | 62.55 | 0.01 | 0
2025 | NE_2_SPP_N | NE | SPP_N | Internal | Summer | B7 | 400 | 1800 | 1800 | 53.09 | 53.58 | 0.01 | 0.48
2025 | NE_2_SPP_N | NE | SPP_N | Internal | Summer | B8 | 500 | 1800 | 1800 | 43.4 | 45.39 | 0.01 | 1.97
2025 | NE_2_SPP_N | NE | SPP_N | Internal | Summer | B9 | 800 | 1800 | 1745.31 | 43.4 | 43.41 | 0.01 | 0
2025 | NE_2_SPP_N | NE | SPP_N | Internal | Summer | B10 | 1262 | 1800 | 1740.86 | 40.34 | 40.35 | 0.01 | 0
2025 | NE_2_SPP_N | NE | SPP_N | Internal | Winter | B16 | 25 | 1800 | 1447 | 68.63 | 68.64 | 0.01 | 0
2025 | NE_2_SPP_N | NE | SPP_N | Internal | Winter | B17 | 100 | 1800 | 656.94 | 50.2 | 50.21 | 0.01 | 0
2025 | NE_2_SPP_N | NE | SPP_N | Internal | Winter | B18 | 400 | 1800 | 970.29 | 48.01 | 48.02 | 0.01 | 0
2025 | NE_2_SPP_N | NE | SPP_N | Internal | Winter | B19 | 700 | 1800 | 901.48 | 48.01 | 48.02 | 0.01 | 0
2025 | NE_2_SPP_N | NE | SPP_N | Internal | Winter | B20 | 935 | 1800 | 1790.86 | 44.72 | 44.73 | 0.01 | 0
2025 | NEISO_2_NYISO_A-F | NEISO | NYISO_A-F | Internal | Shoulder | B11 | 25 | 600 | 600 | 40.94 | 52 | 3 | 8.06
2025 | NEISO_2_NYISO_A-F | NEISO | NYISO_A-F | Internal | Shoulder | B12 | 200 | 600 | 600 | 40.94 | 50.77 | 3 | 6.84
2025 | NEISO_2_NYISO_A-F | NEISO | NYISO_A-F | Internal | Shoulder | B13 | 600 | 600 | 600 | 40.94 | 46.56 | 3 | 2.62
2025 | NEISO_2_NYISO_A-F | NEISO | NYISO_A-F | Internal | Shoulder | B14 | 900 | 600 | 600 | 40.94 | 43.95 | 3 | 0.01
2025 | NEISO_2_NYISO_A-F | NEISO | NYISO_A-F | Internal | Shoulder | B15 | 1203 | 600 | 443.06 | 40.94 | 43.94 | 3 | 0
2025 | NEISO_2_NYISO_A-F | NEISO | NYISO_A-F | Internal | Summer | B1 | 10 | 600 | 0 | 88.86 | 85.85 | 3 | 0
2025 | NEISO_2_NYISO_A-F | NEISO | NYISO_A-F | Internal | Summer | B2 | 25 | 600 | 0 | 75.77 | 72.77 | 3 | 0
2025 | NEISO_2_NYISO_A-F | NEISO | NYISO_A-F | Internal | Summer | B3 | 75 | 600 | 0 | 56.01 | 59 | 3 | 0
2025 | NEISO_2_NYISO_A-F | NEISO | NYISO_A-F | Internal | Summer | B4 | 100 | 600 | 600 | 52.73 | 57.6 | 3 | 1.87
2025 | NEISO_2_NYISO_A-F | NEISO | NYISO_A-F | Internal | Summer | B5 | 200 | 600 | 600 | 41.87 | 50.45 | 3 | 5.58
2025 | NEISO_2_NYISO_A-F | NEISO | NYISO_A-F | Internal | Summer | B6 | 300 | 600 | 600 | 37.77 | 49.84 | 3 | 9.07
2025 | NEISO_2_NYISO_A-F | NEISO | NYISO_A-F | Internal | Summer | B7 | 400 | 600 | 600 | 37.77 | 46.57 | 3 | 5.8
2025 | NEISO_2_NYISO_A-F | NEISO | NYISO_A-F | Internal | Summer | B8 | 500 | 600 | 600 | 37.77 | 43.15 | 3 | 2.39
2025 | NEISO_2_NYISO_A-F | NEISO | NYISO_A-F | Internal | Summer | B9 | 800 | 600 | 600 | 37.77 | 42.47 | 3 | 1.7
2025 | NEISO_2_NYISO_A-F | NEISO | NYISO_A-F | Internal | Summer | B10 | 1262 | 600 | 600 | 37.77 | 42.47 | 3 | 1.7
2025 | NEISO_2_NYISO_A-F | NEISO | NYISO_A-F | Internal | Winter | B16 | 25 | 600 | 491.42 | 50.73 | 53.73 | 3 | 0
2025 | NEISO_2_NYISO_A-F | NEISO | NYISO_A-F | Internal | Winter | B17 | 100 | 600 | 0 | 50.73 | 53.09 | 3 | 0
2025 | NEISO_2_NYISO_A-F | NEISO | NYISO_A-F | Internal | Winter | B18 | 400 | 600 | 0 | 50.73 | 49.89 | 3 | 0
2025 | NEISO_2_NYISO_A-F | NEISO | NYISO_A-F | Internal | Winter | B19 | 700 | 600 | 0 | 50.73 | 49.89 | 3 | 0
2025 | NEISO_2_NYISO_A-F | NEISO | NYISO_A-F | Internal | Winter | B20 | 935 | 600 | 0 | 50.73 | 49.89 | 3 | 0
2025 | NEISO_2_NYISO_G-I | NEISO | NYISO_G-I | Internal | Shoulder | B11 | 25 | 600 | 600 | 40.94 | 52.18 | 3 | 8.25
2025 | NEISO_2_NYISO_G-I | NEISO | NYISO_G-I | Internal | Shoulder | B12 | 200 | 600 | 600 | 40.94 | 50.78 | 3 | 6.85
2025 | NEISO_2_NYISO_G-I | NEISO | NYISO_G-I | Internal | Shoulder | B13 | 600 | 600 | 600 | 40.94 | 46.57 | 3 | 2.64
2025 | NEISO_2_NYISO_G-I | NEISO | NYISO_G-I | Internal | Shoulder | B14 | 900 | 600 | 600 | 40.94 | 43.96 | 3 | 0.03
2025 | NEISO_2_NYISO_G-I | NEISO | NYISO_G-I | Internal | Shoulder | B15 | 1203 | 600 | 600 | 40.94 | 43.95 | 3 | 0.01
2025 | NEISO_2_NYISO_G-I | NEISO | NYISO_G-I | Internal | Summer | B1 | 10 | 600 | 0 | 88.86 | 85.86 | 3 | 0
2025 | NEISO_2_NYISO_G-I | NEISO | NYISO_G-I | Internal | Summer | B2 | 25 | 600 | 0 | 75.77 | 72.79 | 3 | 0
2025 | NEISO_2_NYISO_G-I | NEISO | NYISO_G-I | Internal | Summer | B3 | 75 | 600 | 449.89 | 56.01 | 59.01 | 3 | 0
2025 | NEISO_2_NYISO_G-I | NEISO | NYISO_G-I | Internal | Summer | B4 | 100 | 600 | 600 | 52.73 | 57.61 | 3 | 1.88
2025 | NEISO_2_NYISO_G-I | NEISO | NYISO_G-I | Internal | Summer | B5 | 200 | 600 | 600 | 41.87 | 53.84 | 3 | 8.97
2025 | NEISO_2_NYISO_G-I | NEISO | NYISO_G-I | Internal | Summer | B6 | 300 | 600 | 600 | 37.77 | 49.85 | 3 | 9.09
2025 | NEISO_2_NYISO_G-I | NEISO | NYISO_G-I | Internal | Summer | B7 | 400 | 600 | 600 | 37.77 | 46.58 | 3 | 5.82
2025 | NEISO_2_NYISO_G-I | NEISO | NYISO_G-I | Internal | Summer | B8 | 500 | 600 | 600 | 37.77 | 43.16 | 3 | 2.4
2025 | NEISO_2_NYISO_G-I | NEISO | NYISO_G-I | Internal | Summer | B9 | 800 | 600 | 600 | 37.77 | 42.48 | 3 | 1.72
2025 | NEISO_2_NYISO_G-I | NEISO | NYISO_G-I | Internal | Summer | B10 | 1262 | 600 | 600 | 37.77 | 42.46 | 3 | 1.69
2025 | NEISO_2_NYISO_G-I | NEISO | NYISO_G-I | Internal | Winter | B16 | 25 | 600 | 600 | 50.73 | 73.38 | 3 | 19.65
2025 | NEISO_2_NYISO_G-I | NEISO | NYISO_G-I | Internal | Winter | B17 | 100 | 600 | 515.78 | 50.73 | 53.73 | 3 | 0
2025 | NEISO_2_NYISO_G-I | NEISO | NYISO_G-I | Internal | Winter | B18 | 400 | 600 | 430.13 | 50.73 | 53.73 | 3 | 0
2025 | NEISO_2_NYISO_G-I | NEISO | NYISO_G-I | Internal | Winter | B19 | 700 | 600 | 0 | 50.73 | 51.98 | 3 | 0
2025 | NEISO_2_NYISO_G-I | NEISO | NYISO_G-I | Internal | Winter | B20 | 935 | 600 | 0 | 50.73 | 49.9 | 3 | 0
2025 | NEISO_2_NYISO_J-K | NEISO | NYISO_J-K | Internal | Shoulder | B11 | 25 | 430 | 430 | 40.94 | 58.53 | 3 | 14.59
2025 | NEISO_2_NYISO_J-K | NEISO | NYISO_J-K | Internal | Shoulder | B12 | 200 | 430 | 430 | 40.94 | 58.53 | 3 | 14.59
2025 | NEISO_2_NYISO_J-K | NEISO | NYISO_J-K | Internal | Shoulder | B13 | 600 | 430 | 430 | 40.94 | 51.77 | 3 | 7.83
2025 | NEISO_2_NYISO_J-K | NEISO | NYISO_J-K | Internal | Shoulder | B14 | 900 | 430 | 430 | 40.94 | 43.97 | 3 | 0.04
2025 | NEISO_2_NYISO_J-K | NEISO | NYISO_J-K | Internal | Shoulder | B15 | 1203 | 430 | 430 | 40.94 | 43.96 | 3 | 0.02
2025 | NEISO_2_NYISO_J-K | NEISO | NYISO_J-K | Internal | Summer | B1 | 10 | 430 | 0 | 88.86 | 85.87 | 3 | 0
2025 | NEISO_2_NYISO_J-K | NEISO | NYISO_J-K | Internal | Summer | B2 | 25 | 430 | 0 | 75.77 | 72.8 | 3 | 0
2025 | NEISO_2_NYISO_J-K | NEISO | NYISO_J-K | Internal | Summer | B3 | 75 | 430 | 430 | 56.01 | 59.03 | 3 | 0.01
2025 | NEISO_2_NYISO_J-K | NEISO | NYISO_J-K | Internal | Summer | B4 | 100 | 430 | 430 | 52.73 | 57.62 | 3 | 1.89
2025 | NEISO_2_NYISO_J-K | NEISO | NYISO_J-K | Internal | Summer | B5 | 200 | 430 | 430 | 41.87 | 53.85 | 3 | 8.98
2025 | NEISO_2_NYISO_J-K | NEISO | NYISO_J-K | Internal | Summer | B6 | 300 | 430 | 430 | 37.77 | 53.85 | 3 | 13.09
2025 | NEISO_2_NYISO_J-K | NEISO | NYISO_J-K | Internal | Summer | B7 | 400 | 430 | 430 | 37.77 | 53.85 | 3 | 13.09
2025 | NEISO_2_NYISO_J-K | NEISO | NYISO_J-K | Internal | Summer | B8 | 500 | 430 | 430 | 37.77 | 53.85 | 3 | 13.09
2025 | NEISO_2_NYISO_J-K | NEISO | NYISO_J-K | Internal | Summer | B9 | 800 | 430 | 430 | 37.77 | 42.49 | 3 | 1.73
2025 | NEISO_2_NYISO_J-K | NEISO | NYISO_J-K | Internal | Summer | B10 | 1262 | 430 | 430 | 37.77 | 42.47 | 3 | 1.7
2025 | NEISO_2_NYISO_J-K | NEISO | NYISO_J-K | Internal | Winter | B16 | 25 | 430 | 430 | 50.73 | 75.05 | 3 | 21.32
2025 | NEISO_2_NYISO_J-K | NEISO | NYISO_J-K | Internal | Winter | B17 | 100 | 430 | 430 | 50.73 | 75.05 | 3 | 21.32
2025 | NEISO_2_NYISO_J-K | NEISO | NYISO_J-K | Internal | Winter | B18 | 400 | 430 | 430 | 50.73 | 68.71 | 3 | 14.98
2025 | NEISO_2_NYISO_J-K | NEISO | NYISO_J-K | Internal | Winter | B19 | 700 | 430 | 430 | 50.73 | 56.21 | 3 | 2.48
2025 | NEISO_2_NYISO_J-K | NEISO | NYISO_J-K | Internal | Winter | B20 | 935 | 430 | 0 | 50.73 | 52.83 | 3 | 0
2025 | NonRTO_Midwest_2_MISO_IN | NonRTO_Midwest | MISO_IN | Internal | Shoulder | B11 | 25 | 4450 | 0 | 70.64 | 62.64 | 8 | 0
2025 | NonRTO_Midwest_2_MISO_IN | NonRTO_Midwest | MISO_IN | Internal | Shoulder | B12 | 200 | 4450 | 0 | 59.28 | 51.28 | 8 | 0
2025 | NonRTO_Midwest_2_MISO_IN | NonRTO_Midwest | MISO_IN | Internal | Shoulder | B13 | 600 | 4450 | 0 | 54.55 | 46.55 | 8 | 0
2025 | NonRTO_Midwest_2_MISO_IN | NonRTO_Midwest | MISO_IN | Internal | Shoulder | B14 | 900 | 4450 | 0 | 43.64 | 44.41 | 8 | 0
2025 | NonRTO_Midwest_2_MISO_IN | NonRTO_Midwest | MISO_IN | Internal | Shoulder | B15 | 1203 | 4450 | 0 | 39.89 | 41.21 | 8 | 0
2025 | NonRTO_Midwest_2_MISO_IN | NonRTO_Midwest | MISO_IN | Internal | Summer | B1 | 10 | 4450 | 604.13 | 83.82 | 91.82 | 8 | 0
2025 | NonRTO_Midwest_2_MISO_IN | NonRTO_Midwest | MISO_IN | Internal | Summer | B2 | 25 | 4450 | 0 | 75.82 | 72.79 | 8 | 0
2025 | NonRTO_Midwest_2_MISO_IN | NonRTO_Midwest | MISO_IN | Internal | Summer | B3 | 75 | 4450 | 0 | 75.82 | 69.46 | 8 | 0
2025 | NonRTO_Midwest_2_MISO_IN | NonRTO_Midwest | MISO_IN | Internal | Summer | B4 | 100 | 4450 | 0 | 75.82 | 67.82 | 8 | 0
2025 | NonRTO_Midwest_2_MISO_IN | NonRTO_Midwest | MISO_IN | Internal | Summer | B5 | 200 | 4450 | 0 | 73.45 | 65.45 | 8 | 0
2025 | NonRTO_Midwest_2_MISO_IN | NonRTO_Midwest | MISO_IN | Internal | Summer | B6 | 300 | 4450 | 0 | 60.7 | 52.7 | 8 | 0
2025 | NonRTO_Midwest_2_MISO_IN | NonRTO_Midwest | MISO_IN | Internal | Summer | B7 | 400 | 4450 | 0 | 45.56 | 45.57 | 8 | 0
2025 | NonRTO_Midwest_2_MISO_IN | NonRTO_Midwest | MISO_IN | Internal | Summer | B8 | 500 | 4450 | 0 | 41.51 | 41.37 | 8 | 0
2025 | NonRTO_Midwest_2_MISO_IN | NonRTO_Midwest | MISO_IN | Internal | Summer | B9 | 800 | 4450 | 0 | 41.51 | 40.21 | 8 | 0
2025 | NonRTO_Midwest_2_MISO_IN | NonRTO_Midwest | MISO_IN | Internal | Summer | B10 | 1262 | 4450 | 0 | 36.82 | 37.73 | 8 | 0
2025 | NonRTO_Midwest_2_MISO_IN | NonRTO_Midwest | MISO_IN | Internal | Winter | B16 | 25 | 4450 | 0 | 76.64 | 68.64 | 8 | 0
2025 | NonRTO_Midwest_2_MISO_IN | NonRTO_Midwest | MISO_IN | Internal | Winter | B17 | 100 | 4450 | 0 | 61.08 | 53.08 | 8 | 0
2025 | NonRTO_Midwest_2_MISO_IN | NonRTO_Midwest | MISO_IN | Internal | Winter | B18 | 400 | 4450 | 0 | 55.78 | 47.78 | 8 | 0
2025 | NonRTO_Midwest_2_MISO_IN | NonRTO_Midwest | MISO_IN | Internal | Winter | B19 | 700 | 4450 | 0 | 45.63 | 44.03 | 8 | 0
2025 | NonRTO_Midwest_2_MISO_IN | NonRTO_Midwest | MISO_IN | Internal | Winter | B20 | 935 | 4450 | 0 | 38.81 | 41.12 | 8 | 0
2025 | NonRTO_Midwest_2_TVA_Transmission | NonRTO_Midwest | TVA_Transmission | Internal | Shoulder | B11 | 25 | 2400 | 0 | 70.64 | 66 | 8 | 0
2025 | NonRTO_Midwest_2_TVA_Transmission | NonRTO_Midwest | TVA_Transmission | Internal | Shoulder | B12 | 200 | 2400 | 0 | 59.28 | 52.96 | 8 | 0
2025 | NonRTO_Midwest_2_TVA_Transmission | NonRTO_Midwest | TVA_Transmission | Internal | Shoulder | B13 | 600 | 2400 | 0 | 54.55 | 49.27 | 8 | 0
2025 | NonRTO_Midwest_2_TVA_Transmission | NonRTO_Midwest | TVA_Transmission | Internal | Shoulder | B14 | 900 | 2400 | 0 | 43.64 | 47.79 | 8 | 0
2025 | NonRTO_Midwest_2_TVA_Transmission | NonRTO_Midwest | TVA_Transmission | Internal | Shoulder | B15 | 1203 | 2400 | 0 | 39.89 | 46.54 | 8 | 0
2025 | NonRTO_Midwest_2_TVA_Transmission | NonRTO_Midwest | TVA_Transmission | Internal | Summer | B1 | 10 | 2400 | 0 | 83.82 | 91.37 | 8 | 0
2025 | NonRTO_Midwest_2_TVA_Transmission | NonRTO_Midwest | TVA_Transmission | Internal | Summer | B2 | 25 | 2400 | 0 | 75.82 | 80.8 | 8 | 0
2025 | NonRTO_Midwest_2_TVA_Transmission | NonRTO_Midwest | TVA_Transmission | Internal | Summer | B3 | 75 | 2400 | 0 | 75.82 | 74.7 | 8 | 0
2025 | NonRTO_Midwest_2_TVA_Transmission | NonRTO_Midwest | TVA_Transmission | Internal | Summer | B4 | 100 | 2400 | 0 | 75.82 | 74.15 | 8 | 0
2025 | NonRTO_Midwest_2_TVA_Transmission | NonRTO_Midwest | TVA_Transmission | Internal | Summer | B5 | 200 | 2400 | 0 | 73.45 | 69.46 | 8 | 0
2025 | NonRTO_Midwest_2_TVA_Transmission | NonRTO_Midwest | TVA_Transmission | Internal | Summer | B6 | 300 | 2400 | 0 | 60.7 | 58.88 | 8 | 0
2025 | NonRTO_Midwest_2_TVA_Transmission | NonRTO_Midwest | TVA_Transmission | Internal | Summer | B7 | 400 | 2400 | 0 | 45.56 | 50.63 | 8 | 0
2025 | NonRTO_Midwest_2_TVA_Transmission | NonRTO_Midwest | TVA_Transmission | Internal | Summer | B8 | 500 | 2400 | 0 | 41.51 | 46.16 | 8 | 0
2025 | NonRTO_Midwest_2_TVA_Transmission | NonRTO_Midwest | TVA_Transmission | Internal | Summer | B9 | 800 | 2400 | 0 | 41.51 | 43.27 | 8 | 0
2025 | NonRTO_Midwest_2_TVA_Transmission | NonRTO_Midwest | TVA_Transmission | Internal | Summer | B10 | 1262 | 2400 | 0 | 36.82 | 42.46 | 8 | 0
2025 | NonRTO_Midwest_2_TVA_Transmission | NonRTO_Midwest | TVA_Transmission | Internal | Winter | B16 | 25 | 2400 | 0 | 76.64 | 76.63 | 8 | 0
2025 | NonRTO_Midwest_2_TVA_Transmission | NonRTO_Midwest | TVA_Transmission | Internal | Winter | B17 | 100 | 2400 | 0 | 61.08 | 55.55 | 8 | 0
2025 | NonRTO_Midwest_2_TVA_Transmission | NonRTO_Midwest | TVA_Transmission | Internal | Winter | B18 | 400 | 2400 | 0 | 55.78 | 51 | 8 | 0
2025 | NonRTO_Midwest_2_TVA_Transmission | NonRTO_Midwest | TVA_Transmission | Internal | Winter | B19 | 700 | 2400 | 0 | 45.63 | 48.63 | 8 | 0
2025 | NonRTO_Midwest_2_TVA_Transmission | NonRTO_Midwest | TVA_Transmission | Internal | Winter | B20 | 935 | 2400 | 0 | 38.81 | 45.97 | 8 | 0
2025 | NYISO_A-F_2_IESO | NYISO_A-F | IESO | Internal | Shoulder | B11 | 25 | 1600 | 0 | 52 | 43.77 | 7 | 0
2025 | NYISO_A-F_2_IESO | NYISO_A-F | IESO | Internal | Shoulder | B12 | 200 | 1600 | 0 | 50.77 | 43.77 | 7 | 0
2025 | NYISO_A-F_2_IESO | NYISO_A-F | IESO | Internal | Shoulder | B13 | 600 | 1600 | 0 | 46.56 | 39.56 | 7 | 0
2025 | NYISO_A-F_2_IESO | NYISO_A-F | IESO | Internal | Shoulder | B14 | 900 | 1600 | 0 | 43.95 | 37.42 | 7 | 0
2025 | NYISO_A-F_2_IESO | NYISO_A-F | IESO | Internal | Shoulder | B15 | 1203 | 1600 | 0 | 43.94 | 37.42 | 7 | 0
2025 | NYISO_A-F_2_IESO | NYISO_A-F | IESO | Internal | Summer | B1 | 10 | 1600 | 0 | 85.85 | 78.85 | 7 | 0
2025 | NYISO_A-F_2_IESO | NYISO_A-F | IESO | Internal | Summer | B2 | 25 | 1600 | 0 | 72.77 | 65.77 | 7 | 0
2025 | NYISO_A-F_2_IESO | NYISO_A-F | IESO | Internal | Summer | B3 | 75 | 1600 | 0 | 59 | 52 | 7 | 0
2025 | NYISO_A-F_2_IESO | NYISO_A-F | IESO | Internal | Summer | B4 | 100 | 1600 | 0 | 57.6 | 46.2 | 7 | 0
2025 | NYISO_A-F_2_IESO | NYISO_A-F | IESO | Internal | Summer | B5 | 200 | 1600 | 0 | 50.45 | 42.84 | 7 | 0
2025 | NYISO_A-F_2_IESO | NYISO_A-F | IESO | Internal | Summer | B6 | 300 | 1600 | 0 | 49.84 | 42.84 | 7 | 0
2025 | NYISO_A-F_2_IESO | NYISO_A-F | IESO | Internal | Summer | B7 | 400 | 1600 | 0 | 46.57 | 39.57 | 7 | 0
2025 | NYISO_A-F_2_IESO | NYISO_A-F | IESO | Internal | Summer | B8 | 500 | 1600 | 0 | 43.15 | 36.15 | 7 | 0
2025 | NYISO_A-F_2_IESO | NYISO_A-F | IESO | Internal | Summer | B9 | 800 | 1600 | 0 | 42.47 | 36.15 | 7 | 0
2025 | NYISO_A-F_2_IESO | NYISO_A-F | IESO | Internal | Summer | B10 | 1262 | 1600 | 0 | 42.47 | 36.15 | 7 | 0
2025 | NYISO_A-F_2_IESO | NYISO_A-F | IESO | Internal | Winter | B16 | 25 | 1600 | 0 | 53.73 | 46.09 | 7 | 0
2025 | NYISO_A-F_2_IESO | NYISO_A-F | IESO | Internal | Winter | B17 | 100 | 1600 | 0 | 53.09 | 46.09 | 7 | 0
2025 | NYISO_A-F_2_IESO | NYISO_A-F | IESO | Internal | Winter | B18 | 400 | 1600 | 0 | 49.89 | 42.89 | 7 | 0
2025 | NYISO_A-F_2_IESO | NYISO_A-F | IESO | Internal | Winter | B19 | 700 | 1600 | 0 | 49.89 | 42.89 | 7 | 0
2025 | NYISO_A-F_2_IESO | NYISO_A-F | IESO | Internal | Winter | B20 | 935 | 1600 | 0 | 49.89 | 42.89 | 7 | 0
2025 | NYISO_A-F_2_NEISO | NYISO_A-F | NEISO | Internal | Shoulder | B11 | 25 | 600 | 0 | 52 | 40.94 | 3 | 0
2025 | NYISO_A-F_2_NEISO | NYISO_A-F | NEISO | Internal | Shoulder | B12 | 200 | 600 | 0 | 50.77 | 40.94 | 3 | 0
2025 | NYISO_A-F_2_NEISO | NYISO_A-F | NEISO | Internal | Shoulder | B13 | 600 | 600 | 0 | 46.56 | 40.94 | 3 | 0
2025 | NYISO_A-F_2_NEISO | NYISO_A-F | NEISO | Internal | Shoulder | B14 | 900 | 600 | 0 | 43.95 | 40.94 | 3 | 0
2025 | NYISO_A-F_2_NEISO | NYISO_A-F | NEISO | Internal | Shoulder | B15 | 1203 | 600 | 0 | 43.94 | 40.94 | 3 | 0
2025 | NYISO_A-F_2_NEISO | NYISO_A-F | NEISO | Internal | Summer | B1 | 10 | 600 | 599.99 | 85.85 | 88.86 | 3 | 0.01
2025 | NYISO_A-F_2_NEISO | NYISO_A-F | NEISO | Internal | Summer | B2 | 25 | 600 | 393.38 | 72.77 | 75.77 | 3 | 0
2025 | NYISO_A-F_2_NEISO | NYISO_A-F | NEISO | Internal | Summer | B3 | 75 | 600 | 0 | 59 | 56.01 | 3 | 0
2025 | NYISO_A-F_2_NEISO | NYISO_A-F | NEISO | Internal | Summer | B4 | 100 | 600 | 0 | 57.6 | 52.73 | 3 | 0
2025 | NYISO_A-F_2_NEISO | NYISO_A-F | NEISO | Internal | Summer | B5 | 200 | 600 | 0 | 50.45 | 41.87 | 3 | 0
2025 | NYISO_A-F_2_NEISO | NYISO_A-F | NEISO | Internal | Summer | B6 | 300 | 600 | 0 | 49.84 | 37.77 | 3 | 0
2025 | NYISO_A-F_2_NEISO | NYISO_A-F | NEISO | Internal | Summer | B7 | 400 | 600 | 0 | 46.57 | 37.77 | 3 | 0
2025 | NYISO_A-F_2_NEISO | NYISO_A-F | NEISO | Internal | Summer | B8 | 500 | 600 | 0 | 43.15 | 37.77 | 3 | 0
2025 | NYISO_A-F_2_NEISO | NYISO_A-F | NEISO | Internal | Summer | B9 | 800 | 600 | 0 | 42.47 | 37.77 | 3 | 0
2025 | NYISO_A-F_2_NEISO | NYISO_A-F | NEISO | Internal | Summer | B10 | 1262 | 600 | 0 | 42.47 | 37.77 | 3 | 0
2025 | NYISO_A-F_2_NEISO | NYISO_A-F | NEISO | Internal | Winter | B16 | 25 | 600 | 0 | 53.73 | 50.73 | 3 | 0
2025 | NYISO_A-F_2_NEISO | NYISO_A-F | NEISO | Internal | Winter | B17 | 100 | 600 | 0 | 53.09 | 50.73 | 3 | 0
2025 | NYISO_A-F_2_NEISO | NYISO_A-F | NEISO | Internal | Winter | B18 | 400 | 600 | 0 | 49.89 | 50.73 | 3 | 0
2025 | NYISO_A-F_2_NEISO | NYISO_A-F | NEISO | Internal | Winter | B19 | 700 | 600 | 0 | 49.89 | 50.73 | 3 | 0
2025 | NYISO_A-F_2_NEISO | NYISO_A-F | NEISO | Internal | Winter | B20 | 935 | 600 | 0 | 49.89 | 50.73 | 3 | 0
2025 | NYISO_A-F_2_NYISO_G-I | NYISO_A-F | NYISO_G-I | Internal | Shoulder | B11 | 25 | 4250 | 4250 | 52 | 52.18 | 0.01 | 0.17
2025 | NYISO_A-F_2_NYISO_G-I | NYISO_A-F | NYISO_G-I | Internal | Shoulder | B12 | 200 | 4250 | 3603.19 | 50.77 | 50.78 | 0.01 | 0
2025 | NYISO_A-F_2_NYISO_G-I | NYISO_A-F | NYISO_G-I | Internal | Shoulder | B13 | 600 | 4250 | 3448.55 | 46.56 | 46.57 | 0.01 | 0
2025 | NYISO_A-F_2_NYISO_G-I | NYISO_A-F | NYISO_G-I | Internal | Shoulder | B14 | 900 | 4250 | 2893.13 | 43.95 | 43.96 | 0.01 | 0
2025 | NYISO_A-F_2_NYISO_G-I | NYISO_A-F | NYISO_G-I | Internal | Shoulder | B15 | 1203 | 4250 | 993.37 | 43.94 | 43.95 | 0.01 | 0
2025 | NYISO_A-F_2_NYISO_G-I | NYISO_A-F | NYISO_G-I | Internal | Summer | B1 | 10 | 4250 | 3393.68 | 85.85 | 85.86 | 0.01 | 0
2025 | NYISO_A-F_2_NYISO_G-I | NYISO_A-F | NYISO_G-I | Internal | Summer | B2 | 25 | 4250 | 3308.91 | 72.77 | 72.79 | 0.01 | 0
2025 | NYISO_A-F_2_NYISO_G-I | NYISO_A-F | NYISO_G-I | Internal | Summer | B3 | 75 | 4250 | 3373.49 | 59 | 59.01 | 0.01 | 0
2025 | NYISO_A-F_2_NYISO_G-I | NYISO_A-F | NYISO_G-I | Internal | Summer | B4 | 100 | 4250 | 3805.93 | 57.6 | 57.61 | 0.01 | 0
2025 | NYISO_A-F_2_NYISO_G-I | NYISO_A-F | NYISO_G-I | Internal | Summer | B5 | 200 | 4250 | 4250 | 50.45 | 53.84 | 0.01 | 3.38
2025 | NYISO_A-F_2_NYISO_G-I | NYISO_A-F | NYISO_G-I | Internal | Summer | B6 | 300 | 4250 | 3613.32 | 49.84 | 49.85 | 0.01 | 0
2025 | NYISO_A-F_2_NYISO_G-I | NYISO_A-F | NYISO_G-I | Internal | Summer | B7 | 400 | 4250 | 3377.89 | 46.57 | 46.58 | 0.01 | 0
2025 | NYISO_A-F_2_NYISO_G-I | NYISO_A-F | NYISO_G-I | Internal | Summer | B8 | 500 | 4250 | 3187.58 | 43.15 | 43.16 | 0.01 | 0
2025 | NYISO_A-F_2_NYISO_G-I | NYISO_A-F | NYISO_G-I | Internal | Summer | B9 | 800 | 4250 | 2792.91 | 42.47 | 42.48 | 0.01 | 0
2025 | NYISO_A-F_2_NYISO_G-I | NYISO_A-F | NYISO_G-I | Internal | Summer | B10 | 1262 | 4250 | 0 | 42.47 | 42.46 | 0.01 | 0
2025 | NYISO_A-F_2_NYISO_G-I | NYISO_A-F | NYISO_G-I | Internal | Winter | B16 | 25 | 4250 | 4250 | 53.73 | 73.38 | 0.01 | 19.64
2025 | NYISO_A-F_2_NYISO_G-I | NYISO_A-F | NYISO_G-I | Internal | Winter | B17 | 100 | 4250 | 4250 | 53.09 | 53.73 | 0.01 | 0.63
2025 | NYISO_A-F_2_NYISO_G-I | NYISO_A-F | NYISO_G-I | Internal | Winter | B18 | 400 | 4250 | 4250 | 49.89 | 53.73 | 0.01 | 3.83
2025 | NYISO_A-F_2_NYISO_G-I | NYISO_A-F | NYISO_G-I | Internal | Winter | B19 | 700 | 4250 | 4250 | 49.89 | 51.98 | 0.01 | 2.08
2025 | NYISO_A-F_2_NYISO_G-I | NYISO_A-F | NYISO_G-I | Internal | Winter | B20 | 935 | 4250 | 4223.21 | 49.89 | 49.9 | 0.01 | 0
2025 | NYISO_A-F_2_PJM_ROM | NYISO_A-F | PJM_ROM | Internal | Shoulder | B11 | 25 | 1000 | 1000 | 52 | 60.2 | 8 | 0.2
2025 | NYISO_A-F_2_PJM_ROM | NYISO_A-F | PJM_ROM | Internal | Shoulder | B12 | 200 | 1000 | 0 | 50.77 | 52.22 | 8 | 0
2025 | NYISO_A-F_2_PJM_ROM | NYISO_A-F | PJM_ROM | Internal | Shoulder | B13 | 600 | 1000 | 0 | 46.56 | 45.76 | 8 | 0
2025 | NYISO_A-F_2_PJM_ROM | NYISO_A-F | PJM_ROM | Internal | Shoulder | B14 | 900 | 1000 | 0 | 43.95 | 44.1 | 8 | 0
2025 | NYISO_A-F_2_PJM_ROM | NYISO_A-F | PJM_ROM | Internal | Shoulder | B15 | 1203 | 1000 | 0 | 43.94 | 40.56 | 8 | 0
2025 | NYISO_A-F_2_PJM_ROM | NYISO_A-F | PJM_ROM | Internal | Summer | B1 | 10 | 1000 | 199.5 | 85.85 | 93.85 | 8 | 0
2025 | NYISO_A-F_2_PJM_ROM | NYISO_A-F | PJM_ROM | Internal | Summer | B2 | 25 | 1000 | 0 | 72.77 | 74.81 | 8 | 0
2025 | NYISO_A-F_2_PJM_ROM | NYISO_A-F | PJM_ROM | Internal | Summer | B3 | 75 | 1000 | 1000 | 59 | 68.71 | 8 | 1.71
2025 | NYISO_A-F_2_PJM_ROM | NYISO_A-F | PJM_ROM | Internal | Summer | B4 | 100 | 1000 | 1000 | 57.6 | 68.13 | 8 | 2.54
2025 | NYISO_A-F_2_PJM_ROM | NYISO_A-F | PJM_ROM | Internal | Summer | B5 | 200 | 1000 | 1000 | 50.45 | 63.45 | 8 | 5
2025 | NYISO_A-F_2_PJM_ROM | NYISO_A-F | PJM_ROM | Internal | Summer | B6 | 300 | 1000 | 0 | 49.84 | 52.89 | 8 | 0
2025 | NYISO_A-F_2_PJM_ROM | NYISO_A-F | PJM_ROM | Internal | Summer | B7 | 400 | 1000 | 0 | 46.57 | 44.64 | 8 | 0
2025 | NYISO_A-F_2_PJM_ROM | NYISO_A-F | PJM_ROM | Internal | Summer | B8 | 500 | 1000 | 0 | 43.15 | 41.6 | 8 | 0
2025 | NYISO_A-F_2_PJM_ROM | NYISO_A-F | PJM_ROM | Internal | Summer | B9 | 800 | 1000 | 0 | 42.47 | 38.8 | 8 | 0
2025 | NYISO_A-F_2_PJM_ROM | NYISO_A-F | PJM_ROM | Internal | Summer | B10 | 1262 | 1000 | 0 | 42.47 | 37.89 | 8 | 0
2025 | NYISO_A-F_2_PJM_ROM | NYISO_A-F | PJM_ROM | Internal | Winter | B16 | 25 | 1000 | 1000 | 53.73 | 70.64 | 8 | 8.91
2025 | NYISO_A-F_2_PJM_ROM | NYISO_A-F | PJM_ROM | Internal | Winter | B17 | 100 | 1000 | 0 | 53.09 | 55.08 | 8 | 0
2025 | NYISO_A-F_2_PJM_ROM | NYISO_A-F | PJM_ROM | Internal | Winter | B18 | 400 | 1000 | 0 | 49.89 | 49.76 | 8 | 0
2025 | NYISO_A-F_2_PJM_ROM | NYISO_A-F | PJM_ROM | Internal | Winter | B19 | 700 | 1000 | 0 | 49.89 | 45.97 | 8 | 0
2025 | NYISO_A-F_2_PJM_ROM | NYISO_A-F | PJM_ROM | Internal | Winter | B20 | 935 | 1000 | 0 | 49.89 | 43.89 | 8 | 0
2025 | NYISO_G-I_2_NEISO | NYISO_G-I | NEISO | Internal | Shoulder | B11 | 25 | 600 | 0 | 52.18 | 40.94 | 3 | 0
2025 | NYISO_G-I_2_NEISO | NYISO_G-I | NEISO | Internal | Shoulder | B12 | 200 | 600 | 0 | 50.78 | 40.94 | 3 | 0
2025 | NYISO_G-I_2_NEISO | NYISO_G-I | NEISO | Internal | Shoulder | B13 | 600 | 600 | 0 | 46.57 | 40.94 | 3 | 0
2025 | NYISO_G-I_2_NEISO | NYISO_G-I | NEISO | Internal | Shoulder | B14 | 900 | 600 | 0 | 43.96 | 40.94 | 3 | 0
2025 | NYISO_G-I_2_NEISO | NYISO_G-I | NEISO | Internal | Shoulder | B15 | 1203 | 600 | 0 | 43.95 | 40.94 | 3 | 0
2025 | NYISO_G-I_2_NEISO | NYISO_G-I | NEISO | Internal | Summer | B1 | 10 | 600 | 347.03 | 85.86 | 88.86 | 3 | 0
2025 | NYISO_G-I_2_NEISO | NYISO_G-I | NEISO | Internal | Summer | B2 | 25 | 600 | 0 | 72.79 | 75.77 | 3 | 0
2025 | NYISO_G-I_2_NEISO | NYISO_G-I | NEISO | Internal | Summer | B3 | 75 | 600 | 0 | 59.01 | 56.01 | 3 | 0
2025 | NYISO_G-I_2_NEISO | NYISO_G-I | NEISO | Internal | Summer | B4 | 100 | 600 | 0 | 57.61 | 52.73 | 3 | 0
2025 | NYISO_G-I_2_NEISO | NYISO_G-I | NEISO | Internal | Summer | B5 | 200 | 600 | 0 | 53.84 | 41.87 | 3 | 0
2025 | NYISO_G-I_2_NEISO | NYISO_G-I | NEISO | Internal | Summer | B6 | 300 | 600 | 0 | 49.85 | 37.77 | 3 | 0
2025 | NYISO_G-I_2_NEISO | NYISO_G-I | NEISO | Internal | Summer | B7 | 400 | 600 | 0 | 46.58 | 37.77 | 3 | 0
2025 | NYISO_G-I_2_NEISO | NYISO_G-I | NEISO | Internal | Summer | B8 | 500 | 600 | 0 | 43.16 | 37.77 | 3 | 0
2025 | NYISO_G-I_2_NEISO | NYISO_G-I | NEISO | Internal | Summer | B9 | 800 | 600 | 0 | 42.48 | 37.77 | 3 | 0
2025 | NYISO_G-I_2_NEISO | NYISO_G-I | NEISO | Internal | Summer | B10 | 1262 | 600 | 0 | 42.46 | 37.77 | 3 | 0
2025 | NYISO_G-I_2_NEISO | NYISO_G-I | NEISO | Internal | Winter | B16 | 25 | 600 | 0 | 73.38 | 50.73 | 3 | 0
2025 | NYISO_G-I_2_NEISO | NYISO_G-I | NEISO | Internal | Winter | B17 | 100 | 600 | 0 | 53.73 | 50.73 | 3 | 0
2025 | NYISO_G-I_2_NEISO | NYISO_G-I | NEISO | Internal | Winter | B18 | 400 | 600 | 0 | 53.73 | 50.73 | 3 | 0
2025 | NYISO_G-I_2_NEISO | NYISO_G-I | NEISO | Internal | Winter | B19 | 700 | 600 | 0 | 51.98 | 50.73 | 3 | 0
2025 | NYISO_G-I_2_NEISO | NYISO_G-I | NEISO | Internal | Winter | B20 | 935 | 600 | 0 | 49.9 | 50.73 | 3 | 0
2025 | NYISO_G-I_2_NYISO_A-F | NYISO_G-I | NYISO_A-F | Internal | Shoulder | B11 | 25 | 1999 | 0 | 52.18 | 52 | 0.01 | 0
2025 | NYISO_G-I_2_NYISO_A-F | NYISO_G-I | NYISO_A-F | Internal | Shoulder | B12 | 200 | 1999 | 0 | 50.78 | 50.77 | 0.01 | 0
2025 | NYISO_G-I_2_NYISO_A-F | NYISO_G-I | NYISO_A-F | Internal | Shoulder | B13 | 600 | 1999 | 0 | 46.57 | 46.56 | 0.01 | 0
2025 | NYISO_G-I_2_NYISO_A-F | NYISO_G-I | NYISO_A-F | Internal | Shoulder | B14 | 900 | 1999 | 0 | 43.96 | 43.95 | 0.01 | 0
2025 | NYISO_G-I_2_NYISO_A-F | NYISO_G-I | NYISO_A-F | Internal | Shoulder | B15 | 1203 | 1999 | 0 | 43.95 | 43.94 | 0.01 | 0
2025 | NYISO_G-I_2_NYISO_A-F | NYISO_G-I | NYISO_A-F | Internal | Summer | B1 | 10 | 1999 | 0 | 85.86 | 85.85 | 0.01 | 0
2025 | NYISO_G-I_2_NYISO_A-F | NYISO_G-I | NYISO_A-F | Internal | Summer | B2 | 25 | 1999 | 0 | 72.79 | 72.77 | 0.01 | 0
2025 | NYISO_G-I_2_NYISO_A-F | NYISO_G-I | NYISO_A-F | Internal | Summer | B3 | 75 | 1999 | 0 | 59.01 | 59 | 0.01 | 0
2025 | NYISO_G-I_2_NYISO_A-F | NYISO_G-I | NYISO_A-F | Internal | Summer | B4 | 100 | 1999 | 0 | 57.61 | 57.6 | 0.01 | 0
2025 | NYISO_G-I_2_NYISO_A-F | NYISO_G-I | NYISO_A-F | Internal | Summer | B5 | 200 | 1999 | 0 | 53.84 | 50.45 | 0.01 | 0
2025 | NYISO_G-I_2_NYISO_A-F | NYISO_G-I | NYISO_A-F | Internal | Summer | B6 | 300 | 1999 | 0 | 49.85 | 49.84 | 0.01 | 0
2025 | NYISO_G-I_2_NYISO_A-F | NYISO_G-I | NYISO_A-F | Internal | Summer | B7 | 400 | 1999 | 0 | 46.58 | 46.57 | 0.01 | 0
2025 | NYISO_G-I_2_NYISO_A-F | NYISO_G-I | NYISO_A-F | Internal | Summer | B8 | 500 | 1999 | 0 | 43.16 | 43.15 | 0.01 | 0
2025 | NYISO_G-I_2_NYISO_A-F | NYISO_G-I | NYISO_A-F | Internal | Summer | B9 | 800 | 1999 | 0 | 42.48 | 42.47 | 0.01 | 0
2025 | NYISO_G-I_2_NYISO_A-F | NYISO_G-I | NYISO_A-F | Internal | Summer | B10 | 1262 | 1999 | 33.29 | 42.46 | 42.47 | 0.01 | 0
2025 | NYISO_G-I_2_NYISO_A-F | NYISO_G-I | NYISO_A-F | Internal | Winter | B16 | 25 | 1999 | 0 | 73.38 | 53.73 | 0.01 | 0
2025 | NYISO_G-I_2_NYISO_A-F | NYISO_G-I | NYISO_A-F | Internal | Winter | B17 | 100 | 1999 | 0 | 53.73 | 53.09 | 0.01 | 0
2025 | NYISO_G-I_2_NYISO_A-F | NYISO_G-I | NYISO_A-F | Internal | Winter | B18 | 400 | 1999 | 0 | 53.73 | 49.89 | 0.01 | 0
2025 | NYISO_G-I_2_NYISO_A-F | NYISO_G-I | NYISO_A-F | Internal | Winter | B19 | 700 | 1999 | 0 | 51.98 | 49.89 | 0.01 | 0
2025 | NYISO_G-I_2_NYISO_A-F | NYISO_G-I | NYISO_A-F | Internal | Winter | B20 | 935 | 1999 | 0 | 49.9 | 49.89 | 0.01 | 0
2025 | NYISO_G-I_2_NYISO_J-K | NYISO_G-I | NYISO_J-K | Internal | Shoulder | B11 | 25 | 6130 | 6130 | 52.18 | 58.53 | 0.01 | 6.33
2025 | NYISO_G-I_2_NYISO_J-K | NYISO_G-I | NYISO_J-K | Internal | Shoulder | B12 | 200 | 6130 | 6130 | 50.78 | 58.53 | 0.01 | 7.73
2025 | NYISO_G-I_2_NYISO_J-K | NYISO_G-I | NYISO_J-K | Internal | Shoulder | B13 | 600 | 6130 | 6130 | 46.57 | 51.77 | 0.01 | 5.19
2025 | NYISO_G-I_2_NYISO_J-K | NYISO_G-I | NYISO_J-K | Internal | Shoulder | B14 | 900 | 6130 | 5749.82 | 43.96 | 43.97 | 0.01 | 0
2025 | NYISO_G-I_2_NYISO_J-K | NYISO_G-I | NYISO_J-K | Internal | Shoulder | B15 | 1203 | 6130 | 4388.04 | 43.95 | 43.96 | 0.01 | 0
2025 | NYISO_G-I_2_NYISO_J-K | NYISO_G-I | NYISO_J-K | Internal | Summer | B1 | 10 | 6130 | 4184.7 | 85.86 | 85.87 | 0.01 | 0
2025 | NYISO_G-I_2_NYISO_J-K | NYISO_G-I | NYISO_J-K | Internal | Summer | B2 | 25 | 6130 | 4872 | 72.79 | 72.8 | 0.01 | 0
2025 | NYISO_G-I_2_NYISO_J-K | NYISO_G-I | NYISO_J-K | Internal | Summer | B3 | 75 | 6130 | 4390.65 | 59.01 | 59.03 | 0.01 | 0
2025 | NYISO_G-I_2_NYISO_J-K | NYISO_G-I | NYISO_J-K | Internal | Summer | B4 | 100 | 6130 | 4497.28 | 57.61 | 57.62 | 0.01 | 0
2025 | NYISO_G-I_2_NYISO_J-K | NYISO_G-I | NYISO_J-K | Internal | Summer | B5 | 200 | 6130 | 5024.82 | 53.84 | 53.85 | 0.01 | 0
2025 | NYISO_G-I_2_NYISO_J-K | NYISO_G-I | NYISO_J-K | Internal | Summer | B6 | 300 | 6130 | 6130 | 49.85 | 53.85 | 0.01 | 3.99
2025 | NYISO_G-I_2_NYISO_J-K | NYISO_G-I | NYISO_J-K | Internal | Summer | B7 | 400 | 6130 | 6130 | 46.58 | 53.85 | 0.01 | 7.26
2025 | NYISO_G-I_2_NYISO_J-K | NYISO_G-I | NYISO_J-K | Internal | Summer | B8 | 500 | 6130 | 6130 | 43.16 | 53.85 | 0.01 | 10.68
2025 | NYISO_G-I_2_NYISO_J-K | NYISO_G-I | NYISO_J-K | Internal | Summer | B9 | 800 | 6130 | 5977.31 | 42.48 | 42.49 | 0.01 | 0
2025 | NYISO_G-I_2_NYISO_J-K | NYISO_G-I | NYISO_J-K | Internal | Summer | B10 | 1262 | 6130 | 3715.7 | 42.46 | 42.47 | 0.01 | 0
2025 | NYISO_G-I_2_NYISO_J-K | NYISO_G-I | NYISO_J-K | Internal | Winter | B16 | 25 | 6130 | 6130 | 73.38 | 75.05 | 0.01 | 1.66
2025 | NYISO_G-I_2_NYISO_J-K | NYISO_G-I | NYISO_J-K | Internal | Winter | B17 | 100 | 6130 | 6130 | 53.73 | 75.05 | 0.01 | 21.31
2025 | NYISO_G-I_2_NYISO_J-K | NYISO_G-I | NYISO_J-K | Internal | Winter | B18 | 400 | 6130 | 6130 | 53.73 | 68.71 | 0.01 | 14.97
2025 | NYISO_G-I_2_NYISO_J-K | NYISO_G-I | NYISO_J-K | Internal | Winter | B19 | 700 | 6130 | 6130 | 51.98 | 56.21 | 0.01 | 4.22
2025 | NYISO_G-I_2_NYISO_J-K | NYISO_G-I | NYISO_J-K | Internal | Winter | B20 | 935 | 6130 | 6130 | 49.9 | 52.83 | 0.01 | 2.92
2025 | NYISO_G-I_2_PJM_E | NYISO_G-I | PJM_E | Internal | Shoulder | B11 | 25 | 1500 | 566.29 | 52.18 | 60.18 | 8 | 0
2025 | NYISO_G-I_2_PJM_E | NYISO_G-I | PJM_E | Internal | Shoulder | B12 | 200 | 1500 | 0 | 50.78 | 52.2 | 8 | 0
2025 | NYISO_G-I_2_PJM_E | NYISO_G-I | PJM_E | Internal | Shoulder | B13 | 600 | 1500 | 0 | 46.57 | 45.77 | 8 | 0
2025 | NYISO_G-I_2_PJM_E | NYISO_G-I | PJM_E | Internal | Shoulder | B14 | 900 | 1500 | 0 | 43.96 | 44.11 | 8 | 0
2025 | NYISO_G-I_2_PJM_E | NYISO_G-I | PJM_E | Internal | Shoulder | B15 | 1203 | 1500 | 0 | 43.95 | 40.58 | 8 | 0
2025 | NYISO_G-I_2_PJM_E | NYISO_G-I | PJM_E | Internal | Summer | B1 | 10 | 1500 | 226.9 | 85.86 | 93.86 | 8 | 0
2025 | NYISO_G-I_2_PJM_E | NYISO_G-I | PJM_E | Internal | Summer | B2 | 25 | 1500 | 0 | 72.79 | 74.82 | 8 | 0
2025 | NYISO_G-I_2_PJM_E | NYISO_G-I | PJM_E | Internal | Summer | B3 | 75 | 1500 | 1500 | 59.01 | 68.72 | 8 | 1.71
2025 | NYISO_G-I_2_PJM_E | NYISO_G-I | PJM_E | Internal | Summer | B4 | 100 | 1500 | 1500 | 57.61 | 68.12 | 8 | 2.51
2025 | NYISO_G-I_2_PJM_E | NYISO_G-I | PJM_E | Internal | Summer | B5 | 200 | 1500 | 1500 | 53.84 | 63.46 | 8 | 1.62
2025 | NYISO_G-I_2_PJM_E | NYISO_G-I | PJM_E | Internal | Summer | B6 | 300 | 1500 | 0 | 49.85 | 52.9 | 8 | 0
2025 | NYISO_G-I_2_PJM_E | NYISO_G-I | PJM_E | Internal | Summer | B7 | 400 | 1500 | 0 | 46.58 | 44.65 | 8 | 0
2025 | NYISO_G-I_2_PJM_E | NYISO_G-I | PJM_E | Internal | Summer | B8 | 500 | 1500 | 0 | 43.16 | 41.61 | 8 | 0
2025 | NYISO_G-I_2_PJM_E | NYISO_G-I | PJM_E | Internal | Summer | B9 | 800 | 1500 | 0 | 42.48 | 38.81 | 8 | 0
2025 | NYISO_G-I_2_PJM_E | NYISO_G-I | PJM_E | Internal | Summer | B10 | 1262 | 1500 | 0 | 42.46 | 37.9 | 8 | 0
2025 | NYISO_G-I_2_PJM_E | NYISO_G-I | PJM_E | Internal | Winter | B16 | 25 | 1500 | 0 | 73.38 | 70.65 | 8 | 0
2025 | NYISO_G-I_2_PJM_E | NYISO_G-I | PJM_E | Internal | Winter | B17 | 100 | 1500 | 0 | 53.73 | 55.09 | 8 | 0
2025 | NYISO_G-I_2_PJM_E | NYISO_G-I | PJM_E | Internal | Winter | B18 | 400 | 1500 | 0 | 53.73 | 49.77 | 8 | 0
2025 | NYISO_G-I_2_PJM_E | NYISO_G-I | PJM_E | Internal | Winter | B19 | 700 | 1500 | 0 | 51.98 | 45.98 | 8 | 0
2025 | NYISO_G-I_2_PJM_E | NYISO_G-I | PJM_E | Internal | Winter | B20 | 935 | 1500 | 0 | 49.9 | 43.9 | 8 | 0
2025 | NYISO_J-K_2_NEISO | NYISO_J-K | NEISO | Internal | Shoulder | B11 | 25 | 0.01 | 0 | 58.53 | 40.94 | 3 | 0.01
2025 | NYISO_J-K_2_NEISO | NYISO_J-K | NEISO | Internal | Shoulder | B12 | 200 | 0.01 | 0 | 58.53 | 40.94 | 3 | 0
2025 | NYISO_J-K_2_NEISO | NYISO_J-K | NEISO | Internal | Shoulder | B13 | 600 | 0.01 | 0 | 51.77 | 40.94 | 3 | 0
2025 | NYISO_J-K_2_NEISO | NYISO_J-K | NEISO | Internal | Shoulder | B14 | 900 | 0.01 | 0 | 43.97 | 40.94 | 3 | 0
2025 | NYISO_J-K_2_NEISO | NYISO_J-K | NEISO | Internal | Shoulder | B15 | 1203 | 0.01 | 0 | 43.96 | 40.94 | 3 | 0
2025 | NYISO_J-K_2_NEISO | NYISO_J-K | NEISO | Internal | Summer | B1 | 10 | 0.01 | 0 | 85.87 | 88.86 | 3 | 0.07
2025 | NYISO_J-K_2_NEISO | NYISO_J-K | NEISO | Internal | Summer | B2 | 25 | 0.01 | 0 | 72.8 | 75.77 | 3 | 0.01
2025 | NYISO_J-K_2_NEISO | NYISO_J-K | NEISO | Internal | Summer | B3 | 75 | 0.01 | 0 | 59.03 | 56.01 | 3 | 0.01
2025 | NYISO_J-K_2_NEISO | NYISO_J-K | NEISO | Internal | Summer | B4 | 100 | 0.01 | 0 | 57.62 | 52.73 | 3 | 0
2025 | NYISO_J-K_2_NEISO | NYISO_J-K | NEISO | Internal | Summer | B5 | 200 | 0.01 | 0 | 53.85 | 41.87 | 3 | 0
2025 | NYISO_J-K_2_NEISO | NYISO_J-K | NEISO | Internal | Summer | B6 | 300 | 0.01 | 0 | 53.85 | 37.77 | 3 | 0
2025 | NYISO_J-K_2_NEISO | NYISO_J-K | NEISO | Internal | Summer | B7 | 400 | 0.01 | 0 | 53.85 | 37.77 | 3 | 0
2025 | NYISO_J-K_2_NEISO | NYISO_J-K | NEISO | Internal | Summer | B8 | 500 | 0.01 | 0 | 53.85 | 37.77 | 3 | 0
2025 | NYISO_J-K_2_NEISO | NYISO_J-K | NEISO | Internal | Summer | B9 | 800 | 0.01 | 0 | 42.49 | 37.77 | 3 | 0
2025 | NYISO_J-K_2_NEISO | NYISO_J-K | NEISO | Internal | Summer | B10 | 1262 | 0.01 | 0 | 42.47 | 37.77 | 3 | 0
2025 | NYISO_J-K_2_NEISO | NYISO_J-K | NEISO | Internal | Winter | B16 | 25 | 0.01 | 0 | 75.05 | 50.73 | 3 | 0.01
2025 | NYISO_J-K_2_NEISO | NYISO_J-K | NEISO | Internal | Winter | B17 | 100 | 0.01 | 0 | 75.05 | 50.73 | 3 | 0
2025 | NYISO_J-K_2_NEISO | NYISO_J-K | NEISO | Internal | Winter | B18 | 400 | 0.01 | 0 | 68.71 | 50.73 | 3 | 0
2025 | NYISO_J-K_2_NEISO | NYISO_J-K | NEISO | Internal | Winter | B19 | 700 | 0.01 | 0 | 56.21 | 50.73 | 3 | 0
2025 | NYISO_J-K_2_NEISO | NYISO_J-K | NEISO | Internal | Winter | B20 | 935 | 0.01 | 0 | 52.83 | 50.73 | 3 | 0
2025 | NYISO_J-K_2_NYISO_G-I | NYISO_J-K | NYISO_G-I | Internal | Shoulder | B11 | 25 | 1999 | 0 | 58.53 | 52.18 | 0.01 | 0
2025 | NYISO_J-K_2_NYISO_G-I | NYISO_J-K | NYISO_G-I | Internal | Shoulder | B12 | 200 | 1999 | 0 | 58.53 | 50.78 | 0.01 | 0
2025 | NYISO_J-K_2_NYISO_G-I | NYISO_J-K | NYISO_G-I | Internal | Shoulder | B13 | 600 | 1999 | 0 | 51.77 | 46.57 | 0.01 | 0
2025 | NYISO_J-K_2_NYISO_G-I | NYISO_J-K | NYISO_G-I | Internal | Shoulder | B14 | 900 | 1999 | 0 | 43.97 | 43.96 | 0.01 | 0
2025 | NYISO_J-K_2_NYISO_G-I | NYISO_J-K | NYISO_G-I | Internal | Shoulder | B15 | 1203 | 1999 | 0 | 43.96 | 43.95 | 0.01 | 0
2025 | NYISO_J-K_2_NYISO_G-I | NYISO_J-K | NYISO_G-I | Internal | Summer | B1 | 10 | 1999 | 0 | 85.87 | 85.86 | 0.01 | 0
2025 | NYISO_J-K_2_NYISO_G-I | NYISO_J-K | NYISO_G-I | Internal | Summer | B2 | 25 | 1999 | 0 | 72.8 | 72.79 | 0.01 | 0
2025 | NYISO_J-K_2_NYISO_G-I | NYISO_J-K | NYISO_G-I | Internal | Summer | B3 | 75 | 1999 | 0 | 59.03 | 59.01 | 0.01 | 0
2025 | NYISO_J-K_2_NYISO_G-I | NYISO_J-K | NYISO_G-I | Internal | Summer | B4 | 100 | 1999 | 0 | 57.62 | 57.61 | 0.01 | 0
2025 | NYISO_J-K_2_NYISO_G-I | NYISO_J-K | NYISO_G-I | Internal | Summer | B5 | 200 | 1999 | 0 | 53.85 | 53.84 | 0.01 | 0
2025 | NYISO_J-K_2_NYISO_G-I | NYISO_J-K | NYISO_G-I | Internal | Summer | B6 | 300 | 1999 | 0 | 53.85 | 49.85 | 0.01 | 0
2025 | NYISO_J-K_2_NYISO_G-I | NYISO_J-K | NYISO_G-I | Internal | Summer | B7 | 400 | 1999 | 0 | 53.85 | 46.58 | 0.01 | 0
2025 | NYISO_J-K_2_NYISO_G-I | NYISO_J-K | NYISO_G-I | Internal | Summer | B8 | 500 | 1999 | 0 | 53.85 | 43.16 | 0.01 | 0
2025 | NYISO_J-K_2_NYISO_G-I | NYISO_J-K | NYISO_G-I | Internal | Summer | B9 | 800 | 1999 | 0 | 42.49 | 42.48 | 0.01 | 0
2025 | NYISO_J-K_2_NYISO_G-I | NYISO_J-K | NYISO_G-I | Internal | Summer | B10 | 1262 | 1999 | 0 | 42.47 | 42.46 | 0.01 | 0
2025 | NYISO_J-K_2_NYISO_G-I | NYISO_J-K | NYISO_G-I | Internal | Winter | B16 | 25 | 1999 | 0 | 75.05 | 73.38 | 0.01 | 0
2025 | NYISO_J-K_2_NYISO_G-I | NYISO_J-K | NYISO_G-I | Internal | Winter | B17 | 100 | 1999 | 0 | 75.05 | 53.73 | 0.01 | 0
2025 | NYISO_J-K_2_NYISO_G-I | NYISO_J-K | NYISO_G-I | Internal | Winter | B18 | 400 | 1999 | 0 | 68.71 | 53.73 | 0.01 | 0
2025 | NYISO_J-K_2_NYISO_G-I | NYISO_J-K | NYISO_G-I | Internal | Winter | B19 | 700 | 1999 | 0 | 56.21 | 51.98 | 0.01 | 0
2025 | NYISO_J-K_2_NYISO_G-I | NYISO_J-K | NYISO_G-I | Internal | Winter | B20 | 935 | 1999 | 0 | 52.83 | 49.9 | 0.01 | 0
2025 | NYISO_J-K_2_PJM_E | NYISO_J-K | PJM_E | Internal | Shoulder | B11 | 25 | 0.01 | 0 | 58.53 | 60.18 | 8 | 0
2025 | NYISO_J-K_2_PJM_E | NYISO_J-K | PJM_E | Internal | Shoulder | B12 | 200 | 0.01 | 0 | 58.53 | 52.2 | 8 | 0
2025 | NYISO_J-K_2_PJM_E | NYISO_J-K | PJM_E | Internal | Shoulder | B13 | 600 | 0.01 | 0 | 51.77 | 45.77 | 8 | 0
2025 | NYISO_J-K_2_PJM_E | NYISO_J-K | PJM_E | Internal | Shoulder | B14 | 900 | 0.01 | 0 | 43.97 | 44.11 | 8 | 0
2025 | NYISO_J-K_2_PJM_E | NYISO_J-K | PJM_E | Internal | Shoulder | B15 | 1203 | 0.01 | 0 | 43.96 | 40.58 | 8 | 0
2025 | NYISO_J-K_2_PJM_E | NYISO_J-K | PJM_E | Internal | Summer | B1 | 10 | 0.01 | 0 | 85.87 | 93.86 | 8 | 0.07
2025 | NYISO_J-K_2_PJM_E | NYISO_J-K | PJM_E | Internal | Summer | B2 | 25 | 0.01 | 0 | 72.8 | 74.82 | 8 | 0
2025 | NYISO_J-K_2_PJM_E | NYISO_J-K | PJM_E | Internal | Summer | B3 | 75 | 0.01 | 0 | 59.03 | 68.72 | 8 | 1.7
2025 | NYISO_J-K_2_PJM_E | NYISO_J-K | PJM_E | Internal | Summer | B4 | 100 | 0.01 | 0 | 57.62 | 68.12 | 8 | 2.51
2025 | NYISO_J-K_2_PJM_E | NYISO_J-K | PJM_E | Internal | Summer | B5 | 200 | 0.01 | 0 | 53.85 | 63.46 | 8 | 1.61
2025 | NYISO_J-K_2_PJM_E | NYISO_J-K | PJM_E | Internal | Summer | B6 | 300 | 0.01 | 0 | 53.85 | 52.9 | 8 | 0
2025 | NYISO_J-K_2_PJM_E | NYISO_J-K | PJM_E | Internal | Summer | B7 | 400 | 0.01 | 0 | 53.85 | 44.65 | 8 | 0
2025 | NYISO_J-K_2_PJM_E | NYISO_J-K | PJM_E | Internal | Summer | B8 | 500 | 0.01 | 0 | 53.85 | 41.61 | 8 | 0
2025 | NYISO_J-K_2_PJM_E | NYISO_J-K | PJM_E | Internal | Summer | B9 | 800 | 0.01 | 0 | 42.49 | 38.81 | 8 | 0
2025 | NYISO_J-K_2_PJM_E | NYISO_J-K | PJM_E | Internal | Summer | B10 | 1262 | 0.01 | 0 | 42.47 | 37.9 | 8 | 0
2025 | NYISO_J-K_2_PJM_E | NYISO_J-K | PJM_E | Internal | Winter | B16 | 25 | 0.01 | 0 | 75.05 | 70.65 | 8 | 0.01
2025 | NYISO_J-K_2_PJM_E | NYISO_J-K | PJM_E | Internal | Winter | B17 | 100 | 0.01 | 0 | 75.05 | 55.09 | 8 | 0
2025 | NYISO_J-K_2_PJM_E | NYISO_J-K | PJM_E | Internal | Winter | B18 | 400 | 0.01 | 0 | 68.71 | 49.77 | 8 | 0
2025 | NYISO_J-K_2_PJM_E | NYISO_J-K | PJM_E | Internal | Winter | B19 | 700 | 0.01 | 0 | 56.21 | 45.98 | 8 | 0
2025 | NYISO_J-K_2_PJM_E | NYISO_J-K | PJM_E | Internal | Winter | B20 | 935 | 0.01 | 0 | 52.83 | 43.9 | 8 | 0
2025 | PJM_E_2_NYISO_G-I | PJM_E | NYISO_G-I | Internal | Shoulder | B11 | 25 | 500 | 0 | 60.18 | 52.18 | 6 | 0
2025 | PJM_E_2_NYISO_G-I | PJM_E | NYISO_G-I | Internal | Shoulder | B12 | 200 | 500 | 0 | 52.2 | 50.78 | 6 | 0
2025 | PJM_E_2_NYISO_G-I | PJM_E | NYISO_G-I | Internal | Shoulder | B13 | 600 | 500 | 0 | 45.77 | 46.57 | 6 | 0
2025 | PJM_E_2_NYISO_G-I | PJM_E | NYISO_G-I | Internal | Shoulder | B14 | 900 | 500 | 0 | 44.11 | 43.96 | 6 | 0
2025 | PJM_E_2_NYISO_G-I | PJM_E | NYISO_G-I | Internal | Shoulder | B15 | 1203 | 500 | 0 | 40.58 | 43.95 | 6 | 0
2025 | PJM_E_2_NYISO_G-I | PJM_E | NYISO_G-I | Internal | Summer | B1 | 10 | 500 | 0 | 93.86 | 85.86 | 6 | 0
2025 | PJM_E_2_NYISO_G-I | PJM_E | NYISO_G-I | Internal | Summer | B2 | 25 | 500 | 0 | 74.82 | 72.79 | 6 | 0
2025 | PJM_E_2_NYISO_G-I | PJM_E | NYISO_G-I | Internal | Summer | B3 | 75 | 500 | 0 | 68.72 | 59.01 | 6 | 0
2025 | PJM_E_2_NYISO_G-I | PJM_E | NYISO_G-I | Internal | Summer | B4 | 100 | 500 | 0 | 68.12 | 57.61 | 6 | 0
2025 | PJM_E_2_NYISO_G-I | PJM_E | NYISO_G-I | Internal | Summer | B5 | 200 | 500 | 0 | 63.46 | 53.84 | 6 | 0
2025 | PJM_E_2_NYISO_G-I | PJM_E | NYISO_G-I | Internal | Summer | B6 | 300 | 500 | 0 | 52.9 | 49.85 | 6 | 0
2025 | PJM_E_2_NYISO_G-I | PJM_E | NYISO_G-I | Internal | Summer | B7 | 400 | 500 | 0 | 44.65 | 46.58 | 6 | 0
2025 | PJM_E_2_NYISO_G-I | PJM_E | NYISO_G-I | Internal | Summer | B8 | 500 | 500 | 0 | 41.61 | 43.16 | 6 | 0
2025 | PJM_E_2_NYISO_G-I | PJM_E | NYISO_G-I | Internal | Summer | B9 | 800 | 500 | 0 | 38.81 | 42.48 | 6 | 0
2025 | PJM_E_2_NYISO_G-I | PJM_E | NYISO_G-I | Internal | Summer | B10 | 1262 | 500 | 0 | 37.9 | 42.46 | 6 | 0
2025 | PJM_E_2_NYISO_G-I | PJM_E | NYISO_G-I | Internal | Winter | B16 | 25 | 500 | 0 | 70.65 | 73.38 | 6 | 0
2025 | PJM_E_2_NYISO_G-I | PJM_E | NYISO_G-I | Internal | Winter | B17 | 100 | 500 | 0 | 55.09 | 53.73 | 6 | 0
2025 | PJM_E_2_NYISO_G-I | PJM_E | NYISO_G-I | Internal | Winter | B18 | 400 | 500 | 0 | 49.77 | 53.73 | 6 | 0
2025 | PJM_E_2_NYISO_G-I | PJM_E | NYISO_G-I | Internal | Winter | B19 | 700 | 500 | 214.27 | 45.98 | 51.98 | 6 | 0
2025 | PJM_E_2_NYISO_G-I | PJM_E | NYISO_G-I | Internal | Winter | B20 | 935 | 500 | 481.03 | 43.9 | 49.9 | 6 | 0
2025 | PJM_E_2_NYISO_J-K | PJM_E | NYISO_J-K | Internal | Shoulder | B11 | 25 | 330 | 0 | 60.18 | 58.53 | 6 | 0
2025 | PJM_E_2_NYISO_J-K | PJM_E | NYISO_J-K | Internal | Shoulder | B12 | 200 | 330 | 330 | 52.2 | 58.53 | 6 | 0.32
2025 | PJM_E_2_NYISO_J-K | PJM_E | NYISO_J-K | Internal | Shoulder | B13 | 600 | 330 | 233.17 | 45.77 | 51.77 | 6 | 0
2025 | PJM_E_2_NYISO_J-K | PJM_E | NYISO_J-K | Internal | Shoulder | B14 | 900 | 330 | 0 | 44.11 | 43.97 | 6 | 0
2025 | PJM_E_2_NYISO_J-K | PJM_E | NYISO_J-K | Internal | Shoulder | B15 | 1203 | 330 | 0 | 40.58 | 43.96 | 6 | 0
2025 | PJM_E_2_NYISO_J-K | PJM_E | NYISO_J-K | Internal | Summer | B1 | 10 | 330 | 0 | 93.86 | 85.87 | 6 | 0
2025 | PJM_E_2_NYISO_J-K | PJM_E | NYISO_J-K | Internal | Summer | B2 | 25 | 330 | 0 | 74.82 | 72.8 | 6 | 0
2025 | PJM_E_2_NYISO_J-K | PJM_E | NYISO_J-K | Internal | Summer | B3 | 75 | 330 | 0 | 68.72 | 59.03 | 6 | 0
2025 | PJM_E_2_NYISO_J-K | PJM_E | NYISO_J-K | Internal | Summer | B4 | 100 | 330 | 0 | 68.12 | 57.62 | 6 | 0
2025 | PJM_E_2_NYISO_J-K | PJM_E | NYISO_J-K | Internal | Summer | B5 | 200 | 330 | 0 | 63.46 | 53.85 | 6 | 0
2025 | PJM_E_2_NYISO_J-K | PJM_E | NYISO_J-K | Internal | Summer | B6 | 300 | 330 | 0 | 52.9 | 53.85 | 6 | 0
2025 | PJM_E_2_NYISO_J-K | PJM_E | NYISO_J-K | Internal | Summer | B7 | 400 | 330 | 330 | 44.65 | 53.85 | 6 | 3.2
2025 | PJM_E_2_NYISO_J-K | PJM_E | NYISO_J-K | Internal | Summer | B8 | 500 | 330 | 330 | 41.61 | 53.85 | 6 | 6.25
2025 | PJM_E_2_NYISO_J-K | PJM_E | NYISO_J-K | Internal | Summer | B9 | 800 | 330 | 0 | 38.81 | 42.49 | 6 | 0
2025 | PJM_E_2_NYISO_J-K | PJM_E | NYISO_J-K | Internal | Summer | B10 | 1262 | 330 | 0 | 37.9 | 42.47 | 6 | 0
2025 | PJM_E_2_NYISO_J-K | PJM_E | NYISO_J-K | Internal | Winter | B16 | 25 | 330 | 0 | 70.65 | 75.05 | 6 | 0
2025 | PJM_E_2_NYISO_J-K | PJM_E | NYISO_J-K | Internal | Winter | B17 | 100 | 330 | 330 | 55.09 | 75.05 | 6 | 13.96
2025 | PJM_E_2_NYISO_J-K | PJM_E | NYISO_J-K | Internal | Winter | B18 | 400 | 330 | 330 | 49.77 | 68.71 | 6 | 12.94
2025 | PJM_E_2_NYISO_J-K | PJM_E | NYISO_J-K | Internal | Winter | B19 | 700 | 330 | 330 | 45.98 | 56.21 | 6 | 4.23
2025 | PJM_E_2_NYISO_J-K | PJM_E | NYISO_J-K | Internal | Winter | B20 | 935 | 330 | 330 | 43.9 | 52.83 | 6 | 2.93
2025 | PJM_E_2_PJM_ROM | PJM_E | PJM_ROM | Internal | Shoulder | B11 | 25 | 8000 | 1725.85 | 60.18 | 60.2 | 0.01 | 0
2025 | PJM_E_2_PJM_ROM | PJM_E | PJM_ROM | Internal | Shoulder | B12 | 200 | 8000 | 335.61 | 52.2 | 52.22 | 0.01 | 0
2025 | PJM_E_2_PJM_ROM | PJM_E | PJM_ROM | Internal | Shoulder | B13 | 600 | 8000 | 0 | 45.77 | 45.76 | 0.01 | 0
2025 | PJM_E_2_PJM_ROM | PJM_E | PJM_ROM | Internal | Shoulder | B14 | 900 | 8000 | 0 | 44.11 | 44.1 | 0.01 | 0
2025 | PJM_E_2_PJM_ROM | PJM_E | PJM_ROM | Internal | Shoulder | B15 | 1203 | 8000 | 0 | 40.58 | 40.56 | 0.01 | 0
2025 | PJM_E_2_PJM_ROM | PJM_E | PJM_ROM | Internal | Summer | B1 | 10 | 8000 | 0 | 93.86 | 93.85 | 0.01 | 0
2025 | PJM_E_2_PJM_ROM | PJM_E | PJM_ROM | Internal | Summer | B2 | 25 | 8000 | 0 | 74.82 | 74.81 | 0.01 | 0
2025 | PJM_E_2_PJM_ROM | PJM_E | PJM_ROM | Internal | Summer | B3 | 75 | 8000 | 0 | 68.72 | 68.71 | 0.01 | 0
2025 | PJM_E_2_PJM_ROM | PJM_E | PJM_ROM | Internal | Summer | B4 | 100 | 8000 | 1640.73 | 68.12 | 68.13 | 0.01 | 0
2025 | PJM_E_2_PJM_ROM | PJM_E | PJM_ROM | Internal | Summer | B5 | 200 | 8000 | 0 | 63.46 | 63.45 | 0.01 | 0
2025 | PJM_E_2_PJM_ROM | PJM_E | PJM_ROM | Internal | Summer | B6 | 300 | 8000 | 0 | 52.9 | 52.89 | 0.01 | 0
2025 | PJM_E_2_PJM_ROM | PJM_E | PJM_ROM | Internal | Summer | B7 | 400 | 8000 | 0 | 44.65 | 44.64 | 0.01 | 0
2025 | PJM_E_2_PJM_ROM | PJM_E | PJM_ROM | Internal | Summer | B8 | 500 | 8000 | 0 | 41.61 | 41.6 | 0.01 | 0
2025 | PJM_E_2_PJM_ROM | PJM_E | PJM_ROM | Internal | Summer | B9 | 800 | 8000 | 0 | 38.81 | 38.8 | 0.01 | 0
2025 | PJM_E_2_PJM_ROM | PJM_E | PJM_ROM | Internal | Summer | B10 | 1262 | 8000 | 0 | 37.9 | 37.89 | 0.01 | 0
2025 | PJM_E_2_PJM_ROM | PJM_E | PJM_ROM | Internal | Winter | B16 | 25 | 8000 | 0 | 70.65 | 70.64 | 0.01 | 0
2025 | PJM_E_2_PJM_ROM | PJM_E | PJM_ROM | Internal | Winter | B17 | 100 | 8000 | 0 | 55.09 | 55.08 | 0.01 | 0
2025 | PJM_E_2_PJM_ROM | PJM_E | PJM_ROM | Internal | Winter | B18 | 400 | 8000 | 0 | 49.77 | 49.76 | 0.01 | 0
2025 | PJM_E_2_PJM_ROM | PJM_E | PJM_ROM | Internal | Winter | B19 | 700 | 8000 | 0 | 45.98 | 45.97 | 0.01 | 0
2025 | PJM_E_2_PJM_ROM | PJM_E | PJM_ROM | Internal | Winter | B20 | 935 | 8000 | 0 | 43.9 | 43.89 | 0.01 | 0
2025 | PJM_ROR_2_MISO_IN | PJM_ROR | MISO_IN | Internal | Shoulder | B11 | 25 | 909 | 909 | 60.21 | 62.64 | 2 | 0.43
2025 | PJM_ROR_2_MISO_IN | PJM_ROR | MISO_IN | Internal | Shoulder | B12 | 200 | 909 | 0 | 52.2 | 51.28 | 2 | 0
2025 | PJM_ROR_2_MISO_IN | PJM_ROR | MISO_IN | Internal | Shoulder | B13 | 600 | 909 | 0 | 45.75 | 46.55 | 2 | 0
2025 | PJM_ROR_2_MISO_IN | PJM_ROR | MISO_IN | Internal | Shoulder | B14 | 900 | 909 | 0 | 44.08 | 44.41 | 2 | 0
2025 | PJM_ROR_2_MISO_IN | PJM_ROR | MISO_IN | Internal | Shoulder | B15 | 1203 | 909 | 0 | 40.55 | 41.21 | 2 | 0
2025 | PJM_ROR_2_MISO_IN | PJM_ROR | MISO_IN | Internal | Summer | B1 | 10 | 909 | 0 | 93.83 | 91.82 | 2 | 0
2025 | PJM_ROR_2_MISO_IN | PJM_ROR | MISO_IN | Internal | Summer | B2 | 25 | 909 | 0 | 74.8 | 72.79 | 2 | 0
2025 | PJM_ROR_2_MISO_IN | PJM_ROR | MISO_IN | Internal | Summer | B3 | 75 | 909 | 0 | 68.7 | 69.46 | 2 | 0
2025 | PJM_ROR_2_MISO_IN | PJM_ROR | MISO_IN | Internal | Summer | B4 | 100 | 909 | 0 | 68.15 | 67.82 | 2 | 0
2025 | PJM_ROR_2_MISO_IN | PJM_ROR | MISO_IN | Internal | Summer | B5 | 200 | 909 | 0 | 63.46 | 65.45 | 2 | 0
2025 | PJM_ROR_2_MISO_IN | PJM_ROR | MISO_IN | Internal | Summer | B6 | 300 | 909 | 0 | 52.88 | 52.7 | 2 | 0
2025 | PJM_ROR_2_MISO_IN | PJM_ROR | MISO_IN | Internal | Summer | B7 | 400 | 909 | 0 | 44.63 | 45.57 | 2 | 0
2025 | PJM_ROR_2_MISO_IN | PJM_ROR | MISO_IN | Internal | Summer | B8 | 500 | 909 | 0 | 41.58 | 41.37 | 2 | 0
2025 | PJM_ROR_2_MISO_IN | PJM_ROR | MISO_IN | Internal | Summer | B9 | 800 | 909 | 0 | 38.79 | 40.21 | 2 | 0
2025 | PJM_ROR_2_MISO_IN | PJM_ROR | MISO_IN | Internal | Summer | B10 | 1262 | 909 | 0 | 37.51 | 37.73 | 2 | 0
2025 | PJM_ROR_2_MISO_IN | PJM_ROR | MISO_IN | Internal | Winter | B16 | 25 | 909 | 0 | 70.63 | 68.64 | 2 | 0
2025 | PJM_ROR_2_MISO_IN | PJM_ROR | MISO_IN | Internal | Winter | B17 | 100 | 909 | 0 | 55.06 | 53.08 | 2 | 0
2025 | PJM_ROR_2_MISO_IN | PJM_ROR | MISO_IN | Internal | Winter | B18 | 400 | 909 | 0 | 49.75 | 47.78 | 2 | 0
2025 | PJM_ROR_2_MISO_IN | PJM_ROR | MISO_IN | Internal | Winter | B19 | 700 | 909 | 0 | 45.38 | 44.03 | 2 | 0
2025 | PJM_ROR_2_MISO_IN | PJM_ROR | MISO_IN | Internal | Winter | B20 | 935 | 909 | 0 | 41.86 | 41.12 | 2 | 0
2025 | PJM_ROR_2_MISO_MI | PJM_ROR | MISO_MI | Internal | Shoulder | B11 | 25 | 1305 | 989.54 | 60.21 | 62.21 | 2 | 0
2025 | PJM_ROR_2_MISO_MI | PJM_ROR | MISO_MI | Internal | Shoulder | B12 | 200 | 1305 | 0 | 52.2 | 51.29 | 2 | 0
2025 | PJM_ROR_2_MISO_MI | PJM_ROR | MISO_MI | Internal | Shoulder | B13 | 600 | 1305 | 0 | 45.75 | 46.56 | 2 | 0
2025 | PJM_ROR_2_MISO_MI | PJM_ROR | MISO_MI | Internal | Shoulder | B14 | 900 | 1305 | 0 | 44.08 | 44.42 | 2 | 0
2025 | PJM_ROR_2_MISO_MI | PJM_ROR | MISO_MI | Internal | Shoulder | B15 | 1203 | 1305 | 0 | 40.55 | 41.22 | 2 | 0
2025 | PJM_ROR_2_MISO_MI | PJM_ROR | MISO_MI | Internal | Summer | B1 | 10 | 1305 | 0 | 93.83 | 91.83 | 2 | 0
2025 | PJM_ROR_2_MISO_MI | PJM_ROR | MISO_MI | Internal | Summer | B2 | 25 | 1305 | 0 | 74.8 | 72.77 | 2 | 0
2025 | PJM_ROR_2_MISO_MI | PJM_ROR | MISO_MI | Internal | Summer | B3 | 75 | 1305 | 0 | 68.7 | 69.45 | 2 | 0
2025 | PJM_ROR_2_MISO_MI | PJM_ROR | MISO_MI | Internal | Summer | B4 | 100 | 1305 | 0 | 68.15 | 66.15 | 2 | 0
2025 | PJM_ROR_2_MISO_MI | PJM_ROR | MISO_MI | Internal | Summer | B5 | 200 | 1305 | 0 | 63.46 | 65.44 | 2 | 0
2025 | PJM_ROR_2_MISO_MI | PJM_ROR | MISO_MI | Internal | Summer | B6 | 300 | 1305 | 0 | 52.88 | 52.69 | 2 | 0
2025 | PJM_ROR_2_MISO_MI | PJM_ROR | MISO_MI | Internal | Summer | B7 | 400 | 1305 | 0 | 44.63 | 45.58 | 2 | 0
2025 | PJM_ROR_2_MISO_MI | PJM_ROR | MISO_MI | Internal | Summer | B8 | 500 | 1305 | 0 | 41.58 | 41.38 | 2 | 0
2025 | PJM_ROR_2_MISO_MI | PJM_ROR | MISO_MI | Internal | Summer | B9 | 800 | 1305 | 0 | 38.79 | 40.22 | 2 | 0
2025 | PJM_ROR_2_MISO_MI | PJM_ROR | MISO_MI | Internal | Summer | B10 | 1262 | 1305 | 0 | 37.51 | 37.74 | 2 | 0
2025 | PJM_ROR_2_MISO_MI | PJM_ROR | MISO_MI | Internal | Winter | B16 | 25 | 1305 | 0 | 70.63 | 68.63 | 2 | 0
2025 | PJM_ROR_2_MISO_MI | PJM_ROR | MISO_MI | Internal | Winter | B17 | 100 | 1305 | 0 | 55.06 | 53.09 | 2 | 0
2025 | PJM_ROR_2_MISO_MI | PJM_ROR | MISO_MI | Internal | Winter | B18 | 400 | 1305 | 0 | 49.75 | 47.79 | 2 | 0
2025 | PJM_ROR_2_MISO_MI | PJM_ROR | MISO_MI | Internal | Winter | B19 | 700 | 1305 | 0 | 45.38 | 44.04 | 2 | 0
2025 | PJM_ROR_2_MISO_MI | PJM_ROR | MISO_MI | Internal | Winter | B20 | 935 | 1305 | 0 | 41.86 | 41.14 | 2 | 0
2025 | PJM_ROR_2_MISO_MO-IL | PJM_ROR | MISO_MO-IL | Internal | Shoulder | B11 | 25 | 1111 | 1111 | 60.21 | 62.65 | 2 | 0.44
2025 | PJM_ROR_2_MISO_MO-IL | PJM_ROR | MISO_MO-IL | Internal | Shoulder | B12 | 200 | 1111 | 0 | 52.2 | 51.29 | 2 | 0
2025 | PJM_ROR_2_MISO_MO-IL | PJM_ROR | MISO_MO-IL | Internal | Shoulder | B13 | 600 | 1111 | 0 | 45.75 | 46.56 | 2 | 0
2025 | PJM_ROR_2_MISO_MO-IL | PJM_ROR | MISO_MO-IL | Internal | Shoulder | B14 | 900 | 1111 | 0 | 44.08 | 44.42 | 2 | 0
2025 | PJM_ROR_2_MISO_MO-IL | PJM_ROR | MISO_MO-IL | Internal | Shoulder | B15 | 1203 | 1111 | 0 | 40.55 | 41.22 | 2 | 0
2025 | PJM_ROR_2_MISO_MO-IL | PJM_ROR | MISO_MO-IL | Internal | Summer | B1 | 10 | 1111 | 0 | 93.83 | 91.83 | 2 | 0
2025 | PJM_ROR_2_MISO_MO-IL | PJM_ROR | MISO_MO-IL | Internal | Summer | B2 | 25 | 1111 | 0 | 74.8 | 72.8 | 2 | 0
2025 | PJM_ROR_2_MISO_MO-IL | PJM_ROR | MISO_MO-IL | Internal | Summer | B3 | 75 | 1111 | 0 | 68.7 | 69.47 | 2 | 0
2025 | PJM_ROR_2_MISO_MO-IL | PJM_ROR | MISO_MO-IL | Internal | Summer | B4 | 100 | 1111 | 0 | 68.15 | 67.83 | 2 | 0
2025 | PJM_ROR_2_MISO_MO-IL | PJM_ROR | MISO_MO-IL | Internal | Summer | B5 | 200 | 1111 | 741.46 | 63.46 | 65.46 | 2 | 0
2025 | PJM_ROR_2_MISO_MO-IL | PJM_ROR | MISO_MO-IL | Internal | Summer | B6 | 300 | 1111 | 0 | 52.88 | 52.72 | 2 | 0
2025 | PJM_ROR_2_MISO_MO-IL | PJM_ROR | MISO_MO-IL | Internal | Summer | B7 | 400 | 1111 | 0 | 44.63 | 45.58 | 2 | 0
2025 | PJM_ROR_2_MISO_MO-IL | PJM_ROR | MISO_MO-IL | Internal | Summer | B8 | 500 | 1111 | 0 | 41.58 | 41.38 | 2 | 0
2025 | PJM_ROR_2_MISO_MO-IL | PJM_ROR | MISO_MO-IL | Internal | Summer | B9 | 800 | 1111 | 0 | 38.79 | 40.22 | 2 | 0
2025 | PJM_ROR_2_MISO_MO-IL | PJM_ROR | MISO_MO-IL | Internal | Summer | B10 | 1262 | 1111 | 0 | 37.51 | 37.71 | 2 | 0
2025 | PJM_ROR_2_MISO_MO-IL | PJM_ROR | MISO_MO-IL | Internal | Winter | B16 | 25 | 1111 | 0 | 70.63 | 68.64 | 2 | 0
2025 | PJM_ROR_2_MISO_MO-IL | PJM_ROR | MISO_MO-IL | Internal | Winter | B17 | 100 | 1111 | 0 | 55.06 | 53.06 | 2 | 0
2025 | PJM_ROR_2_MISO_MO-IL | PJM_ROR | MISO_MO-IL | Internal | Winter | B18 | 400 | 1111 | 0 | 49.75 | 47.79 | 2 | 0
2025 | PJM_ROR_2_MISO_MO-IL | PJM_ROR | MISO_MO-IL | Internal | Winter | B19 | 700 | 1111 | 0 | 45.38 | 44.04 | 2 | 0
2025 | PJM_ROR_2_MISO_MO-IL | PJM_ROR | MISO_MO-IL | Internal | Winter | B20 | 935 | 1111 | 0 | 41.86 | 41.11 | 2 | 0
2025 | PJM_ROR_2_MISO_W | PJM_ROR | MISO_W | Internal | Shoulder | B11 | 25 | 709 | 709 | 60.21 | 70.64 | 2 | 8.43
2025 | PJM_ROR_2_MISO_W | PJM_ROR | MISO_W | Internal | Shoulder | B12 | 200 | 709 | 0 | 52.2 | 51.28 | 2 | 0
2025 | PJM_ROR_2_MISO_W | PJM_ROR | MISO_W | Internal | Shoulder | B13 | 600 | 709 | 0 | 45.75 | 46.57 | 2 | 0
2025 | PJM_ROR_2_MISO_W | PJM_ROR | MISO_W | Internal | Shoulder | B14 | 900 | 709 | 0 | 44.08 | 44.52 | 2 | 0
2025 | PJM_ROR_2_MISO_W | PJM_ROR | MISO_W | Internal | Shoulder | B15 | 1203 | 709 | 0 | 40.55 | 41.25 | 2 | 0
2025 | PJM_ROR_2_MISO_W | PJM_ROR | MISO_W | Internal | Summer | B1 | 10 | 709 | 0 | 93.83 | 91.82 | 2 | 0
2025 | PJM_ROR_2_MISO_W | PJM_ROR | MISO_W | Internal | Summer | B2 | 25 | 709 | 0 | 74.8 | 75.57 | 2 | 0
2025 | PJM_ROR_2_MISO_W | PJM_ROR | MISO_W | Internal | Summer | B3 | 75 | 709 | 709 | 68.7 | 71.95 | 2 | 1.25
2025 | PJM_ROR_2_MISO_W | PJM_ROR | MISO_W | Internal | Summer | B4 | 100 | 709 | 709 | 68.15 | 71.68 | 2 | 1.54
2025 | PJM_ROR_2_MISO_W | PJM_ROR | MISO_W | Internal | Summer | B5 | 200 | 709 | 709 | 63.46 | 70.66 | 2 | 5.2
2025 | PJM_ROR_2_MISO_W | PJM_ROR | MISO_W | Internal | Summer | B6 | 300 | 709 | 709 | 52.88 | 58.1 | 2 | 3.22
2025 | PJM_ROR_2_MISO_W | PJM_ROR | MISO_W | Internal | Summer | B7 | 400 | 709 | 0 | 44.63 | 46.58 | 2 | 0
2025 | PJM_ROR_2_MISO_W | PJM_ROR | MISO_W | Internal | Summer | B8 | 500 | 709 | 0 | 41.58 | 42.55 | 2 | 0
2025 | PJM_ROR_2_MISO_W | PJM_ROR | MISO_W | Internal | Summer | B9 | 800 | 709 | 45.04 | 38.79 | 40.79 | 2 | 0
2025 | PJM_ROR_2_MISO_W | PJM_ROR | MISO_W | Internal | Summer | B10 | 1262 | 709 | 0 | 37.51 | 37.7 | 2 | 0
2025 | PJM_ROR_2_MISO_W | PJM_ROR | MISO_W | Internal | Winter | B16 | 25 | 709 | 0 | 70.63 | 68.63 | 2 | 0
2025 | PJM_ROR_2_MISO_W | PJM_ROR | MISO_W | Internal | Winter | B17 | 100 | 709 | 0 | 55.06 | 53.05 | 2 | 0
2025 | PJM_ROR_2_MISO_W | PJM_ROR | MISO_W | Internal | Winter | B18 | 400 | 709 | 0 | 49.75 | 47.83 | 2 | 0
2025 | PJM_ROR_2_MISO_W | PJM_ROR | MISO_W | Internal | Winter | B19 | 700 | 709 | 579.54 | 45.38 | 47.38 | 2 | 0
2025 | PJM_ROR_2_MISO_W | PJM_ROR | MISO_W | Internal | Winter | B20 | 935 | 709 | 0 | 41.86 | 41.1 | 2 | 0
2025 | PJM_ROR_2_MISO_WUMS | PJM_ROR | MISO_WUMS | Internal | Shoulder | B11 | 25 | 1467 | 241.15 | 60.21 | 62.21 | 2 | 0
2025 | PJM_ROR_2_MISO_WUMS | PJM_ROR | MISO_WUMS | Internal | Shoulder | B12 | 200 | 1467 | 0 | 52.2 | 51.27 | 2 | 0
2025 | PJM_ROR_2_MISO_WUMS | PJM_ROR | MISO_WUMS | Internal | Shoulder | B13 | 600 | 1467 | 0 | 45.75 | 45.29 | 2 | 0
2025 | PJM_ROR_2_MISO_WUMS | PJM_ROR | MISO_WUMS | Internal | Shoulder | B14 | 900 | 1467 | 0 | 44.08 | 42.34 | 2 | 0
2025 | PJM_ROR_2_MISO_WUMS | PJM_ROR | MISO_WUMS | Internal | Shoulder | B15 | 1203 | 1467 | 0 | 40.55 | 41.23 | 2 | 0
2025 | PJM_ROR_2_MISO_WUMS | PJM_ROR | MISO_WUMS | Internal | Summer | B1 | 10 | 1467 | 0 | 93.83 | 66.91 | 2 | 0
2025 | PJM_ROR_2_MISO_WUMS | PJM_ROR | MISO_WUMS | Internal | Summer | B2 | 25 | 1467 | 0 | 74.8 | 66.91 | 2 | 0
2025 | PJM_ROR_2_MISO_WUMS | PJM_ROR | MISO_WUMS | Internal | Summer | B3 | 75 | 1467 | 0 | 68.7 | 66.91 | 2 | 0
2025 | PJM_ROR_2_MISO_WUMS | PJM_ROR | MISO_WUMS | Internal | Summer | B4 | 100 | 1467 | 0 | 68.15 | 66.91 | 2 | 0
2025 | PJM_ROR_2_MISO_WUMS | PJM_ROR | MISO_WUMS | Internal | Summer | B5 | 200 | 1467 | 98.56 | 63.46 | 65.46 | 2 | 0
2025 | PJM_ROR_2_MISO_WUMS | PJM_ROR | MISO_WUMS | Internal | Summer | B6 | 300 | 1467 | 0 | 52.88 | 50.88 | 2 | 0
2025 | PJM_ROR_2_MISO_WUMS | PJM_ROR | MISO_WUMS | Internal | Summer | B7 | 400 | 1467 | 0 | 44.63 | 42.63 | 2 | 0
2025 | PJM_ROR_2_MISO_WUMS | PJM_ROR | MISO_WUMS | Internal | Summer | B8 | 500 | 1467 | 0 | 41.58 | 40.34 | 2 | 0
2025 | PJM_ROR_2_MISO_WUMS | PJM_ROR | MISO_WUMS | Internal | Summer | B9 | 800 | 1467 | 0 | 38.79 | 40.34 | 2 | 0
2025 | PJM_ROR_2_MISO_WUMS | PJM_ROR | MISO_WUMS | Internal | Summer | B10 | 1262 | 1467 | 0 | 37.51 | 37.69 | 2 | 0
2025 | PJM_ROR_2_MISO_WUMS | PJM_ROR | MISO_WUMS | Internal | Winter | B16 | 25 | 1467 | 0 | 70.63 | 68.63 | 2 | 0
2025 | PJM_ROR_2_MISO_WUMS | PJM_ROR | MISO_WUMS | Internal | Winter | B17 | 100 | 1467 | 0 | 55.06 | 53.06 | 2 | 0
2025 | PJM_ROR_2_MISO_WUMS | PJM_ROR | MISO_WUMS | Internal | Winter | B18 | 400 | 1467 | 0 | 49.75 | 47.82 | 2 | 0
2025 | PJM_ROR_2_MISO_WUMS | PJM_ROR | MISO_WUMS | Internal | Winter | B19 | 700 | 1467 | 0 | 45.38 | 44.81 | 2 | 0
2025 | PJM_ROR_2_MISO_WUMS | PJM_ROR | MISO_WUMS | Internal | Winter | B20 | 935 | 1467 | 0 | 41.86 | 41.11 | 2 | 0
2025 | PJM_ROR_2_PJM_ROM | PJM_ROR | PJM_ROM | Internal | Shoulder | B11 | 25 | 8000 | 0 | 60.21 | 60.2 | 0.01 | 0
2025 | PJM_ROR_2_PJM_ROM | PJM_ROR | PJM_ROM | Internal | Shoulder | B12 | 200 | 8000 | 3014.73 | 52.2 | 52.22 | 0.01 | 0
2025 | PJM_ROR_2_PJM_ROM | PJM_ROR | PJM_ROM | Internal | Shoulder | B13 | 600 | 8000 | 5369.19 | 45.75 | 45.76 | 0.01 | 0
2025 | PJM_ROR_2_PJM_ROM | PJM_ROR | PJM_ROM | Internal | Shoulder | B14 | 900 | 8000 | 5461.94 | 44.08 | 44.1 | 0.01 | 0
2025 | PJM_ROR_2_PJM_ROM | PJM_ROR | PJM_ROM | Internal | Shoulder | B15 | 1203 | 8000 | 7618.69 | 40.55 | 40.56 | 0.01 | 0
2025 | PJM_ROR_2_PJM_ROM | PJM_ROR | PJM_ROM | Internal | Summer | B1 | 10 | 8000 | 7312.61 | 93.83 | 93.85 | 0.01 | 0
2025 | PJM_ROR_2_PJM_ROM | PJM_ROR | PJM_ROM | Internal | Summer | B2 | 25 | 8000 | 6464.85 | 74.8 | 74.81 | 0.01 | 0
2025 | PJM_ROR_2_PJM_ROM | PJM_ROR | PJM_ROM | Internal | Summer | B3 | 75 | 8000 | 95.33 | 68.7 | 68.71 | 0.01 | 0
2025 | PJM_ROR_2_PJM_ROM | PJM_ROR | PJM_ROM | Internal | Summer | B4 | 100 | 8000 | 0 | 68.15 | 68.13 | 0.01 | 0
2025 | PJM_ROR_2_PJM_ROM | PJM_ROR | PJM_ROM | Internal | Summer | B5 | 200 | 8000 | 0 | 63.46 | 63.45 | 0.01 | 0
2025 | PJM_ROR_2_PJM_ROM | PJM_ROR | PJM_ROM | Internal | Summer | B6 | 300 | 8000 | 3195.55 | 52.88 | 52.89 | 0.01 | 0
2025 | PJM_ROR_2_PJM_ROM | PJM_ROR | PJM_ROM | Internal | Summer | B7 | 400 | 8000 | 2821.2 | 44.63 | 44.64 | 0.01 | 0
2025 | PJM_ROR_2_PJM_ROM | PJM_ROR | PJM_ROM | Internal | Summer | B8 | 500 | 8000 | 6166.24 | 41.58 | 41.6 | 0.01 | 0
2025 | PJM_ROR_2_PJM_ROM | PJM_ROR | PJM_ROM | Internal | Summer | B9 | 800 | 8000 | 6463.74 | 38.79 | 38.8 | 0.01 | 0
2025 | PJM_ROR_2_PJM_ROM | PJM_ROR | PJM_ROM | Internal | Summer | B10 | 1262 | 8000 | 8000 | 37.51 | 37.89 | 0.01 | 0.37
2025 | PJM_ROR_2_PJM_ROM | PJM_ROR | PJM_ROM | Internal | Winter | B16 | 25 | 8000 | 1791.71 | 70.63 | 70.64 | 0.01 | 0
2025 | PJM_ROR_2_PJM_ROM | PJM_ROR | PJM_ROM | Internal | Winter | B17 | 100 | 8000 | 4452.03 | 55.06 | 55.08 | 0.01 | 0
2025 | PJM_ROR_2_PJM_ROM | PJM_ROR | PJM_ROM | Internal | Winter | B18 | 400 | 8000 | 7727.8 | 49.75 | 49.76 | 0.01 | 0
2025 | PJM_ROR_2_PJM_ROM | PJM_ROR | PJM_ROM | Internal | Winter | B19 | 700 | 8000 | 8000 | 45.38 | 45.97 | 0.01 | 0.57
2025 | PJM_ROR_2_PJM_ROM | PJM_ROR | PJM_ROM | Internal | Winter | B20 | 935 | 8000 | 8000 | 41.86 | 43.89 | 0.01 | 2.01
2025 | PJM_ROR_2_TVA_Transmission | PJM_ROR | TVA_Transmission | Internal | Shoulder | B11 | 25 | 2500 | 0 | 60.21 | 66 | 6 | 0
2025 | PJM_ROR_2_TVA_Transmission | PJM_ROR | TVA_Transmission | Internal | Shoulder | B12 | 200 | 2500 | 0 | 52.2 | 52.96 | 6 | 0
2025 | PJM_ROR_2_TVA_Transmission | PJM_ROR | TVA_Transmission | Internal | Shoulder | B13 | 600 | 2500 | 0 | 45.75 | 49.27 | 6 | 0
2025 | PJM_ROR_2_TVA_Transmission | PJM_ROR | TVA_Transmission | Internal | Shoulder | B14 | 900 | 2500 | 0 | 44.08 | 47.79 | 6 | 0
2025 | PJM_ROR_2_TVA_Transmission | PJM_ROR | TVA_Transmission | Internal | Shoulder | B15 | 1203 | 2500 | 0 | 40.55 | 46.54 | 6 | 0
2025 | PJM_ROR_2_TVA_Transmission | PJM_ROR | TVA_Transmission | Internal | Summer | B1 | 10 | 2500 | 0 | 93.83 | 91.37 | 6 | 0
2025 | PJM_ROR_2_TVA_Transmission | PJM_ROR | TVA_Transmission | Internal | Summer | B2 | 25 | 2500 | 1690.54 | 74.8 | 80.8 | 6 | 0
2025 | PJM_ROR_2_TVA_Transmission | PJM_ROR | TVA_Transmission | Internal | Summer | B3 | 75 | 2500 | 298.23 | 68.7 | 74.7 | 6 | 0
2025 | PJM_ROR_2_TVA_Transmission | PJM_ROR | TVA_Transmission | Internal | Summer | B4 | 100 | 2500 | 665.94 | 68.15 | 74.15 | 6 | 0
2025 | PJM_ROR_2_TVA_Transmission | PJM_ROR | TVA_Transmission | Internal | Summer | B5 | 200 | 2500 | 694 | 63.46 | 69.46 | 6 | 0
2025 | PJM_ROR_2_TVA_Transmission | PJM_ROR | TVA_Transmission | Internal | Summer | B6 | 300 | 2500 | 628.67 | 52.88 | 58.88 | 6 | 0
2025 | PJM_ROR_2_TVA_Transmission | PJM_ROR | TVA_Transmission | Internal | Summer | B7 | 400 | 2500 | 2381.52 | 44.63 | 50.63 | 6 | 0
2025 | PJM_ROR_2_TVA_Transmission | PJM_ROR | TVA_Transmission | Internal | Summer | B8 | 500 | 2500 | 0 | 41.58 | 46.16 | 6 | 0
2025 | PJM_ROR_2_TVA_Transmission | PJM_ROR | TVA_Transmission | Internal | Summer | B9 | 800 | 2500 | 0 | 38.79 | 43.27 | 6 | 0
2025 | PJM_ROR_2_TVA_Transmission | PJM_ROR | TVA_Transmission | Internal | Summer | B10 | 1262 | 2500 | 0 | 37.51 | 42.46 | 6 | 0
2025 | PJM_ROR_2_TVA_Transmission | PJM_ROR | TVA_Transmission | Internal | Winter | B16 | 25 | 2500 | 427.58 | 70.63 | 76.63 | 6 | 0
2025 | PJM_ROR_2_TVA_Transmission | PJM_ROR | TVA_Transmission | Internal | Winter | B17 | 100 | 2500 | 0 | 55.06 | 55.55 | 6 | 0
2025 | PJM_ROR_2_TVA_Transmission | PJM_ROR | TVA_Transmission | Internal | Winter | B18 | 400 | 2500 | 0 | 49.75 | 51 | 6 | 0
2025 | PJM_ROR_2_TVA_Transmission | PJM_ROR | TVA_Transmission | Internal | Winter | B19 | 700 | 2500 | 0 | 45.38 | 48.63 | 6 | 0
2025 | PJM_ROR_2_TVA_Transmission | PJM_ROR | TVA_Transmission | Internal | Winter | B20 | 935 | 2500 | 0 | 41.86 | 45.97 | 6 | 0
2025 | PJM_ROR_2_VACAR | PJM_ROR | VACAR | Internal | Shoulder | B11 | 25 | 3000 | 2748.98 | 60.21 | 66.21 | 6 | 0
2025 | PJM_ROR_2_VACAR | PJM_ROR | VACAR | Internal | Shoulder | B12 | 200 | 3000 | 0 | 52.2 | 56.29 | 6 | 0
2025 | PJM_ROR_2_VACAR | PJM_ROR | VACAR | Internal | Shoulder | B13 | 600 | 3000 | 0 | 45.75 | 50.63 | 6 | 0
2025 | PJM_ROR_2_VACAR | PJM_ROR | VACAR | Internal | Shoulder | B14 | 900 | 3000 | 0 | 44.08 | 48.25 | 6 | 0
2025 | PJM_ROR_2_VACAR | PJM_ROR | VACAR | Internal | Shoulder | B15 | 1203 | 3000 | 2210.63 | 40.55 | 46.55 | 6 | 0
2025 | PJM_ROR_2_VACAR | PJM_ROR | VACAR | Internal | Summer | B1 | 10 | 3000 | 1230.04 | 93.83 | 99.83 | 6 | 0
2025 | PJM_ROR_2_VACAR | PJM_ROR | VACAR | Internal | Summer | B2 | 25 | 3000 | 1759.39 | 74.8 | 80.8 | 6 | 0
2025 | PJM_ROR_2_VACAR | PJM_ROR | VACAR | Internal | Summer | B3 | 75 | 3000 | 3000 | 68.7 | 80.8 | 6 | 6.1
2025 | PJM_ROR_2_VACAR | PJM_ROR | VACAR | Internal | Summer | B4 | 100 | 3000 | 3000 | 68.15 | 79.17 | 6 | 5.03
2025 | PJM_ROR_2_VACAR | PJM_ROR | VACAR | Internal | Summer | B5 | 200 | 3000 | 3000 | 63.46 | 70.21 | 6 | 0.75
2025 | PJM_ROR_2_VACAR | PJM_ROR | VACAR | Internal | Summer | B6 | 300 | 3000 | 3000 | 52.88 | 60.88 | 6 | 2
2025 | PJM_ROR_2_VACAR | PJM_ROR | VACAR | Internal | Summer | B7 | 400 | 3000 | 3000 | 44.63 | 50.92 | 6 | 0.29
2025 | PJM_ROR_2_VACAR | PJM_ROR | VACAR | Internal | Summer | B8 | 500 | 3000 | 699.59 | 41.58 | 47.58 | 6 | 0
2025 | PJM_ROR_2_VACAR | PJM_ROR | VACAR | Internal | Summer | B9 | 800 | 3000 | 0 | 38.79 | 44.65 | 6 | 0
2025 | PJM_ROR_2_VACAR | PJM_ROR | VACAR | Internal | Summer | B10 | 1262 | 3000 | 3000 | 37.51 | 44.65 | 6 | 1.14
2025 | PJM_ROR_2_VACAR | PJM_ROR | VACAR | Internal | Winter | B16 | 25 | 3000 | 3000 | 70.63 | 85.63 | 6 | 9
2025 | PJM_ROR_2_VACAR | PJM_ROR | VACAR | Internal | Winter | B17 | 100 | 3000 | 0 | 55.06 | 59.06 | 6 | 0
2025 | PJM_ROR_2_VACAR | PJM_ROR | VACAR | Internal | Winter | B18 | 400 | 3000 | 0 | 49.75 | 50.82 | 6 | 0
2025 | PJM_ROR_2_VACAR | PJM_ROR | VACAR | Internal | Winter | B19 | 700 | 3000 | 0 | 45.38 | 50.82 | 6 | 0
2025 | PJM_ROR_2_VACAR | PJM_ROR | VACAR | Internal | Winter | B20 | 935 | 3000 | 1097.55 | 41.86 | 47.86 | 6 | 0
2025 | PJM_ROM_2_NYISO_A-F | PJM_ROM | NYISO_A-F | Internal | Shoulder | B11 | 25 | 2000 | 0 | 60.2 | 52 | 6 | 0
2025 | PJM_ROM_2_NYISO_A-F | PJM_ROM | NYISO_A-F | Internal | Shoulder | B12 | 200 | 2000 | 0 | 52.22 | 50.77 | 6 | 0
2025 | PJM_ROM_2_NYISO_A-F | PJM_ROM | NYISO_A-F | Internal | Shoulder | B13 | 600 | 2000 | 0 | 45.76 | 46.56 | 6 | 0
2025 | PJM_ROM_2_NYISO_A-F | PJM_ROM | NYISO_A-F | Internal | Shoulder | B14 | 900 | 2000 | 0 | 44.1 | 43.95 | 6 | 0
2025 | PJM_ROM_2_NYISO_A-F | PJM_ROM | NYISO_A-F | Internal | Shoulder | B15 | 1203 | 2000 | 0 | 40.56 | 43.94 | 6 | 0
2025 | PJM_ROM_2_NYISO_A-F | PJM_ROM | NYISO_A-F | Internal | Summer | B1 | 10 | 2000 | 0 | 93.85 | 85.85 | 6 | 0
2025 | PJM_ROM_2_NYISO_A-F | PJM_ROM | NYISO_A-F | Internal | Summer | B2 | 25 | 2000 | 0 | 74.81 | 72.77 | 6 | 0
2025 | PJM_ROM_2_NYISO_A-F | PJM_ROM | NYISO_A-F | Internal | Summer | B3 | 75 | 2000 | 0 | 68.71 | 59 | 6 | 0
2025 | PJM_ROM_2_NYISO_A-F | PJM_ROM | NYISO_A-F | Internal | Summer | B4 | 100 | 2000 | 0 | 68.13 | 57.6 | 6 | 0
2025 | PJM_ROM_2_NYISO_A-F | PJM_ROM | NYISO_A-F | Internal | Summer | B5 | 200 | 2000 | 0 | 63.45 | 50.45 | 6 | 0
2025 | PJM_ROM_2_NYISO_A-F | PJM_ROM | NYISO_A-F | Internal | Summer | B6 | 300 | 2000 | 0 | 52.89 | 49.84 | 6 | 0
2025 | PJM_ROM_2_NYISO_A-F | PJM_ROM | NYISO_A-F | Internal | Summer | B7 | 400 | 2000 | 0 | 44.64 | 46.57 | 6 | 0
2025 | PJM_ROM_2_NYISO_A-F | PJM_ROM | NYISO_A-F | Internal | Summer | B8 | 500 | 2000 | 0 | 41.6 | 43.15 | 6 | 0
2025 | PJM_ROM_2_NYISO_A-F | PJM_ROM | NYISO_A-F | Internal | Summer | B9 | 800 | 2000 | 0 | 38.8 | 42.47 | 6 | 0
2025 | PJM_ROM_2_NYISO_A-F | PJM_ROM | NYISO_A-F | Internal | Summer | B10 | 1262 | 2000 | 0 | 37.89 | 42.47 | 6 | 0
2025 | PJM_ROM_2_NYISO_A-F | PJM_ROM | NYISO_A-F | Internal | Winter | B16 | 25 | 2000 | 0 | 70.64 | 53.73 | 6 | 0
2025 | PJM_ROM_2_NYISO_A-F | PJM_ROM | NYISO_A-F | Internal | Winter | B17 | 100 | 2000 | 0 | 55.08 | 53.09 | 6 | 0
2025 | PJM_ROM_2_NYISO_A-F | PJM_ROM | NYISO_A-F | Internal | Winter | B18 | 400 | 2000 | 0 | 49.76 | 49.89 | 6 | 0
2025 | PJM_ROM_2_NYISO_A-F | PJM_ROM | NYISO_A-F | Internal | Winter | B19 | 700 | 2000 | 0 | 45.97 | 49.89 | 6 | 0
2025 | PJM_ROM_2_NYISO_A-F | PJM_ROM | NYISO_A-F | Internal | Winter | B20 | 935 | 2000 | 1846.45 | 43.89 | 49.89 | 6 | 0
2025 | PJM_ROM_2_PJM_E | PJM_ROM | PJM_E | Internal | Shoulder | B11 | 25 | 8000 | 0 | 60.2 | 60.18 | 0.01 | 0
2025 | PJM_ROM_2_PJM_E | PJM_ROM | PJM_E | Internal | Shoulder | B12 | 200 | 8000 | 0 | 52.22 | 52.2 | 0.01 | 0
2025 | PJM_ROM_2_PJM_E | PJM_ROM | PJM_E | Internal | Shoulder | B13 | 600 | 8000 | 1837.47 | 45.76 | 45.77 | 0.01 | 0
2025 | PJM_ROM_2_PJM_E | PJM_ROM | PJM_E | Internal | Shoulder | B14 | 900 | 8000 | 2450.95 | 44.1 | 44.11 | 0.01 | 0
2025 | PJM_ROM_2_PJM_E | PJM_ROM | PJM_E | Internal | Shoulder | B15 | 1203 | 8000 | 5295.6 | 40.56 | 40.58 | 0.01 | 0
2025 | PJM_ROM_2_PJM_E | PJM_ROM | PJM_E | Internal | Summer | B1 | 10 | 8000 | 6202.29 | 93.85 | 93.86 | 0.01 | 0
2025 | PJM_ROM_2_PJM_E | PJM_ROM | PJM_E | Internal | Summer | B2 | 25 | 8000 | 5457.17 | 74.81 | 74.82 | 0.01 | 0
2025 | PJM_ROM_2_PJM_E | PJM_ROM | PJM_E | Internal | Summer | B3 | 75 | 8000 | 667.98 | 68.71 | 68.72 | 0.01 | 0
2025 | PJM_ROM_2_PJM_E | PJM_ROM | PJM_E | Internal | Summer | B4 | 100 | 8000 | 0 | 68.13 | 68.12 | 0.01 | 0
2025 | PJM_ROM_2_PJM_E | PJM_ROM | PJM_E | Internal | Summer | B5 | 200 | 8000 | 1862.55 | 63.45 | 63.46 | 0.01 | 0
2025 | PJM_ROM_2_PJM_E | PJM_ROM | PJM_E | Internal | Summer | B6 | 300 | 8000 | 2133.23 | 52.89 | 52.9 | 0.01 | 0
2025 | PJM_ROM_2_PJM_E | PJM_ROM | PJM_E | Internal | Summer | B7 | 400 | 8000 | 1012.75 | 44.64 | 44.65 | 0.01 | 0
2025 | PJM_ROM_2_PJM_E | PJM_ROM | PJM_E | Internal | Summer | B8 | 500 | 8000 | 5107.52 | 41.6 | 41.61 | 0.01 | 0
2025 | PJM_ROM_2_PJM_E | PJM_ROM | PJM_E | Internal | Summer | B9 | 800 | 8000 | 3972.71 | 38.8 | 38.81 | 0.01 | 0
2025 | PJM_ROM_2_PJM_E | PJM_ROM | PJM_E | Internal | Summer | B10 | 1262 | 8000 | 4935.35 | 37.89 | 37.9 | 0.01 | 0
2025 | PJM_ROM_2_PJM_E | PJM_ROM | PJM_E | Internal | Winter | B16 | 25 | 8000 | 1577.8 | 70.64 | 70.65 | 0.01 | 0
2025 | PJM_ROM_2_PJM_E | PJM_ROM | PJM_E | Internal | Winter | B17 | 100 | 8000 | 2056.48 | 55.08 | 55.09 | 0.01 | 0
2025 | PJM_ROM_2_PJM_E | PJM_ROM | PJM_E | Internal | Winter | B18 | 400 | 8000 | 6016.73 | 49.76 | 49.77 | 0.01 | 0
2025 | PJM_ROM_2_PJM_E | PJM_ROM | PJM_E | Internal | Winter | B19 | 700 | 8000 | 5484.52 | 45.97 | 45.98 | 0.01 | 0
2025 | PJM_ROM_2_PJM_E | PJM_ROM | PJM_E | Internal | Winter | B20 | 935 | 8000 | 5389.85 | 43.89 | 43.9 | 0.01 | 0
2025 | PJM_ROM_2_PJM_ROR | PJM_ROM | PJM_ROR | Internal | Shoulder | B11 | 25 | 8000 | 561.49 | 60.2 | 60.21 | 0.01 | 0
2025 | PJM_ROM_2_PJM_ROR | PJM_ROM | PJM_ROR | Internal | Shoulder | B12 | 200 | 8000 | 0 | 52.22 | 52.2 | 0.01 | 0
2025 | PJM_ROM_2_PJM_ROR | PJM_ROM | PJM_ROR | Internal | Shoulder | B13 | 600 | 8000 | 0 | 45.76 | 45.75 | 0.01 | 0
2025 | PJM_ROM_2_PJM_ROR | PJM_ROM | PJM_ROR | Internal | Shoulder | B14 | 900 | 8000 | 0 | 44.1 | 44.08 | 0.01 | 0
2025 | PJM_ROM_2_PJM_ROR | PJM_ROM | PJM_ROR | Internal | Shoulder | B15 | 1203 | 8000 | 0 | 40.56 | 40.55 | 0.01 | 0
2025 | PJM_ROM_2_PJM_ROR | PJM_ROM | PJM_ROR | Internal | Summer | B1 | 10 | 8000 | 0 | 93.85 | 93.83 | 0.01 | 0
2025 | PJM_ROM_2_PJM_ROR | PJM_ROM | PJM_ROR | Internal | Summer | B2 | 25 | 8000 | 0 | 74.81 | 74.8 | 0.01 | 0
2025 | PJM_ROM_2_PJM_ROR | PJM_ROM | PJM_ROR | Internal | Summer | B3 | 75 | 8000 | 0 | 68.71 | 68.7 | 0.01 | 0
2025 | PJM_ROM_2_PJM_ROR | PJM_ROM | PJM_ROR | Internal | Summer | B4 | 100 | 8000 | 3651.37 | 68.13 | 68.15 | 0.01 | 0
2025 | PJM_ROM_2_PJM_ROR | PJM_ROM | PJM_ROR | Internal | Summer | B5 | 200 | 8000 | 920.68 | 63.45 | 63.46 | 0.01 | 0
2025 | PJM_ROM_2_PJM_ROR | PJM_ROM | PJM_ROR | Internal | Summer | B6 | 300 | 8000 | 0 | 52.89 | 52.88 | 0.01 | 0
2025 | PJM_ROM_2_PJM_ROR | PJM_ROM | PJM_ROR | Internal | Summer | B7 | 400 | 8000 | 0 | 44.64 | 44.63 | 0.01 | 0
2025 | PJM_ROM_2_PJM_ROR | PJM_ROM | PJM_ROR | Internal | Summer | B8 | 500 | 8000 | 0 | 41.6 | 41.58 | 0.01 | 0
2025 | PJM_ROM_2_PJM_ROR | PJM_ROM | PJM_ROR | Internal | Summer | B9 | 800 | 8000 | 0 | 38.8 | 38.79 | 0.01 | 0
2025 | PJM_ROM_2_PJM_ROR | PJM_ROM | PJM_ROR | Internal | Summer | B10 | 1262 | 8000 | 0 | 37.89 | 37.51 | 0.01 | 0
2025 | PJM_ROM_2_PJM_ROR | PJM_ROM | PJM_ROR | Internal | Winter | B16 | 25 | 8000 | 0 | 70.64 | 70.63 | 0.01 | 0
2025 | PJM_ROM_2_PJM_ROR | PJM_ROM | PJM_ROR | Internal | Winter | B17 | 100 | 8000 | 0 | 55.08 | 55.06 | 0.01 | 0
2025 | PJM_ROM_2_PJM_ROR | PJM_ROM | PJM_ROR | Internal | Winter | B18 | 400 | 8000 | 0 | 49.76 | 49.75 | 0.01 | 0
2025 | PJM_ROM_2_PJM_ROR | PJM_ROM | PJM_ROR | Internal | Winter | B19 | 700 | 8000 | 0 | 45.97 | 45.38 | 0.01 | 0
2025 | PJM_ROM_2_PJM_ROR | PJM_ROM | PJM_ROR | Internal | Winter | B20 | 935 | 8000 | 0 | 43.89 | 41.86 | 0.01 | 0
2025 | SOCO_2_FRCC | SOCO | FRCC | Internal | Shoulder | B11 | 25 | 3700 | 665.85 | 74.76 | 84.76 | 10 | 0
2025 | SOCO_2_FRCC | SOCO | FRCC | Internal | Shoulder | B12 | 200 | 3700 | 1975.16 | 52.05 | 62.05 | 10 | 0
2025 | SOCO_2_FRCC | SOCO | FRCC | Internal | Shoulder | B13 | 600 | 3700 | 0 | 46.99 | 54.47 | 10 | 0
2025 | SOCO_2_FRCC | SOCO | FRCC | Internal | Shoulder | B14 | 900 | 3700 | 0 | 46.99 | 52.46 | 10 | 0
2025 | SOCO_2_FRCC | SOCO | FRCC | Internal | Shoulder | B15 | 1203 | 3700 | 0 | 46.99 | 52.22 | 10 | 0
2025 | SOCO_2_FRCC | SOCO | FRCC | Internal | Summer | B1 | 10 | 3700 | 639.01 | 96.01 | 106.01 | 10 | 0
2025 | SOCO_2_FRCC | SOCO | FRCC | Internal | Summer | B2 | 25 | 3700 | 0 | 83.77 | 85.03 | 10 | 0
2025 | SOCO_2_FRCC | SOCO | FRCC | Internal | Summer | B3 | 75 | 3700 | 0 | 78.71 | 85.03 | 10 | 0
2025 | SOCO_2_FRCC | SOCO | FRCC | Internal | Summer | B4 | 100 | 3700 | 0 | 78.22 | 85.03 | 10 | 0
2025 | SOCO_2_FRCC | SOCO | FRCC | Internal | Summer | B5 | 200 | 3700 | 0 | 77.21 | 83.55 | 10 | 0
2025 | SOCO_2_FRCC | SOCO | FRCC | Internal | Summer | B6 | 300 | 3700 | 0 | 67.88 | 72.73 | 10 | 0
2025 | SOCO_2_FRCC | SOCO | FRCC | Internal | Summer | B7 | 400 | 3700 | 3197.4 | 59.63 | 69.63 | 10 | 0
2025 | SOCO_2_FRCC | SOCO | FRCC | Internal | Summer | B8 | 500 | 3700 | 1016 | 51.08 | 61.08 | 10 | 0
2025 | SOCO_2_FRCC | SOCO | FRCC | Internal | Summer | B9 | 800 | 3700 | 0 | 45.59 | 53.62 | 10 | 0
2025 | SOCO_2_FRCC | SOCO | FRCC | Internal | Summer | B10 | 1262 | 3700 | 0 | 45.59 | 51.42 | 10 | 0
2025 | SOCO_2_FRCC | SOCO | FRCC | Internal | Winter | B16 | 25 | 3700 | 0 | 84.04 | 85.43 | 10 | 0
2025 | SOCO_2_FRCC | SOCO | FRCC | Internal | Winter | B17 | 100 | 3700 | 1388.4 | 53.91 | 63.91 | 10 | 0
2025 | SOCO_2_FRCC | SOCO | FRCC | Internal | Winter | B18 | 400 | 3700 | 0 | 49.88 | 57.03 | 10 | 0
2025 | SOCO_2_FRCC | SOCO | FRCC | Internal | Winter | B19 | 700 | 3700 | 0 | 49.88 | 54.68 | 10 | 0
2025 | SOCO_2_FRCC | SOCO | FRCC | Internal | Winter | B20 | 935 | 3700 | 0 | 49.17 | 54.68 | 10 | 0
2025 | SOCO_2_VACAR | SOCO | VACAR | Internal | Shoulder | B11 | 25 | 2000 | 0 | 74.76 | 66.21 | 10 | 0
2025 | SOCO_2_VACAR | SOCO | VACAR | Internal | Shoulder | B12 | 200 | 2000 | 0 | 52.05 | 56.29 | 10 | 0
2025 | SOCO_2_VACAR | SOCO | VACAR | Internal | Shoulder | B13 | 600 | 2000 | 0 | 46.99 | 50.63 | 10 | 0
2025 | SOCO_2_VACAR | SOCO | VACAR | Internal | Shoulder | B14 | 900 | 2000 | 0 | 46.99 | 48.25 | 10 | 0
2025 | SOCO_2_VACAR | SOCO | VACAR | Internal | Shoulder | B15 | 1203 | 2000 | 0 | 46.99 | 46.55 | 10 | 0
2025 | SOCO_2_VACAR | SOCO | VACAR | Internal | Summer | B1 | 10 | 2000 | 0 | 96.01 | 99.83 | 10 | 0
2025 | SOCO_2_VACAR | SOCO | VACAR | Internal | Summer | B2 | 25 | 2000 | 0 | 83.77 | 80.8 | 10 | 0
2025 | SOCO_2_VACAR | SOCO | VACAR | Internal | Summer | B3 | 75 | 2000 | 0 | 78.71 | 80.8 | 10 | 0
2025 | SOCO_2_VACAR | SOCO | VACAR | Internal | Summer | B4 | 100 | 2000 | 0 | 78.22 | 79.17 | 10 | 0
2025 | SOCO_2_VACAR | SOCO | VACAR | Internal | Summer | B5 | 200 | 2000 | 0 | 77.21 | 70.21 | 10 | 0
2025 | SOCO_2_VACAR | SOCO | VACAR | Internal | Summer | B6 | 300 | 2000 | 0 | 67.88 | 60.88 | 10 | 0
2025 | SOCO_2_VACAR | SOCO | VACAR | Internal | Summer | B7 | 400 | 2000 | 0 | 59.63 | 50.92 | 10 | 0
2025 | SOCO_2_VACAR | SOCO | VACAR | Internal | Summer | B8 | 500 | 2000 | 0 | 51.08 | 47.58 | 10 | 0
2025 | SOCO_2_VACAR | SOCO | VACAR | Internal | Summer | B9 | 800 | 2000 | 0 | 45.59 | 44.65 | 10 | 0
2025 | SOCO_2_VACAR | SOCO | VACAR | Internal | Summer | B10 | 1262 | 2000 | 0 | 45.59 | 44.65 | 10 | 0
2025 | SOCO_2_VACAR | SOCO | VACAR | Internal | Winter | B16 | 25 | 2000 | 0 | 84.04 | 85.63 | 10 | 0
2025 | SOCO_2_VACAR | SOCO | VACAR | Internal | Winter | B17 | 100 | 2000 | 0 | 53.91 | 59.06 | 10 | 0
2025 | SOCO_2_VACAR | SOCO | VACAR | Internal | Winter | B18 | 400 | 2000 | 0 | 49.88 | 50.82 | 10 | 0
2025 | SOCO_2_VACAR | SOCO | VACAR | Internal | Winter | B19 | 700 | 2000 | 0 | 49.88 | 50.82 | 10 | 0
2025 | SOCO_2_VACAR | SOCO | VACAR | Internal | Winter | B20 | 935 | 2000 | 0 | 49.17 | 47.86 | 10 | 0
2025 | SPP_N_2_ENT | SPP_N | ENT | Internal | Shoulder | B11 | 25 | 1800 | 0 | 70.65 | 69.85 | 5 | 0
2025 | SPP_N_2_ENT | SPP_N | ENT | Internal | Shoulder | B12 | 200 | 1800 | 0 | 51.29 | 46.94 | 5 | 0
2025 | SPP_N_2_ENT | SPP_N | ENT | Internal | Shoulder | B13 | 600 | 1800 | 0 | 46.58 | 46.94 | 5 | 0
2025 | SPP_N_2_ENT | SPP_N | ENT | Internal | Shoulder | B14 | 900 | 1800 | 0 | 45.88 | 46.6 | 5 | 0
2025 | SPP_N_2_ENT | SPP_N | ENT | Internal | Shoulder | B15 | 1203 | 1800 | 0 | 44.87 | 45.79 | 5 | 0
2025 | SPP_N_2_ENT | SPP_N | ENT | Internal | Summer | B1 | 10 | 1800 | 0 | 91.83 | 88.01 | 5 | 0
2025 | SPP_N_2_ENT | SPP_N | ENT | Internal | Summer | B2 | 25 | 1800 | 0 | 76.95 | 75.77 | 5 | 0
2025 | SPP_N_2_ENT | SPP_N | ENT | Internal | Summer | B3 | 75 | 1800 | 0 | 74.03 | 70.71 | 5 | 0
2025 | SPP_N_2_ENT | SPP_N | ENT | Internal | Summer | B4 | 100 | 1800 | 0 | 74.03 | 70.22 | 5 | 0
2025 | SPP_N_2_ENT | SPP_N | ENT | Internal | Summer | B5 | 200 | 1800 | 0 | 73.46 | 68.09 | 5 | 0
2025 | SPP_N_2_ENT | SPP_N | ENT | Internal | Summer | B6 | 300 | 1800 | 0 | 62.55 | 60.72 | 5 | 0
2025 | SPP_N_2_ENT | SPP_N | ENT | Internal | Summer | B7 | 400 | 1800 | 0 | 53.58 | 52.73 | 5 | 0
2025 | SPP_N_2_ENT | SPP_N | ENT | Internal | Summer | B8 | 500 | 1800 | 0 | 45.39 | 45.42 | 5 | 0
2025 | SPP_N_2_ENT | SPP_N | ENT | Internal | Summer | B9 | 800 | 1800 | 0 | 43.41 | 45.23 | 5 | 0
2025 | SPP_N_2_ENT | SPP_N | ENT | Internal | Summer | B10 | 1262 | 1800 | 0 | 40.35 | 43.61 | 5 | 0
2025 | SPP_N_2_ENT | SPP_N | ENT | Internal | Winter | B16 | 25 | 1800 | 0 | 68.64 | 70.52 | 5 | 0
2025 | SPP_N_2_ENT | SPP_N | ENT | Internal | Winter | B17 | 100 | 1800 | 0 | 50.21 | 49.93 | 5 | 0
2025 | SPP_N_2_ENT | SPP_N | ENT | Internal | Winter | B18 | 400 | 1800 | 0 | 48.02 | 49.57 | 5 | 0
2025 | SPP_N_2_ENT | SPP_N | ENT | Internal | Winter | B19 | 700 | 1800 | 0 | 48.02 | 49.57 | 5 | 0
2025 | SPP_N_2_ENT | SPP_N | ENT | Internal | Winter | B20 | 935 | 1800 | 0 | 44.73 | 47.93 | 5 | 0
2025 | SPP_N_2_MISO_MO-IL | SPP_N | MISO_MO-IL | Internal | Shoulder | B11 | 25 | 2000 | 0 | 70.65 | 62.65 | 5 | 0
2025 | SPP_N_2_MISO_MO-IL | SPP_N | MISO_MO-IL | Internal | Shoulder | B12 | 200 | 2000 | 0 | 51.29 | 51.29 | 5 | 0
2025 | SPP_N_2_MISO_MO-IL | SPP_N | MISO_MO-IL | Internal | Shoulder | B13 | 600 | 2000 | 0 | 46.58 | 46.56 | 5 | 0
2025 | SPP_N_2_MISO_MO-IL | SPP_N | MISO_MO-IL | Internal | Shoulder | B14 | 900 | 2000 | 0 | 45.88 | 44.42 | 5 | 0
2025 | SPP_N_2_MISO_MO-IL | SPP_N | MISO_MO-IL | Internal | Shoulder | B15 | 1203 | 2000 | 0 | 44.87 | 41.22 | 5 | 0
2025 | SPP_N_2_MISO_MO-IL | SPP_N | MISO_MO-IL | Internal | Summer | B1 | 10 | 2000 | 0 | 91.83 | 91.83 | 5 | 0
2025 | SPP_N_2_MISO_MO-IL | SPP_N | MISO_MO-IL | Internal | Summer | B2 | 25 | 2000 | 0 | 76.95 | 72.8 | 5 | 0
2025 | SPP_N_2_MISO_MO-IL | SPP_N | MISO_MO-IL | Internal | Summer | B3 | 75 | 2000 | 0 | 74.03 | 69.47 | 5 | 0
2025 | SPP_N_2_MISO_MO-IL | SPP_N | MISO_MO-IL | Internal | Summer | B4 | 100 | 2000 | 0 | 74.03 | 67.83 | 5 | 0
2025 | SPP_N_2_MISO_MO-IL | SPP_N | MISO_MO-IL | Internal | Summer | B5 | 200 | 2000 | 0 | 73.46 | 65.46 | 5 | 0
2025 | SPP_N_2_MISO_MO-IL | SPP_N | MISO_MO-IL | Internal | Summer | B6 | 300 | 2000 | 0 | 62.55 | 52.72 | 5 | 0
2025 | SPP_N_2_MISO_MO-IL | SPP_N | MISO_MO-IL | Internal | Summer | B7 | 400 | 2000 | 0 | 53.58 | 45.58 | 5 | 0
2025 | SPP_N_2_MISO_MO-IL | SPP_N | MISO_MO-IL | Internal | Summer | B8 | 500 | 2000 | 0 | 45.39 | 41.38 | 5 | 0
2025 | SPP_N_2_MISO_MO-IL | SPP_N | MISO_MO-IL | Internal | Summer | B9 | 800 | 2000 | 0 | 43.41 | 40.22 | 5 | 0
2025 | SPP_N_2_MISO_MO-IL | SPP_N | MISO_MO-IL | Internal | Summer | B10 | 1262 | 2000 | 0 | 40.35 | 37.71 | 5 | 0
2025 | SPP_N_2_MISO_MO-IL | SPP_N | MISO_MO-IL | Internal | Winter | B16 | 25 | 2000 | 0 | 68.64 | 68.64 | 5 | 0
2025 | SPP_N_2_MISO_MO-IL | SPP_N | MISO_MO-IL | Internal | Winter | B17 | 100 | 2000 | 0 | 50.21 | 53.06 | 5 | 0
2025 | SPP_N_2_MISO_MO-IL | SPP_N | MISO_MO-IL | Internal | Winter | B18 | 400 | 2000 | 0 | 48.02 | 47.79 | 5 | 0
2025 | SPP_N_2_MISO_MO-IL | SPP_N | MISO_MO-IL | Internal | Winter | B19 | 700 | 2000 | 0 | 48.02 | 44.04 | 5 | 0
2025 | SPP_N_2_MISO_MO-IL | SPP_N | MISO_MO-IL | Internal | Winter | B20 | 935 | 2000 | 0 | 44.73 | 41.11 | 5 | 0
2025 | SPP_N_2_MISO_W | SPP_N | MISO_W | Internal | Shoulder | B11 | 25 | 750 | 0 | 70.65 | 70.64 | 5 | 0
2025 | SPP_N_2_MISO_W | SPP_N | MISO_W | Internal | Shoulder | B12 | 200 | 750 | 0 | 51.29 | 51.28 | 5 | 0
2025 | SPP_N_2_MISO_W | SPP_N | MISO_W | Internal | Shoulder | B13 | 600 | 750 | 0 | 46.58 | 46.57 | 5 | 0
2025 | SPP_N_2_MISO_W | SPP_N | MISO_W | Internal | Shoulder | B14 | 900 | 750 | 0 | 45.88 | 44.52 | 5 | 0
2025 | SPP_N_2_MISO_W | SPP_N | MISO_W | Internal | Shoulder | B15 | 1203 | 750 | 0 | 44.87 | 41.25 | 5 | 0
2025 | SPP_N_2_MISO_W | SPP_N | MISO_W | Internal | Summer | B1 | 10 | 750 | 0 | 91.83 | 91.82 | 5 | 0
2025 | SPP_N_2_MISO_W | SPP_N | MISO_W | Internal | Summer | B2 | 25 | 750 | 0 | 76.95 | 75.57 | 5 | 0
2025 | SPP_N_2_MISO_W | SPP_N | MISO_W | Internal | Summer | B3 | 75 | 750 | 0 | 74.03 | 71.95 | 5 | 0
2025 | SPP_N_2_MISO_W | SPP_N | MISO_W | Internal | Summer | B4 | 100 | 750 | 0 | 74.03 | 71.68 | 5 | 0
2025 | SPP_N_2_MISO_W | SPP_N | MISO_W | Internal | Summer | B5 | 200 | 750 | 0 | 73.46 | 70.66 | 5 | 0
2025 | SPP_N_2_MISO_W | SPP_N | MISO_W | Internal | Summer | B6 | 300 | 750 | 0 | 62.55 | 58.1 | 5 | 0
2025 | SPP_N_2_MISO_W | SPP_N | MISO_W | Internal | Summer | B7 | 400 | 750 | 0 | 53.58 | 46.58 | 5 | 0
2025 | SPP_N_2_MISO_W | SPP_N | MISO_W | Internal | Summer | B8 | 500 | 750 | 0 | 45.39 | 42.55 | 5 | 0
2025 | SPP_N_2_MISO_W | SPP_N | MISO_W | Internal | Summer | B9 | 800 | 750 | 0 | 43.41 | 40.79 | 5 | 0
2025 | SPP_N_2_MISO_W | SPP_N | MISO_W | Internal | Summer | B10 | 1262 | 750 | 0 | 40.35 | 37.7 | 5 | 0
2025 | SPP_N_2_MISO_W | SPP_N | MISO_W | Internal | Winter | B16 | 25 | 750 | 0 | 68.64 | 68.63 | 5 | 0
2025 | SPP_N_2_MISO_W | SPP_N | MISO_W | Internal | Winter | B17 | 100 | 750 | 0 | 50.21 | 53.05 | 5 | 0
2025 | SPP_N_2_MISO_W | SPP_N | MISO_W | Internal | Winter | B18 | 400 | 750 | 0 | 48.02 | 47.83 | 5 | 0
2025 | SPP_N_2_MISO_W | SPP_N | MISO_W | Internal | Winter | B19 | 700 | 750 | 0 | 48.02 | 47.38 | 5 | 0
2025 | SPP_N_2_MISO_W | SPP_N | MISO_W | Internal | Winter | B20 | 935 | 750 | 0 | 44.73 | 41.1 | 5 | 0
2025 | SPP_N_2_NE | SPP_N | NE | Internal | Shoulder | B11 | 25 | 330 | 0 | 70.65 | 70.64 | 0.01 | 0
2025 | SPP_N_2_NE | SPP_N | NE | Internal | Shoulder | B12 | 200 | 330 | 0 | 51.29 | 51.28 | 0.01 | 0
2025 | SPP_N_2_NE | SPP_N | NE | Internal | Shoulder | B13 | 600 | 330 | 0 | 46.58 | 46.57 | 0.01 | 0
2025 | SPP_N_2_NE | SPP_N | NE | Internal | Shoulder | B14 | 900 | 330 | 7.81 | 45.88 | 45.89 | 0.01 | 0
2025 | SPP_N_2_NE | SPP_N | NE | Internal | Shoulder | B15 | 1203 | 330 | 0 | 44.87 | 44.85 | 0.01 | 0
2025 | SPP_N_2_NE | SPP_N | NE | Internal | Summer | B1 | 10 | 330 | 0 | 91.83 | 91.82 | 0.01 | 0
2025 | SPP_N_2_NE | SPP_N | NE | Internal | Summer | B2 | 25 | 330 | 0 | 76.95 | 75.57 | 0.01 | 0
2025 | SPP_N_2_NE | SPP_N | NE | Internal | Summer | B3 | 75 | 330 | 0 | 74.03 | 73 | 0.01 | 0
2025 | SPP_N_2_NE | SPP_N | NE | Internal | Summer | B4 | 100 | 330 | 0 | 74.03 | 72.91 | 0.01 | 0
2025 | SPP_N_2_NE | SPP_N | NE | Internal | Summer | B5 | 200 | 330 | 0 | 73.46 | 71.39 | 0.01 | 0
2025 | SPP_N_2_NE | SPP_N | NE | Internal | Summer | B6 | 300 | 330 | 0 | 62.55 | 62.54 | 0.01 | 0
2025 | SPP_N_2_NE | SPP_N | NE | Internal | Summer | B7 | 400 | 330 | 0 | 53.58 | 53.09 | 0.01 | 0
2025 | SPP_N_2_NE | SPP_N | NE | Internal | Summer | B8 | 500 | 330 | 0 | 45.39 | 43.4 | 0.01 | 0
2025 | SPP_N_2_NE | SPP_N | NE | Internal | Summer | B9 | 800 | 330 | 0 | 43.41 | 43.4 | 0.01 | 0
2025 | SPP_N_2_NE | SPP_N | NE | Internal | Summer | B10 | 1262 | 330 | 0 | 40.35 | 40.34 | 0.01 | 0
2025 | SPP_N_2_NE | SPP_N | NE | Internal | Winter | B16 | 25 | 330 | 0 | 68.64 | 68.63 | 0.01 | 0
2025 | SPP_N_2_NE | SPP_N | NE | Internal | Winter | B17 | 100 | 330 | 0 | 50.21 | 50.2 | 0.01 | 0
2025 | SPP_N_2_NE | SPP_N | NE | Internal | Winter | B18 | 400 | 330 | 0 | 48.02 | 48.01 | 0.01 | 0
2025 | SPP_N_2_NE | SPP_N | NE | Internal | Winter | B19 | 700 | 330 | 0 | 48.02 | 48.01 | 0.01 | 0
2025 | SPP_N_2_NE | SPP_N | NE | Internal | Winter | B20 | 935 | 330 | 0 | 44.73 | 44.72 | 0.01 | 0
2025 | SPP_N_2_SPP_S | SPP_N | SPP_S | Internal | Shoulder | B11 | 25 | 4000 | 0 | 70.65 | 64.85 | 0.01 | 0
2025 | SPP_N_2_SPP_S | SPP_N | SPP_S | Internal | Shoulder | B12 | 200 | 4000 | 0 | 51.29 | 47.82 | 0.01 | 0
2025 | SPP_N_2_SPP_S | SPP_N | SPP_S | Internal | Shoulder | B13 | 600 | 4000 | 0 | 46.58 | 44.98 | 0.01 | 0
2025 | SPP_N_2_SPP_S | SPP_N | SPP_S | Internal | Shoulder | B14 | 900 | 4000 | 0 | 45.88 | 44.98 | 0.01 | 0
2025 | SPP_N_2_SPP_S | SPP_N | SPP_S | Internal | Shoulder | B15 | 1203 | 4000 | 1557.05 | 44.87 | 44.88 | 0.01 | 0
2025 | SPP_N_2_SPP_S | SPP_N | SPP_S | Internal | Summer | B1 | 10 | 4000 | 0 | 91.83 | 69.91 | 0.01 | 0
2025 | SPP_N_2_SPP_S | SPP_N | SPP_S | Internal | Summer | B2 | 25 | 4000 | 0 | 76.95 | 70.77 | 0.01 | 0
2025 | SPP_N_2_SPP_S | SPP_N | SPP_S | Internal | Summer | B3 | 75 | 4000 | 0 | 74.03 | 65.71 | 0.01 | 0
2025 | SPP_N_2_SPP_S | SPP_N | SPP_S | Internal | Summer | B4 | 100 | 4000 | 0 | 74.03 | 65.22 | 0.01 | 0
2025 | SPP_N_2_SPP_S | SPP_N | SPP_S | Internal | Summer | B5 | 200 | 4000 | 0 | 73.46 | 63.09 | 0.01 | 0
2025 | SPP_N_2_SPP_S | SPP_N | SPP_S | Internal | Summer | B6 | 300 | 4000 | 680.06 | 62.55 | 62.57 | 0.01 | 0
2025 | SPP_N_2_SPP_S | SPP_N | SPP_S | Internal | Summer | B7 | 400 | 4000 | 2125.83 | 53.58 | 53.59 | 0.01 | 0
2025 | SPP_N_2_SPP_S | SPP_N | SPP_S | Internal | Summer | B8 | 500 | 4000 | 1551.03 | 45.39 | 45.4 | 0.01 | 0
2025 | SPP_N_2_SPP_S | SPP_N | SPP_S | Internal | Summer | B9 | 800 | 4000 | 1929.55 | 43.41 | 43.42 | 0.01 | 0
2025 | SPP_N_2_SPP_S | SPP_N | SPP_S | Internal | Summer | B10 | 1262 | 4000 | 4000 | 40.35 | 43.33 | 0.01 | 2.97
2025 | SPP_N_2_SPP_S | SPP_N | SPP_S | Internal | Winter | B16 | 25 | 4000 | 0 | 68.64 | 68.63 | 0.01 | 0
2025 | SPP_N_2_SPP_S | SPP_N | SPP_S | Internal | Winter | B17 | 100 | 4000 | 366.63 | 50.21 | 50.23 | 0.01 | 0
2025 | SPP_N_2_SPP_S | SPP_N | SPP_S | Internal | Winter | B18 | 400 | 4000 | 303.6 | 48.02 | 48.03 | 0.01 | 0
2025 | SPP_N_2_SPP_S | SPP_N | SPP_S | Internal | Winter | B19 | 700 | 4000 | 996.96 | 48.02 | 48.03 | 0.01 | 0
2025 | SPP_N_2_SPP_S | SPP_N | SPP_S | Internal | Winter | B20 | 935 | 4000 | 3742.22 | 44.73 | 44.75 | 0.01 | 0
2025 | SPP_S_2_ENT | SPP_S | ENT | Internal | Shoulder | B11 | 25 | 850 | 53.91 | 64.85 | 69.85 | 5 | 0
2025 | SPP_S_2_ENT | SPP_S | ENT | Internal | Shoulder | B12 | 200 | 850 | 0 | 47.82 | 46.94 | 5 | 0
2025 | SPP_S_2_ENT | SPP_S | ENT | Internal | Shoulder | B13 | 600 | 850 | 0 | 44.98 | 46.94 | 5 | 0
2025 | SPP_S_2_ENT | SPP_S | ENT | Internal | Shoulder | B14 | 900 | 850 | 0 | 44.98 | 46.6 | 5 | 0
2025 | SPP_S_2_ENT | SPP_S | ENT | Internal | Shoulder | B15 | 1203 | 850 | 0 | 44.88 | 45.79 | 5 | 0
2025 | SPP_S_2_ENT | SPP_S | ENT | Internal | Summer | B1 | 10 | 850 | 850 | 69.91 | 88.01 | 5 | 13.1
2025 | SPP_S_2_ENT | SPP_S | ENT | Internal | Summer | B2 | 25 | 850 | 132.27 | 70.77 | 75.77 | 5 | 0
2025 | SPP_S_2_ENT | SPP_S | ENT | Internal | Summer | B3 | 75 | 850 | 461.97 | 65.71 | 70.71 | 5 | 0
2025 | SPP_S_2_ENT | SPP_S | ENT | Internal | Summer | B4 | 100 | 850 | 535.8 | 65.22 | 70.22 | 5 | 0
2025 | SPP_S_2_ENT | SPP_S | ENT | Internal | Summer | B5 | 200 | 850 | 571.71 | 63.09 | 68.09 | 5 | 0
2025 | SPP_S_2_ENT | SPP_S | ENT | Internal | Summer | B6 | 300 | 850 | 0 | 62.57 | 60.72 | 5 | 0
2025 | SPP_S_2_ENT | SPP_S | ENT | Internal | Summer | B7 | 400 | 850 | 0 | 53.59 | 52.73 | 5 | 0
2025 | SPP_S_2_ENT | SPP_S | ENT | Internal | Summer | B8 | 500 | 850 | 0 | 45.4 | 45.42 | 5 | 0
2025 | SPP_S_2_ENT | SPP_S | ENT | Internal | Summer | B9 | 800 | 850 | 0 | 43.42 | 45.23 | 5 | 0
2025 | SPP_S_2_ENT | SPP_S | ENT | Internal | Summer | B10 | 1262 | 850 | 0 | 43.33 | 43.61 | 5 | 0
2025 | SPP_S_2_ENT | SPP_S | ENT | Internal | Winter | B16 | 25 | 850 | 0 | 68.63 | 70.52 | 5 | 0
2025 | SPP_S_2_ENT | SPP_S | ENT | Internal | Winter | B17 | 100 | 850 | 0 | 50.23 | 49.93 | 5 | 0
2025 | SPP_S_2_ENT | SPP_S | ENT | Internal | Winter | B18 | 400 | 850 | 0 | 48.03 | 49.57 | 5 | 0
2025 | SPP_S_2_ENT | SPP_S | ENT | Internal | Winter | B19 | 700 | 850 | 0 | 48.03 | 49.57 | 5 | 0
2025 | SPP_S_2_ENT | SPP_S | ENT | Internal | Winter | B20 | 935 | 850 | 0 | 44.75 | 47.93 | 5 | 0
2025 | SPP_S_2_SPP_N | SPP_S | SPP_N | Internal | Shoulder | B11 | 25 | 640 | 640 | 64.85 | 70.65 | 0.01 | 5.79
2025 | SPP_S_2_SPP_N | SPP_S | SPP_N | Internal | Shoulder | B12 | 200 | 640 | 640 | 47.82 | 51.29 | 0.01 | 3.47
2025 | SPP_S_2_SPP_N | SPP_S | SPP_N | Internal | Shoulder | B13 | 600 | 640 | 640 | 44.98 | 46.58 | 0.01 | 1.59
2025 | SPP_S_2_SPP_N | SPP_S | SPP_N | Internal | Shoulder | B14 | 900 | 640 | 640 | 44.98 | 45.88 | 0.01 | 0.89
2025 | SPP_S_2_SPP_N | SPP_S | SPP_N | Internal | Shoulder | B15 | 1203 | 640 | 0 | 44.88 | 44.87 | 0.01 | 0
2025 | SPP_S_2_SPP_N | SPP_S | SPP_N | Internal | Summer | B1 | 10 | 640 | 640 | 69.91 | 91.83 | 0.01 | 21.91
2025 | SPP_S_2_SPP_N | SPP_S | SPP_N | Internal | Summer | B2 | 25 | 640 | 640 | 70.77 | 76.95 | 0.01 | 6.17
2025 | SPP_S_2_SPP_N | SPP_S | SPP_N | Internal | Summer | B3 | 75 | 640 | 640 | 65.71 | 74.03 | 0.01 | 8.31
2025 | SPP_S_2_SPP_N | SPP_S | SPP_N | Internal | Summer | B4 | 100 | 640 | 640 | 65.22 | 74.03 | 0.01 | 8.8
2025 | SPP_S_2_SPP_N | SPP_S | SPP_N | Internal | Summer | B5 | 200 | 640 | 640 | 63.09 | 73.46 | 0.01 | 10.36
2025 | SPP_S_2_SPP_N | SPP_S | SPP_N | Internal | Summer | B6 | 300 | 640 | 0 | 62.57 | 62.55 | 0.01 | 0
2025 | SPP_S_2_SPP_N | SPP_S | SPP_N | Internal | Summer | B7 | 400 | 640 | 0 | 53.59 | 53.58 | 0.01 | 0
2025 | SPP_S_2_SPP_N | SPP_S | SPP_N | Internal | Summer | B8 | 500 | 640 | 0 | 45.4 | 45.39 | 0.01 | 0
2025 | SPP_S_2_SPP_N | SPP_S | SPP_N | Internal | Summer | B9 | 800 | 640 | 0 | 43.42 | 43.41 | 0.01 | 0
2025 | SPP_S_2_SPP_N | SPP_S | SPP_N | Internal | Summer | B10 | 1262 | 640 | 0 | 43.33 | 40.35 | 0.01 | 0
2025 | SPP_S_2_SPP_N | SPP_S | SPP_N | Internal | Winter | B16 | 25 | 640 | 512.04 | 68.63 | 68.64 | 0.01 | 0
2025 | SPP_S_2_SPP_N | SPP_S | SPP_N | Internal | Winter | B17 | 100 | 640 | 0 | 50.23 | 50.21 | 0.01 | 0
2025 | SPP_S_2_SPP_N | SPP_S | SPP_N | Internal | Winter | B18 | 400 | 640 | 0 | 48.03 | 48.02 | 0.01 | 0
2025 | SPP_S_2_SPP_N | SPP_S | SPP_N | Internal | Winter | B19 | 700 | 640 | 0 | 48.03 | 48.02 | 0.01 | 0
2025 | SPP_S_2_SPP_N | SPP_S | SPP_N | Internal | Winter | B20 | 935 | 640 | 0 | 44.75 | 44.73 | 0.01 | 0
2025 | TVA_2_ENT | TVA | ENT | Internal | Shoulder | B11 | 25 | 500 | 0 | 64.43 | 69.85 | 9 | 0
2025 | TVA_2_ENT | TVA | ENT | Internal | Shoulder | B12 | 200 | 500 | 0 | 48.53 | 46.94 | 9 | 0
2025 | TVA_2_ENT | TVA | ENT | Internal | Shoulder | B13 | 600 | 500 | 0 | 46.54 | 46.94 | 9 | 0
2025 | TVA_2_ENT | TVA | ENT | Internal | Shoulder | B14 | 900 | 500 | 0 | 46.54 | 46.6 | 9 | 0
2025 | TVA_2_ENT | TVA | ENT | Internal | Shoulder | B15 | 1203 | 500 | 0 | 46.54 | 45.79 | 9 | 0
2025 | TVA_2_ENT | TVA | ENT | Internal | Summer | B1 | 10 | 500 | 0 | 81.46 | 88.01 | 9 | 0
2025 | TVA_2_ENT | TVA | ENT | Internal | Summer | B2 | 25 | 500 | 0 | 80.81 | 75.77 | 9 | 0
2025 | TVA_2_ENT | TVA | ENT | Internal | Summer | B3 | 75 | 500 | 0 | 74.71 | 70.71 | 9 | 0
2025 | TVA_2_ENT | TVA | ENT | Internal | Summer | B4 | 100 | 500 | 0 | 74.16 | 70.22 | 9 | 0
2025 | TVA_2_ENT | TVA | ENT | Internal | Summer | B5 | 200 | 500 | 0 | 69.47 | 68.09 | 9 | 0
2025 | TVA_2_ENT | TVA | ENT | Internal | Summer | B6 | 300 | 500 | 0 | 52.12 | 60.72 | 9 | 0
2025 | TVA_2_ENT | TVA | ENT | Internal | Summer | B7 | 400 | 500 | 0 | 45.16 | 52.73 | 9 | 0
2025 | TVA_2_ENT | TVA | ENT | Internal | Summer | B8 | 500 | 500 | 0 | 45.16 | 45.42 | 9 | 0
2025 | TVA_2_ENT | TVA | ENT | Internal | Summer | B9 | 800 | 500 | 0 | 41.67 | 45.23 | 9 | 0
2025 | TVA_2_ENT | TVA | ENT | Internal | Summer | B10 | 1262 | 500 | 0 | 41.67 | 43.61 | 9 | 0
2025 | TVA_2_ENT | TVA | ENT | Internal | Winter | B16 | 25 | 500 | 0 | 76.64 | 70.52 | 9 | 0
2025 | TVA_2_ENT | TVA | ENT | Internal | Winter | B17 | 100 | 500 | 0 | 51.52 | 49.93 | 9 | 0
2025 | TVA_2_ENT | TVA | ENT | Internal | Winter | B18 | 400 | 500 | 0 | 46.89 | 49.57 | 9 | 0
2025 | TVA_2_ENT | TVA | ENT | Internal | Winter | B19 | 700 | 500 | 0 | 46.89 | 49.57 | 9 | 0
2025 | TVA_2_ENT | TVA | ENT | Internal | Winter | B20 | 935 | 500 | 0 | 45.46 | 47.93 | 9 | 0
2025 | TVA_2_MISO_MO-IL | TVA | MISO_MO-IL | Internal | Shoulder | B11 | 25 | 50 | 0 | 64.43 | 62.65 | 9 | 0
2025 | TVA_2_MISO_MO-IL | TVA | MISO_MO-IL | Internal | Shoulder | B12 | 200 | 50 | 0 | 48.53 | 51.29 | 9 | 0
2025 | TVA_2_MISO_MO-IL | TVA | MISO_MO-IL | Internal | Shoulder | B13 | 600 | 50 | 0 | 46.54 | 46.56 | 9 | 0
2025 | TVA_2_MISO_MO-IL | TVA | MISO_MO-IL | Internal | Shoulder | B14 | 900 | 50 | 0 | 46.54 | 44.42 | 9 | 0
2025 | TVA_2_MISO_MO-IL | TVA | MISO_MO-IL | Internal | Shoulder | B15 | 1203 | 50 | 0 | 46.54 | 41.22 | 9 | 0
2025 | TVA_2_MISO_MO-IL | TVA | MISO_MO-IL | Internal | Summer | B1 | 10 | 50 | 50 | 81.46 | 91.83 | 9 | 1.37
2025 | TVA_2_MISO_MO-IL | TVA | MISO_MO-IL | Internal | Summer | B2 | 25 | 50 | 0 | 80.81 | 72.8 | 9 | 0
2025 | TVA_2_MISO_MO-IL | TVA | MISO_MO-IL | Internal | Summer | B3 | 75 | 50 | 0 | 74.71 | 69.47 | 9 | 0
2025 | TVA_2_MISO_MO-IL | TVA | MISO_MO-IL | Internal | Summer | B4 | 100 | 50 | 0 | 74.16 | 67.83 | 9 | 0
2025 | TVA_2_MISO_MO-IL | TVA | MISO_MO-IL | Internal | Summer | B5 | 200 | 50 | 0 | 69.47 | 65.46 | 9 | 0
2025 | TVA_2_MISO_MO-IL | TVA | MISO_MO-IL | Internal | Summer | B6 | 300 | 50 | 0 | 52.12 | 52.72 | 9 | 0
2025 | TVA_2_MISO_MO-IL | TVA | MISO_MO-IL | Internal | Summer | B7 | 400 | 50 | 0 | 45.16 | 45.58 | 9 | 0
2025 | TVA_2_MISO_MO-IL | TVA | MISO_MO-IL | Internal | Summer | B8 | 500 | 50 | 0 | 45.16 | 41.38 | 9 | 0
2025 | TVA_2_MISO_MO-IL | TVA | MISO_MO-IL | Internal | Summer | B9 | 800 | 50 | 0 | 41.67 | 40.22 | 9 | 0
2025 | TVA_2_MISO_MO-IL | TVA | MISO_MO-IL | Internal | Summer | B10 | 1262 | 50 | 0 | 41.67 | 37.71 | 9 | 0
2025 | TVA_2_MISO_MO-IL | TVA | MISO_MO-IL | Internal | Winter | B16 | 25 | 50 | 0 | 76.64 | 68.64 | 9 | 0
2025 | TVA_2_MISO_MO-IL | TVA | MISO_MO-IL | Internal | Winter | B17 | 100 | 50 | 0 | 51.52 | 53.06 | 9 | 0
2025 | TVA_2_MISO_MO-IL | TVA | MISO_MO-IL | Internal | Winter | B18 | 400 | 50 | 0 | 46.89 | 47.79 | 9 | 0
2025 | TVA_2_MISO_MO-IL | TVA | MISO_MO-IL | Internal | Winter | B19 | 700 | 50 | 0 | 46.89 | 44.04 | 9 | 0
2025 | TVA_2_MISO_MO-IL | TVA | MISO_MO-IL | Internal | Winter | B20 | 935 | 50 | 0 | 45.46 | 41.11 | 9 | 0
2025 | TVA_2_NonRTO_Midwest | TVA | NonRTO_Midwest | Internal | Shoulder | B11 | 25 | 100 | 0 | 64.43 | 70.64 | 9 | 0
2025 | TVA_2_NonRTO_Midwest | TVA | NonRTO_Midwest | Internal | Shoulder | B12 | 200 | 100 | 100 | 48.53 | 59.28 | 9 | 1.76
2025 | TVA_2_NonRTO_Midwest | TVA | NonRTO_Midwest | Internal | Shoulder | B13 | 600 | 100 | 0 | 46.54 | 54.55 | 9 | 0
2025 | TVA_2_NonRTO_Midwest | TVA | NonRTO_Midwest | Internal | Shoulder | B14 | 900 | 100 | 0 | 46.54 | 43.64 | 9 | 0
2025 | TVA_2_NonRTO_Midwest | TVA | NonRTO_Midwest | Internal | Shoulder | B15 | 1203 | 100 | 0 | 46.54 | 39.89 | 9 | 0
2025 | TVA_2_NonRTO_Midwest | TVA | NonRTO_Midwest | Internal | Summer | B1 | 10 | 100 | 0 | 81.46 | 83.82 | 9 | 0
2025 | TVA_2_NonRTO_Midwest | TVA | NonRTO_Midwest | Internal | Summer | B2 | 25 | 100 | 0 | 80.81 | 75.82 | 9 | 0
2025 | TVA_2_NonRTO_Midwest | TVA | NonRTO_Midwest | Internal | Summer | B3 | 75 | 100 | 0 | 74.71 | 75.82 | 9 | 0
2025 | TVA_2_NonRTO_Midwest | TVA | NonRTO_Midwest | Internal | Summer | B4 | 100 | 100 | 0 | 74.16 | 75.82 | 9 | 0
2025 | TVA_2_NonRTO_Midwest | TVA | NonRTO_Midwest | Internal | Summer | B5 | 200 | 100 | 0 | 69.47 | 73.45 | 9 | 0
2025 | TVA_2_NonRTO_Midwest | TVA | NonRTO_Midwest | Internal | Summer | B6 | 300 | 100 | 0 | 52.12 | 60.7 | 9 | 0
2025 | TVA_2_NonRTO_Midwest | TVA | NonRTO_Midwest | Internal | Summer | B7 | 400 | 100 | 0 | 45.16 | 45.56 | 9 | 0
2025 | TVA_2_NonRTO_Midwest | TVA | NonRTO_Midwest | Internal | Summer | B8 | 500 | 100 | 0 | 45.16 | 41.51 | 9 | 0
2025 | TVA_2_NonRTO_Midwest | TVA | NonRTO_Midwest | Internal | Summer | B9 | 800 | 100 | 0 | 41.67 | 41.51 | 9 | 0
2025 | TVA_2_NonRTO_Midwest | TVA | NonRTO_Midwest | Internal | Summer | B10 | 1262 | 100 | 0 | 41.67 | 36.82 | 9 | 0
2025 | TVA_2_NonRTO_Midwest | TVA | NonRTO_Midwest | Internal | Winter | B16 | 25 | 100 | 0 | 76.64 | 76.64 | 9 | 0
2025 | TVA_2_NonRTO_Midwest | TVA | NonRTO_Midwest | Internal | Winter | B17 | 100 | 100 | 100 | 51.52 | 61.08 | 9 | 0.55
2025 | TVA_2_NonRTO_Midwest | TVA | NonRTO_Midwest | Internal | Winter | B18 | 400 | 100 | 0 | 46.89 | 55.78 | 9 | 0
2025 | TVA_2_NonRTO_Midwest | TVA | NonRTO_Midwest | Internal | Winter | B19 | 700 | 100 | 0 | 46.89 | 45.63 | 9 | 0
2025 | TVA_2_NonRTO_Midwest | TVA | NonRTO_Midwest | Internal | Winter | B20 | 935 | 100 | 0 | 45.46 | 38.81 | 9 | 0
2025 | TVA_2_PJM_ROR | TVA | PJM_ROR | Internal | Shoulder | B11 | 25 | 500 | 0 | 64.43 | 60.21 | 9 | 0
2025 | TVA_2_PJM_ROR | TVA | PJM_ROR | Internal | Shoulder | B12 | 200 | 500 | 0 | 48.53 | 52.2 | 9 | 0
2025 | TVA_2_PJM_ROR | TVA | PJM_ROR | Internal | Shoulder | B13 | 600 | 500 | 0 | 46.54 | 45.75 | 9 | 0
2025 | TVA_2_PJM_ROR | TVA | PJM_ROR | Internal | Shoulder | B14 | 900 | 500 | 0 | 46.54 | 44.08 | 9 | 0
2025 | TVA_2_PJM_ROR | TVA | PJM_ROR | Internal | Shoulder | B15 | 1203 | 500 | 0 | 46.54 | 40.55 | 9 | 0
2025 | TVA_2_PJM_ROR | TVA | PJM_ROR | Internal | Summer | B1 | 10 | 500 | 500 | 81.46 | 93.83 | 9 | 3.37
2025 | TVA_2_PJM_ROR | TVA | PJM_ROR | Internal | Summer | B2 | 25 | 500 | 0 | 80.81 | 74.8 | 9 | 0
2025 | TVA_2_PJM_ROR | TVA | PJM_ROR | Internal | Summer | B3 | 75 | 500 | 0 | 74.71 | 68.7 | 9 | 0
2025 | TVA_2_PJM_ROR | TVA | PJM_ROR | Internal | Summer | B4 | 100 | 500 | 0 | 74.16 | 68.15 | 9 | 0
2025 | TVA_2_PJM_ROR | TVA | PJM_ROR | Internal | Summer | B5 | 200 | 500 | 0 | 69.47 | 63.46 | 9 | 0
2025 | TVA_2_PJM_ROR | TVA | PJM_ROR | Internal | Summer | B6 | 300 | 500 | 0 | 52.12 | 52.88 | 9 | 0
2025 | TVA_2_PJM_ROR | TVA | PJM_ROR | Internal | Summer | B7 | 400 | 500 | 0 | 45.16 | 44.63 | 9 | 0
2025 | TVA_2_PJM_ROR | TVA | PJM_ROR | Internal | Summer | B8 | 500 | 500 | 0 | 45.16 | 41.58 | 9 | 0
2025 | TVA_2_PJM_ROR | TVA | PJM_ROR | Internal | Summer | B9 | 800 | 500 | 0 | 41.67 | 38.79 | 9 | 0
2025 | TVA_2_PJM_ROR | TVA | PJM_ROR | Internal | Summer | B10 | 1262 | 500 | 0 | 41.67 | 37.51 | 9 | 0
2025 | TVA_2_PJM_ROR | TVA | PJM_ROR | Internal | Winter | B16 | 25 | 500 | 0 | 76.64 | 70.63 | 9 | 0
2025 | TVA_2_PJM_ROR | TVA | PJM_ROR | Internal | Winter | B17 | 100 | 500 | 0 | 51.52 | 55.06 | 9 | 0
2025 | TVA_2_PJM_ROR | TVA | PJM_ROR | Internal | Winter | B18 | 400 | 500 | 0 | 46.89 | 49.75 | 9 | 0
2025 | TVA_2_PJM_ROR | TVA | PJM_ROR | Internal | Winter | B19 | 700 | 500 | 0 | 46.89 | 45.38 | 9 | 0
2025 | TVA_2_PJM_ROR | TVA | PJM_ROR | Internal | Winter | B20 | 935 | 500 | 0 | 45.46 | 41.86 | 9 | 0
2025 | TVA_2_SOCO | TVA | SOCO | Internal | Shoulder | B11 | 25 | 500 | 500 | 64.43 | 74.76 | 9 | 1.34
2025 | TVA_2_SOCO | TVA | SOCO | Internal | Shoulder | B12 | 200 | 500 | 0 | 48.53 | 52.05 | 9 | 0
2025 | TVA_2_SOCO | TVA | SOCO | Internal | Shoulder | B13 | 600 | 500 | 0 | 46.54 | 46.99 | 9 | 0
2025 | TVA_2_SOCO | TVA | SOCO | Internal | Shoulder | B14 | 900 | 500 | 0 | 46.54 | 46.99 | 9 | 0
2025 | TVA_2_SOCO | TVA | SOCO | Internal | Shoulder | B15 | 1203 | 500 | 0 | 46.54 | 46.99 | 9 | 0
2025 | TVA_2_SOCO | TVA | SOCO | Internal | Summer | B1 | 10 | 500 | 500 | 81.46 | 96.01 | 9 | 5.55
2025 | TVA_2_SOCO | TVA | SOCO | Internal | Summer | B2 | 25 | 500 | 0 | 80.81 | 83.77 | 9 | 0
2025 | TVA_2_SOCO | TVA | SOCO | Internal | Summer | B3 | 75 | 500 | 0 | 74.71 | 78.71 | 9 | 0
2025 | TVA_2_SOCO | TVA | SOCO | Internal | Summer | B4 | 100 | 500 | 0 | 74.16 | 78.22 | 9 | 0
2025 | TVA_2_SOCO | TVA | SOCO | Internal | Summer | B5 | 200 | 500 | 0 | 69.47 | 77.21 | 9 | 0
2025 | TVA_2_SOCO | TVA | SOCO | Internal | Summer | B6 | 300 | 500 | 500 | 52.12 | 67.88 | 9 | 6.76
2025 | TVA_2_SOCO | TVA | SOCO | Internal | Summer | B7 | 400 | 500 | 500 | 45.16 | 59.63 | 9 | 5.46
2025 | TVA_2_SOCO | TVA | SOCO | Internal | Summer | B8 | 500 | 500 | 0 | 45.16 | 51.08 | 9 | 0
2025 | TVA_2_SOCO | TVA | SOCO | Internal | Summer | B9 | 800 | 500 | 0 | 41.67 | 45.59 | 9 | 0
2025 | TVA_2_SOCO | TVA | SOCO | Internal | Summer | B10 | 1262 | 500 | 0 | 41.67 | 45.59 | 9 | 0
2025 | TVA_2_SOCO | TVA | SOCO | Internal | Winter | B16 | 25 | 500 | 0 | 76.64 | 84.04 | 9 | 0
2025 | TVA_2_SOCO | TVA | SOCO | Internal | Winter | B17 | 100 | 500 | 0 | 51.52 | 53.91 | 9 | 0
2025 | TVA_2_SOCO | TVA | SOCO | Internal | Winter | B18 | 400 | 500 | 0 | 46.89 | 49.88 | 9 | 0
2025 | TVA_2_SOCO | TVA | SOCO | Internal | Winter | B19 | 700 | 500 | 0 | 46.89 | 49.88 | 9 | 0
2025 | TVA_2_SOCO | TVA | SOCO | Internal | Winter | B20 | 935 | 500 | 0 | 45.46 | 49.17 | 9 | 0
2025 | TVA_2_VACAR | TVA | VACAR | Internal | Shoulder | B11 | 25 | 150 | 0 | 64.43 | 66.21 | 9 | 0
2025 | TVA_2_VACAR | TVA | VACAR | Internal | Shoulder | B12 | 200 | 150 | 0 | 48.53 | 56.29 | 9 | 0
2025 | TVA_2_VACAR | TVA | VACAR | Internal | Shoulder | B13 | 600 | 150 | 0 | 46.54 | 50.63 | 9 | 0
2025 | TVA_2_VACAR | TVA | VACAR | Internal | Shoulder | B14 | 900 | 150 | 0 | 46.54 | 48.25 | 9 | 0
2025 | TVA_2_VACAR | TVA | VACAR | Internal | Shoulder | B15 | 1203 | 150 | 0 | 46.54 | 46.55 | 9 | 0
2025 | TVA_2_VACAR | TVA | VACAR | Internal | Summer | B1 | 10 | 150 | 150 | 81.46 | 99.83 | 9 | 9.37
2025 | TVA_2_VACAR | TVA | VACAR | Internal | Summer | B2 | 25 | 150 | 0 | 80.81 | 80.8 | 9 | 0
2025 | TVA_2_VACAR | TVA | VACAR | Internal | Summer | B3 | 75 | 150 | 0 | 74.71 | 80.8 | 9 | 0
2025 | TVA_2_VACAR | TVA | VACAR | Internal | Summer | B4 | 100 | 150 | 0 | 74.16 | 79.17 | 9 | 0
2025 | TVA_2_VACAR | TVA | VACAR | Internal | Summer | B5 | 200 | 150 | 0 | 69.47 | 70.21 | 9 | 0
2025 | TVA_2_VACAR | TVA | VACAR | Internal | Summer | B6 | 300 | 150 | 0 | 52.12 | 60.88 | 9 | 0
2025 | TVA_2_VACAR | TVA | VACAR | Internal | Summer | B7 | 400 | 150 | 0 | 45.16 | 50.92 | 9 | 0
2025 | TVA_2_VACAR | TVA | VACAR | Internal | Summer | B8 | 500 | 150 | 0 | 45.16 | 47.58 | 9 | 0
2025 | TVA_2_VACAR | TVA | VACAR | Internal | Summer | B9 | 800 | 150 | 0 | 41.67 | 44.65 | 9 | 0
2025 | TVA_2_VACAR | TVA | VACAR | Internal | Summer | B10 | 1262 | 150 | 0 | 41.67 | 44.65 | 9 | 0
2025 | TVA_2_VACAR | TVA | VACAR | Internal | Winter | B16 | 25 | 150 | 0 | 76.64 | 85.63 | 9 | 0
2025 | TVA_2_VACAR | TVA | VACAR | Internal | Winter | B17 | 100 | 150 | 0 | 51.52 | 59.06 | 9 | 0
2025 | TVA_2_VACAR | TVA | VACAR | Internal | Winter | B18 | 400 | 150 | 0 | 46.89 | 50.82 | 9 | 0
2025 | TVA_2_VACAR | TVA | VACAR | Internal | Winter | B19 | 700 | 150 | 0 | 46.89 | 50.82 | 9 | 0
2025 | TVA_2_VACAR | TVA | VACAR | Internal | Winter | B20 | 935 | 150 | 0 | 45.46 | 47.86 | 9 | 0
2025 | TVA_Transmission_2_MISO_MO-IL | TVA_Transmission | MISO_MO-IL | Internal | Shoulder | B11 | 25 | 4000 | 0 | 66 | 62.65 | 9 | 0
2025 | TVA_Transmission_2_MISO_MO-IL | TVA_Transmission | MISO_MO-IL | Internal | Shoulder | B12 | 200 | 4000 | 0 | 52.96 | 51.29 | 9 | 0
2025 | TVA_Transmission_2_MISO_MO-IL | TVA_Transmission | MISO_MO-IL | Internal | Shoulder | B13 | 600 | 4000 | 0 | 49.27 | 46.56 | 9 | 0
2025 | TVA_Transmission_2_MISO_MO-IL | TVA_Transmission | MISO_MO-IL | Internal | Shoulder | B14 | 900 | 4000 | 0 | 47.79 | 44.42 | 9 | 0
2025 | TVA_Transmission_2_MISO_MO-IL | TVA_Transmission | MISO_MO-IL | Internal | Shoulder | B15 | 1203 | 4000 | 0 | 46.54 | 41.22 | 9 | 0
2025 | TVA_Transmission_2_MISO_MO-IL | TVA_Transmission | MISO_MO-IL | Internal | Summer | B1 | 10 | 4000 | 0 | 91.37 | 91.83 | 9 | 0
2025 | TVA_Transmission_2_MISO_MO-IL | TVA_Transmission | MISO_MO-IL | Internal | Summer | B2 | 25 | 4000 | 0 | 80.8 | 72.8 | 9 | 0
2025 | TVA_Transmission_2_MISO_MO-IL | TVA_Transmission | MISO_MO-IL | Internal | Summer | B3 | 75 | 4000 | 0 | 74.7 | 69.47 | 9 | 0
2025 | TVA_Transmission_2_MISO_MO-IL | TVA_Transmission | MISO_MO-IL | Internal | Summer | B4 | 100 | 4000 | 0 | 74.15 | 67.83 | 9 | 0
2025 | TVA_Transmission_2_MISO_MO-IL | TVA_Transmission | MISO_MO-IL | Internal | Summer | B5 | 200 | 4000 | 0 | 69.46 | 65.46 | 9 | 0
2025 | TVA_Transmission_2_MISO_MO-IL | TVA_Transmission | MISO_MO-IL | Internal | Summer | B6 | 300 | 4000 | 0 | 58.88 | 52.72 | 9 | 0
2025 | TVA_Transmission_2_MISO_MO-IL | TVA_Transmission | MISO_MO-IL | Internal | Summer | B7 | 400 | 4000 | 0 | 50.63 | 45.58 | 9 | 0
2025 | TVA_Transmission_2_MISO_MO-IL | TVA_Transmission | MISO_MO-IL | Internal | Summer | B8 | 500 | 4000 | 0 | 46.16 | 41.38 | 9 | 0
2025 | TVA_Transmission_2_MISO_MO-IL | TVA_Transmission | MISO_MO-IL | Internal | Summer | B9 | 800 | 4000 | 0 | 43.27 | 40.22 | 9 | 0
2025 | TVA_Transmission_2_MISO_MO-IL | TVA_Transmission | MISO_MO-IL | Internal | Summer | B10 | 1262 | 4000 | 0 | 42.46 | 37.71 | 9 | 0
2025 | TVA_Transmission_2_MISO_MO-IL | TVA_Transmission | MISO_MO-IL | Internal | Winter | B16 | 25 | 4000 | 0 | 76.63 | 68.64 | 9 | 0
2025 | TVA_Transmission_2_MISO_MO-IL | TVA_Transmission | MISO_MO-IL | Internal | Winter | B17 | 100 | 4000 | 0 | 55.55 | 53.06 | 9 | 0
2025 | TVA_Transmission_2_MISO_MO-IL | TVA_Transmission | MISO_MO-IL | Internal | Winter | B18 | 400 | 4000 | 0 | 51 | 47.79 | 9 | 0
2025 | TVA_Transmission_2_MISO_MO-IL | TVA_Transmission | MISO_MO-IL | Internal | Winter | B19 | 700 | 4000 | 0 | 48.63 | 44.04 | 9 | 0
2025 | TVA_Transmission_2_MISO_MO-IL | TVA_Transmission | MISO_MO-IL | Internal | Winter | B20 | 935 | 4000 | 0 | 45.97 | 41.11 | 9 | 0
2025 | TVA_Transmission_2_SOCO | TVA_Transmission | SOCO | Internal | Shoulder | B11 | 25 | 3200 | 0 | 66 | 74.76 | 9 | 0
2025 | TVA_Transmission_2_SOCO | TVA_Transmission | SOCO | Internal | Shoulder | B12 | 200 | 3200 | 0 | 52.96 | 52.05 | 9 | 0
2025 | TVA_Transmission_2_SOCO | TVA_Transmission | SOCO | Internal | Shoulder | B13 | 600 | 3200 | 0 | 49.27 | 46.99 | 9 | 0
2025 | TVA_Transmission_2_SOCO | TVA_Transmission | SOCO | Internal | Shoulder | B14 | 900 | 3200 | 0 | 47.79 | 46.99 | 9 | 0
2025 | TVA_Transmission_2_SOCO | TVA_Transmission | SOCO | Internal | Shoulder | B15 | 1203 | 3200 | 0 | 46.54 | 46.99 | 9 | 0
2025 | TVA_Transmission_2_SOCO | TVA_Transmission | SOCO | Internal | Summer | B1 | 10 | 3200 | 0 | 91.37 | 96.01 | 9 | 0
2025 | TVA_Transmission_2_SOCO | TVA_Transmission | SOCO | Internal | Summer | B2 | 25 | 3200 | 0 | 80.8 | 83.77 | 9 | 0
2025 | TVA_Transmission_2_SOCO | TVA_Transmission | SOCO | Internal | Summer | B3 | 75 | 3200 | 0 | 74.7 | 78.71 | 9 | 0
2025 | TVA_Transmission_2_SOCO | TVA_Transmission | SOCO | Internal | Summer | B4 | 100 | 3200 | 0 | 74.15 | 78.22 | 9 | 0
2025 | TVA_Transmission_2_SOCO | TVA_Transmission | SOCO | Internal | Summer | B5 | 200 | 3200 | 0 | 69.46 | 77.21 | 9 | 0
2025 | TVA_Transmission_2_SOCO | TVA_Transmission | SOCO | Internal | Summer | B6 | 300 | 3200 | 628.67 | 58.88 | 67.88 | 9 | 0
2025 | TVA_Transmission_2_SOCO | TVA_Transmission | SOCO | Internal | Summer | B7 | 400 | 3200 | 2381.52 | 50.63 | 59.63 | 9 | 0
2025 | TVA_Transmission_2_SOCO | TVA_Transmission | SOCO | Internal | Summer | B8 | 500 | 3200 | 0 | 46.16 | 51.08 | 9 | 0
2025 | TVA_Transmission_2_SOCO | TVA_Transmission | SOCO | Internal | Summer | B9 | 800 | 3200 | 0 | 43.27 | 45.59 | 9 | 0
2025 | TVA_Transmission_2_SOCO | TVA_Transmission | SOCO | Internal | Summer | B10 | 1262 | 3200 | 0 | 42.46 | 45.59 | 9 | 0
2025 | TVA_Transmission_2_SOCO | TVA_Transmission | SOCO | Internal | Winter | B16 | 25 | 3200 | 0 | 76.63 | 84.04 | 9 | 0
2025 | TVA_Transmission_2_SOCO | TVA_Transmission | SOCO | Internal | Winter | B17 | 100 | 3200 | 0 | 55.55 | 53.91 | 9 | 0
2025 | TVA_Transmission_2_SOCO | TVA_Transmission | SOCO | Internal | Winter | B18 | 400 | 3200 | 0 | 51 | 49.88 | 9 | 0
2025 | TVA_Transmission_2_SOCO | TVA_Transmission | SOCO | Internal | Winter | B19 | 700 | 3200 | 0 | 48.63 | 49.88 | 9 | 0
2025 | TVA_Transmission_2_SOCO | TVA_Transmission | SOCO | Internal | Winter | B20 | 935 | 3200 | 0 | 45.97 | 49.17 | 9 | 0
2025 | TVA_Transmission_2_TVA | TVA_Transmission | TVA | Internal | Shoulder | B11 | 25 | 99999 | 0 | 66 | 64.43 | 0.01 | 0
2025 | TVA_Transmission_2_TVA | TVA_Transmission | TVA | Internal | Shoulder | B12 | 200 | 99999 | 0 | 52.96 | 48.53 | 0.01 | 0
2025 | TVA_Transmission_2_TVA | TVA_Transmission | TVA | Internal | Shoulder | B13 | 600 | 99999 | 0 | 49.27 | 46.54 | 0.01 | 0
2025 | TVA_Transmission_2_TVA | TVA_Transmission | TVA | Internal | Shoulder | B14 | 900 | 99999 | 0 | 47.79 | 46.54 | 0.01 | 0
2025 | TVA_Transmission_2_TVA | TVA_Transmission | TVA | Internal | Shoulder | B15 | 1203 | 99999 | 0 | 46.54 | 46.54 | 0.01 | 0
2025 | TVA_Transmission_2_TVA | TVA_Transmission | TVA | Internal | Summer | B1 | 10 | 99999 | 0 | 91.37 | 81.46 | 0.01 | 0
2025 | TVA_Transmission_2_TVA | TVA_Transmission | TVA | Internal | Summer | B2 | 25 | 99999 | 2257.15 | 80.8 | 80.81 | 0.01 | 0
2025 | TVA_Transmission_2_TVA | TVA_Transmission | TVA | Internal | Summer | B3 | 75 | 99999 | 298.23 | 74.7 | 74.71 | 0.01 | 0
2025 | TVA_Transmission_2_TVA | TVA_Transmission | TVA | Internal | Summer | B4 | 100 | 99999 | 665.94 | 74.15 | 74.16 | 0.01 | 0
2025 | TVA_Transmission_2_TVA | TVA_Transmission | TVA | Internal | Summer | B5 | 200 | 99999 | 694 | 69.46 | 69.47 | 0.01 | 0
2025 | TVA_Transmission_2_TVA | TVA_Transmission | TVA | Internal | Summer | B6 | 300 | 99999 | 0 | 58.88 | 52.12 | 0.01 | 0
2025 | TVA_Transmission_2_TVA | TVA_Transmission | TVA | Internal | Summer | B7 | 400 | 99999 | 0 | 50.63 | 45.16 | 0.01 | 0
2025 | TVA_Transmission_2_TVA | TVA_Transmission | TVA | Internal | Summer | B8 | 500 | 99999 | 0 | 46.16 | 45.16 | 0.01 | 0
2025 | TVA_Transmission_2_TVA | TVA_Transmission | TVA | Internal | Summer | B9 | 800 | 99999 | 0 | 43.27 | 41.67 | 0.01 | 0
2025 | TVA_Transmission_2_TVA | TVA_Transmission | TVA | Internal | Summer | B10 | 1262 | 99999 | 0 | 42.46 | 41.67 | 0.01 | 0
2025 | TVA_Transmission_2_TVA | TVA_Transmission | TVA | Internal | Winter | B16 | 25 | 99999 | 374.94 | 76.63 | 76.64 | 0.01 | 0
2025 | TVA_Transmission_2_TVA | TVA_Transmission | TVA | Internal | Winter | B17 | 100 | 99999 | 0 | 55.55 | 51.52 | 0.01 | 0
2025 | TVA_Transmission_2_TVA | TVA_Transmission | TVA | Internal | Winter | B18 | 400 | 99999 | 0 | 51 | 46.89 | 0.01 | 0
2025 | TVA_Transmission_2_TVA | TVA_Transmission | TVA | Internal | Winter | B19 | 700 | 99999 | 0 | 48.63 | 46.89 | 0.01 | 0
2025 | TVA_Transmission_2_TVA | TVA_Transmission | TVA | Internal | Winter | B20 | 935 | 99999 | 0 | 45.97 | 45.46 | 0.01 | 0
2025 | TVA_Transmission_2_VACAR | TVA_Transmission | VACAR | Internal | Shoulder | B11 | 25 | 900 | 0 | 66 | 66.21 | 9 | 0
2025 | TVA_Transmission_2_VACAR | TVA_Transmission | VACAR | Internal | Shoulder | B12 | 200 | 900 | 0 | 52.96 | 56.29 | 9 | 0
2025 | TVA_Transmission_2_VACAR | TVA_Transmission | VACAR | Internal | Shoulder | B13 | 600 | 900 | 0 | 49.27 | 50.63 | 9 | 0
2025 | TVA_Transmission_2_VACAR | TVA_Transmission | VACAR | Internal | Shoulder | B14 | 900 | 900 | 0 | 47.79 | 48.25 | 9 | 0
2025 | TVA_Transmission_2_VACAR | TVA_Transmission | VACAR | Internal | Shoulder | B15 | 1203 | 900 | 0 | 46.54 | 46.55 | 9 | 0
2025 | TVA_Transmission_2_VACAR | TVA_Transmission | VACAR | Internal | Summer | B1 | 10 | 900 | 0 | 91.37 | 99.83 | 9 | 0
2025 | TVA_Transmission_2_VACAR | TVA_Transmission | VACAR | Internal | Summer | B2 | 25 | 900 | 0 | 80.8 | 80.8 | 9 | 0
2025 | TVA_Transmission_2_VACAR | TVA_Transmission | VACAR | Internal | Summer | B3 | 75 | 900 | 0 | 74.7 | 80.8 | 9 | 0
2025 | TVA_Transmission_2_VACAR | TVA_Transmission | VACAR | Internal | Summer | B4 | 100 | 900 | 0 | 74.15 | 79.17 | 9 | 0
2025 | TVA_Transmission_2_VACAR | TVA_Transmission | VACAR | Internal | Summer | B5 | 200 | 900 | 0 | 69.46 | 70.21 | 9 | 0
2025 | TVA_Transmission_2_VACAR | TVA_Transmission | VACAR | Internal | Summer | B6 | 300 | 900 | 0 | 58.88 | 60.88 | 9 | 0
2025 | TVA_Transmission_2_VACAR | TVA_Transmission | VACAR | Internal | Summer | B7 | 400 | 900 | 0 | 50.63 | 50.92 | 9 | 0
2025 | TVA_Transmission_2_VACAR | TVA_Transmission | VACAR | Internal | Summer | B8 | 500 | 900 | 0 | 46.16 | 47.58 | 9 | 0
2025 | TVA_Transmission_2_VACAR | TVA_Transmission | VACAR | Internal | Summer | B9 | 800 | 900 | 0 | 43.27 | 44.65 | 9 | 0
2025 | TVA_Transmission_2_VACAR | TVA_Transmission | VACAR | Internal | Summer | B10 | 1262 | 900 | 0 | 42.46 | 44.65 | 9 | 0
2025 | TVA_Transmission_2_VACAR | TVA_Transmission | VACAR | Internal | Winter | B16 | 25 | 900 | 52.65 | 76.63 | 85.63 | 9 | 0
2025 | TVA_Transmission_2_VACAR | TVA_Transmission | VACAR | Internal | Winter | B17 | 100 | 900 | 0 | 55.55 | 59.06 | 9 | 0
2025 | TVA_Transmission_2_VACAR | TVA_Transmission | VACAR | Internal | Winter | B18 | 400 | 900 | 0 | 51 | 50.82 | 9 | 0
2025 | TVA_Transmission_2_VACAR | TVA_Transmission | VACAR | Internal | Winter | B19 | 700 | 900 | 0 | 48.63 | 50.82 | 9 | 0
2025 | TVA_Transmission_2_VACAR | TVA_Transmission | VACAR | Internal | Winter | B20 | 935 | 900 | 0 | 45.97 | 47.86 | 9 | 0
2025 | VACAR_2_SOCO | VACAR | SOCO | Internal | Shoulder | B11 | 25 | 3000 | 3000 | 66.21 | 74.76 | 7 | 1.55
2025 | VACAR_2_SOCO | VACAR | SOCO | Internal | Shoulder | B12 | 200 | 3000 | 0 | 56.29 | 52.05 | 7 | 0
2025 | VACAR_2_SOCO | VACAR | SOCO | Internal | Shoulder | B13 | 600 | 3000 | 0 | 50.63 | 46.99 | 7 | 0
2025 | VACAR_2_SOCO | VACAR | SOCO | Internal | Shoulder | B14 | 900 | 3000 | 0 | 48.25 | 46.99 | 7 | 0
2025 | VACAR_2_SOCO | VACAR | SOCO | Internal | Shoulder | B15 | 1203 | 3000 | 0 | 46.55 | 46.99 | 7 | 0
2025 | VACAR_2_SOCO | VACAR | SOCO | Internal | Summer | B1 | 10 | 3000 | 0 | 99.83 | 96.01 | 7 | 0
2025 | VACAR_2_SOCO | VACAR | SOCO | Internal | Summer | B2 | 25 | 3000 | 0 | 80.8 | 83.77 | 7 | 0
2025 | VACAR_2_SOCO | VACAR | SOCO | Internal | Summer | B3 | 75 | 3000 | 0 | 80.8 | 78.71 | 7 | 0
2025 | VACAR_2_SOCO | VACAR | SOCO | Internal | Summer | B4 | 100 | 3000 | 0 | 79.17 | 78.22 | 7 | 0
2025 | VACAR_2_SOCO | VACAR | SOCO | Internal | Summer | B5 | 200 | 3000 | 1328.64 | 70.21 | 77.21 | 7 | 0
2025 | VACAR_2_SOCO | VACAR | SOCO | Internal | Summer | B6 | 300 | 3000 | 1462.49 | 60.88 | 67.88 | 7 | 0
2025 | VACAR_2_SOCO | VACAR | SOCO | Internal | Summer | B7 | 400 | 3000 | 3000 | 50.92 | 59.63 | 7 | 1.71
2025 | VACAR_2_SOCO | VACAR | SOCO | Internal | Summer | B8 | 500 | 3000 | 0 | 47.58 | 51.08 | 7 | 0
2025 | VACAR_2_SOCO | VACAR | SOCO | Internal | Summer | B9 | 800 | 3000 | 0 | 44.65 | 45.59 | 7 | 0
2025 | VACAR_2_SOCO | VACAR | SOCO | Internal | Summer | B10 | 1262 | 3000 | 0 | 44.65 | 45.59 | 7 | 0
2025 | VACAR_2_SOCO | VACAR | SOCO | Internal | Winter | B16 | 25 | 3000 | 0 | 85.63 | 84.04 | 7 | 0
2025 | VACAR_2_SOCO | VACAR | SOCO | Internal | Winter | B17 | 100 | 3000 | 0 | 59.06 | 53.91 | 7 | 0
2025 | VACAR_2_SOCO | VACAR | SOCO | Internal | Winter | B18 | 400 | 3000 | 0 | 50.82 | 49.88 | 7 | 0
2025 | VACAR_2_SOCO | VACAR | SOCO | Internal | Winter | B19 | 700 | 3000 | 0 | 50.82 | 49.88 | 7 | 0
2025 | VACAR_2_SOCO | VACAR | SOCO | Internal | Winter | B20 | 935 | 3000 | 0 | 47.86 | 49.17 | 7 | 0
2030 | ENT_2_MISO_MO-IL | ENT | MISO_MO-IL | Internal | Shoulder | B11 | 25 | 2260 | 0 | 72.95 | 79.14 | 8 | 0
2030 | ENT_2_MISO_MO-IL | ENT | MISO_MO-IL | Internal | Shoulder | B12 | 200 | 2260 | 0 | 51.14 | 58.92 | 8 | 0
2030 | ENT_2_MISO_MO-IL | ENT | MISO_MO-IL | Internal | Shoulder | B13 | 600 | 2260 | 0 | 51.14 | 52.39 | 8 | 0
2030 | ENT_2_MISO_MO-IL | ENT | MISO_MO-IL | Internal | Shoulder | B14 | 900 | 2260 | 0 | 50.77 | 48.38 | 8 | 0
2030 | ENT_2_MISO_MO-IL | ENT | MISO_MO-IL | Internal | Shoulder | B15 | 1203 | 2260 | 0 | 49.1 | 42.76 | 8 | 0
2030 | ENT_2_MISO_MO-IL | ENT | MISO_MO-IL | Internal | Summer | B1 | 10 | 2260 | 543.45 | 91.13 | 99.13 | 8 | 0
2030 | ENT_2_MISO_MO-IL | ENT | MISO_MO-IL | Internal | Summer | B2 | 25 | 2260 | 0 | 82.13 | 82.53 | 8 | 0
2030 | ENT_2_MISO_MO-IL | ENT | MISO_MO-IL | Internal | Summer | B3 | 75 | 2260 | 0 | 77.24 | 77.03 | 8 | 0
2030 | ENT_2_MISO_MO-IL | ENT | MISO_MO-IL | Internal | Summer | B4 | 100 | 2260 | 0 | 75.61 | 75.19 | 8 | 0
2030 | ENT_2_MISO_MO-IL | ENT | MISO_MO-IL | Internal | Summer | B5 | 200 | 2260 | 0 | 73.85 | 70.51 | 8 | 0
2030 | ENT_2_MISO_MO-IL | ENT | MISO_MO-IL | Internal | Summer | B6 | 300 | 2260 | 0 | 69.88 | 61.88 | 8 | 0
2030 | ENT_2_MISO_MO-IL | ENT | MISO_MO-IL | Internal | Summer | B7 | 400 | 2260 | 0 | 51.77 | 48.77 | 8 | 0
2030 | ENT_2_MISO_MO-IL | ENT | MISO_MO-IL | Internal | Summer | B8 | 500 | 2260 | 0 | 49.48 | 44.8 | 8 | 0
2030 | ENT_2_MISO_MO-IL | ENT | MISO_MO-IL | Internal | Summer | B9 | 800 | 2260 | 0 | 49.12 | 41.77 | 8 | 0
2030 | ENT_2_MISO_MO-IL | ENT | MISO_MO-IL | Internal | Summer | B10 | 1262 | 2260 | 0 | 47.5 | 41.32 | 8 | 0
2030 | ENT_2_MISO_MO-IL | ENT | MISO_MO-IL | Internal | Winter | B16 | 25 | 2260 | 0 | 75.01 | 79.01 | 8 | 0
2030 | ENT_2_MISO_MO-IL | ENT | MISO_MO-IL | Internal | Winter | B17 | 100 | 2260 | 0 | 54.44 | 59.79 | 8 | 0
2030 | ENT_2_MISO_MO-IL | ENT | MISO_MO-IL | Internal | Winter | B18 | 400 | 2260 | 0 | 54.04 | 52.48 | 8 | 0
2030 | ENT_2_MISO_MO-IL | ENT | MISO_MO-IL | Internal | Winter | B19 | 700 | 2260 | 0 | 53.01 | 47.9 | 8 | 0
2030 | ENT_2_MISO_MO-IL | ENT | MISO_MO-IL | Internal | Winter | B20 | 935 | 2260 | 0 | 52.26 | 45.24 | 8 | 0
2030 | ENT_2_SOCO | ENT | SOCO | Internal | Shoulder | B11 | 25 | 2000 | 447.05 | 72.95 | 80.95 | 8 | 0
2030 | ENT_2_SOCO | ENT | SOCO | Internal | Shoulder | B12 | 200 | 2000 | 0 | 51.14 | 51.67 | 8 | 0
2030 | ENT_2_SOCO | ENT | SOCO | Internal | Shoulder | B13 | 600 | 2000 | 0 | 51.14 | 51.11 | 8 | 0
2030 | ENT_2_SOCO | ENT | SOCO | Internal | Shoulder | B14 | 900 | 2000 | 0 | 50.77 | 51.11 | 8 | 0
2030 | ENT_2_SOCO | ENT | SOCO | Internal | Shoulder | B15 | 1203 | 2000 | 0 | 49.1 | 47.32 | 8 | 0
2030 | ENT_2_SOCO | ENT | SOCO | Internal | Summer | B1 | 10 | 2000 | 1609.13 | 91.13 | 99.13 | 8 | 0
2030 | ENT_2_SOCO | ENT | SOCO | Internal | Summer | B2 | 25 | 2000 | 102.7 | 82.13 | 90.13 | 8 | 0
2030 | ENT_2_SOCO | ENT | SOCO | Internal | Summer | B3 | 75 | 2000 | 538.95 | 77.24 | 85.24 | 8 | 0
2030 | ENT_2_SOCO | ENT | SOCO | Internal | Summer | B4 | 100 | 2000 | 436.35 | 75.61 | 83.61 | 8 | 0
2030 | ENT_2_SOCO | ENT | SOCO | Internal | Summer | B5 | 200 | 2000 | 2000 | 73.85 | 83.61 | 8 | 1.75
2030 | ENT_2_SOCO | ENT | SOCO | Internal | Summer | B6 | 300 | 2000 | 0 | 69.88 | 72.16 | 8 | 0
2030 | ENT_2_SOCO | ENT | SOCO | Internal | Summer | B7 | 400 | 2000 | 454.87 | 51.77 | 59.77 | 8 | 0
2030 | ENT_2_SOCO | ENT | SOCO | Internal | Summer | B8 | 500 | 2000 | 0 | 49.48 | 49.6 | 8 | 0
2030 | ENT_2_SOCO | ENT | SOCO | Internal | Summer | B9 | 800 | 2000 | 0 | 49.12 | 49.6 | 8 | 0
2030 | ENT_2_SOCO | ENT | SOCO | Internal | Summer | B10 | 1262 | 2000 | 0 | 47.5 | 45.7 | 8 | 0
2030 | ENT_2_SOCO | ENT | SOCO | Internal | Winter | B16 | 25 | 2000 | 1205.01 | 75.01 | 83.01 | 8 | 0
2030 | ENT_2_SOCO | ENT | SOCO | Internal | Winter | B17 | 100 | 2000 | 0 | 54.44 | 54.27 | 8 | 0
2030 | ENT_2_SOCO | ENT | SOCO | Internal | Winter | B18 | 400 | 2000 | 0 | 54.04 | 54.27 | 8 | 0
2030 | ENT_2_SOCO | ENT | SOCO | Internal | Winter | B19 | 700 | 2000 | 0 | 53.01 | 54.27 | 8 | 0
2030 | ENT_2_SOCO | ENT | SOCO | Internal | Winter | B20 | 935 | 2000 | 0 | 52.26 | 49.8 | 8 | 0
2030 | ENT_2_SPP_N | ENT | SPP_N | Internal | Shoulder | B11 | 25 | 1300 | 0 | 72.95 | 80.6 | 8 | 0
2030 | ENT_2_SPP_N | ENT | SPP_N | Internal | Shoulder | B12 | 200 | 1300 | 0 | 51.14 | 53.92 | 8 | 0
2030 | ENT_2_SPP_N | ENT | SPP_N | Internal | Shoulder | B13 | 600 | 1300 | 0 | 51.14 | 50.42 | 8 | 0
2030 | ENT_2_SPP_N | ENT | SPP_N | Internal | Shoulder | B14 | 900 | 1300 | 0 | 50.77 | 49 | 8 | 0
2030 | ENT_2_SPP_N | ENT | SPP_N | Internal | Shoulder | B15 | 1203 | 1300 | 0 | 49.1 | 46.15 | 8 | 0
2030 | ENT_2_SPP_N | ENT | SPP_N | Internal | Summer | B1 | 10 | 1300 | 0 | 91.13 | 94.13 | 8 | 0
2030 | ENT_2_SPP_N | ENT | SPP_N | Internal | Summer | B2 | 25 | 1300 | 0 | 82.13 | 80.98 | 8 | 0
2030 | ENT_2_SPP_N | ENT | SPP_N | Internal | Summer | B3 | 75 | 1300 | 0 | 77.24 | 80.98 | 8 | 0
2030 | ENT_2_SPP_N | ENT | SPP_N | Internal | Summer | B4 | 100 | 1300 | 0 | 75.61 | 80.08 | 8 | 0
2030 | ENT_2_SPP_N | ENT | SPP_N | Internal | Summer | B5 | 200 | 1300 | 0 | 73.85 | 78.51 | 8 | 0
2030 | ENT_2_SPP_N | ENT | SPP_N | Internal | Summer | B6 | 300 | 1300 | 0 | 69.88 | 69.88 | 8 | 0
2030 | ENT_2_SPP_N | ENT | SPP_N | Internal | Summer | B7 | 400 | 1300 | 0 | 51.77 | 59.76 | 8 | 0
2030 | ENT_2_SPP_N | ENT | SPP_N | Internal | Summer | B8 | 500 | 1300 | 0 | 49.48 | 49.47 | 8 | 0
2030 | ENT_2_SPP_N | ENT | SPP_N | Internal | Summer | B9 | 800 | 1300 | 0 | 49.12 | 47.31 | 8 | 0
2030 | ENT_2_SPP_N | ENT | SPP_N | Internal | Summer | B10 | 1262 | 1300 | 0 | 47.5 | 44.26 | 8 | 0
2030 | ENT_2_SPP_N | ENT | SPP_N | Internal | Winter | B16 | 25 | 1300 | 0 | 75.01 | 79.01 | 8 | 0
2030 | ENT_2_SPP_N | ENT | SPP_N | Internal | Winter | B17 | 100 | 1300 | 0 | 54.44 | 54.79 | 8 | 0
2030 | ENT_2_SPP_N | ENT | SPP_N | Internal | Winter | B18 | 400 | 1300 | 0 | 54.04 | 52.36 | 8 | 0
2030 | ENT_2_SPP_N | ENT | SPP_N | Internal | Winter | B19 | 700 | 1300 | 0 | 53.01 | 52.35 | 8 | 0
2030 | ENT_2_SPP_N | ENT | SPP_N | Internal | Winter | B20 | 935 | 1300 | 0 | 52.26 | 48.82 | 8 | 0
2030 | ENT_2_SPP_S | ENT | SPP_S | Internal | Shoulder | B11 | 25 | 1300 | 0 | 72.95 | 70.76 | 8 | 0
2030 | ENT_2_SPP_S | ENT | SPP_S | Internal | Shoulder | B12 | 200 | 1300 | 0 | 51.14 | 51.25 | 8 | 0
2030 | ENT_2_SPP_S | ENT | SPP_S | Internal | Shoulder | B13 | 600 | 1300 | 0 | 51.14 | 49.04 | 8 | 0
2030 | ENT_2_SPP_S | ENT | SPP_S | Internal | Shoulder | B14 | 900 | 1300 | 0 | 50.77 | 49.01 | 8 | 0
2030 | ENT_2_SPP_S | ENT | SPP_S | Internal | Shoulder | B15 | 1203 | 1300 | 0 | 49.1 | 46.16 | 8 | 0
2030 | ENT_2_SPP_S | ENT | SPP_S | Internal | Summer | B1 | 10 | 1300 | 0 | 91.13 | 78.41 | 8 | 0
2030 | ENT_2_SPP_S | ENT | SPP_S | Internal | Summer | B2 | 25 | 1300 | 0 | 82.13 | 78.41 | 8 | 0
2030 | ENT_2_SPP_S | ENT | SPP_S | Internal | Summer | B3 | 75 | 1300 | 0 | 77.24 | 77.38 | 8 | 0
2030 | ENT_2_SPP_S | ENT | SPP_S | Internal | Summer | B4 | 100 | 1300 | 0 | 75.61 | 71.29 | 8 | 0
2030 | ENT_2_SPP_S | ENT | SPP_S | Internal | Summer | B5 | 200 | 1300 | 0 | 73.85 | 68.85 | 8 | 0
2030 | ENT_2_SPP_S | ENT | SPP_S | Internal | Summer | B6 | 300 | 1300 | 0 | 69.88 | 68.28 | 8 | 0
2030 | ENT_2_SPP_S | ENT | SPP_S | Internal | Summer | B7 | 400 | 1300 | 62.01 | 51.77 | 59.77 | 8 | 0
2030 | ENT_2_SPP_S | ENT | SPP_S | Internal | Summer | B8 | 500 | 1300 | 0 | 49.48 | 49.48 | 8 | 0
2030 | ENT_2_SPP_S | ENT | SPP_S | Internal | Summer | B9 | 800 | 1300 | 0 | 49.12 | 47.32 | 8 | 0
2030 | ENT_2_SPP_S | ENT | SPP_S | Internal | Summer | B10 | 1262 | 1300 | 0 | 47.5 | 45.45 | 8 | 0
2030 | ENT_2_SPP_S | ENT | SPP_S | Internal | Winter | B16 | 25 | 1300 | 0 | 75.01 | 72.62 | 8 | 0
2030 | ENT_2_SPP_S | ENT | SPP_S | Internal | Winter | B17 | 100 | 1300 | 0 | 54.44 | 54.78 | 8 | 0
2030 | ENT_2_SPP_S | ENT | SPP_S | Internal | Winter | B18 | 400 | 1300 | 0 | 54.04 | 52.37 | 8 | 0
2030 | ENT_2_SPP_S | ENT | SPP_S | Internal | Winter | B19 | 700 | 1300 | 0 | 53.01 | 52.37 | 8 | 0
2030 | ENT_2_SPP_S | ENT | SPP_S | Internal | Winter | B20 | 935 | 1300 | 0 | 52.26 | 48.83 | 8 | 0
2030 | ENT_2_TVA_Transmission | ENT | TVA_Transmission | Internal | Shoulder | B11 | 25 | 2100 | 0 | 72.95 | 71.95 | 8 | 0
2030 | ENT_2_TVA_Transmission | ENT | TVA_Transmission | Internal | Shoulder | B12 | 200 | 2100 | 0 | 51.14 | 58.51 | 8 | 0
2030 | ENT_2_TVA_Transmission | ENT | TVA_Transmission | Internal | Shoulder | B13 | 600 | 2100 | 0 | 51.14 | 52.97 | 8 | 0
2030 | ENT_2_TVA_Transmission | ENT | TVA_Transmission | Internal | Shoulder | B14 | 900 | 2100 | 0 | 50.77 | 51.28 | 8 | 0
2030 | ENT_2_TVA_Transmission | ENT | TVA_Transmission | Internal | Shoulder | B15 | 1203 | 2100 | 0 | 49.1 | 48.66 | 8 | 0
2030 | ENT_2_TVA_Transmission | ENT | TVA_Transmission | Internal | Summer | B1 | 10 | 2100 | 0 | 91.13 | 96.53 | 8 | 0
2030 | ENT_2_TVA_Transmission | ENT | TVA_Transmission | Internal | Summer | B2 | 25 | 2100 | 0 | 82.13 | 86.53 | 8 | 0
2030 | ENT_2_TVA_Transmission | ENT | TVA_Transmission | Internal | Summer | B3 | 75 | 2100 | 0 | 77.24 | 80.5 | 8 | 0
2030 | ENT_2_TVA_Transmission | ENT | TVA_Transmission | Internal | Summer | B4 | 100 | 2100 | 0 | 75.61 | 80.01 | 8 | 0
2030 | ENT_2_TVA_Transmission | ENT | TVA_Transmission | Internal | Summer | B5 | 200 | 2100 | 0 | 73.85 | 74.61 | 8 | 0
2030 | ENT_2_TVA_Transmission | ENT | TVA_Transmission | Internal | Summer | B6 | 300 | 2100 | 0 | 69.88 | 63.16 | 8 | 0
2030 | ENT_2_TVA_Transmission | ENT | TVA_Transmission | Internal | Summer | B7 | 400 | 2100 | 0 | 51.77 | 51.87 | 8 | 0
2030 | ENT_2_TVA_Transmission | ENT | TVA_Transmission | Internal | Summer | B8 | 500 | 2100 | 0 | 49.48 | 47.21 | 8 | 0
2030 | ENT_2_TVA_Transmission | ENT | TVA_Transmission | Internal | Summer | B9 | 800 | 2100 | 0 | 49.12 | 46.15 | 8 | 0
2030 | ENT_2_TVA_Transmission | ENT | TVA_Transmission | Internal | Summer | B10 | 1262 | 2100 | 0 | 47.5 | 45.82 | 8 | 0
2030 | ENT_2_TVA_Transmission | ENT | TVA_Transmission | Internal | Winter | B16 | 25 | 2100 | 262.76 | 75.01 | 83.01 | 8 | 0
2030 | ENT_2_TVA_Transmission | ENT | TVA_Transmission | Internal | Winter | B17 | 100 | 2100 | 0 | 54.44 | 60.75 | 8 | 0
2030 | ENT_2_TVA_Transmission | ENT | TVA_Transmission | Internal | Winter | B18 | 400 | 2100 | 0 | 54.04 | 55.71 | 8 | 0
2030 | ENT_2_TVA_Transmission | ENT | TVA_Transmission | Internal | Winter | B19 | 700 | 2100 | 0 | 53.01 | 54.25 | 8 | 0
2030 | ENT_2_TVA_Transmission | ENT | TVA_Transmission | Internal | Winter | B20 | 935 | 2100 | 0 | 52.26 | 50.22 | 8 | 0
2030 | FRCC_2_SOCO | FRCC | SOCO | Internal | Shoulder | B11 | 25 | 900 | 0 | 90.95 | 80.95 | 8 | 0
2030 | FRCC_2_SOCO | FRCC | SOCO | Internal | Shoulder | B12 | 200 | 900 | 0 | 61.05 | 51.67 | 8 | 0
2030 | FRCC_2_SOCO | FRCC | SOCO | Internal | Shoulder | B13 | 600 | 900 | 0 | 57.53 | 51.11 | 8 | 0
2030 | FRCC_2_SOCO | FRCC | SOCO | Internal | Shoulder | B14 | 900 | 900 | 0 | 56.34 | 51.11 | 8 | 0
2030 | FRCC_2_SOCO | FRCC | SOCO | Internal | Shoulder | B15 | 1203 | 900 | 0 | 56.34 | 47.32 | 8 | 0
2030 | FRCC_2_SOCO | FRCC | SOCO | Internal | Summer | B1 | 10 | 900 | 0 | 109.13 | 99.13 | 8 | 0
2030 | FRCC_2_SOCO | FRCC | SOCO | Internal | Summer | B2 | 25 | 900 | 0 | 91.31 | 90.13 | 8 | 0
2030 | FRCC_2_SOCO | FRCC | SOCO | Internal | Summer | B3 | 75 | 900 | 0 | 91.31 | 85.24 | 8 | 0
2030 | FRCC_2_SOCO | FRCC | SOCO | Internal | Summer | B4 | 100 | 900 | 0 | 89.58 | 83.61 | 8 | 0
2030 | FRCC_2_SOCO | FRCC | SOCO | Internal | Summer | B5 | 200 | 900 | 0 | 89.58 | 83.61 | 8 | 0
2030 | FRCC_2_SOCO | FRCC | SOCO | Internal | Summer | B6 | 300 | 900 | 0 | 78.5 | 72.16 | 8 | 0
2030 | FRCC_2_SOCO | FRCC | SOCO | Internal | Summer | B7 | 400 | 900 | 0 | 69.77 | 59.77 | 8 | 0
2030 | FRCC_2_SOCO | FRCC | SOCO | Internal | Summer | B8 | 500 | 900 | 0 | 57.82 | 49.6 | 8 | 0
2030 | FRCC_2_SOCO | FRCC | SOCO | Internal | Summer | B9 | 800 | 900 | 0 | 55.43 | 49.6 | 8 | 0
2030 | FRCC_2_SOCO | FRCC | SOCO | Internal | Summer | B10 | 1262 | 900 | 0 | 55.43 | 45.7 | 8 | 0
2030 | FRCC_2_SOCO | FRCC | SOCO | Internal | Winter | B16 | 25 | 900 | 0 | 87.85 | 83.01 | 8 | 0
2030 | FRCC_2_SOCO | FRCC | SOCO | Internal | Winter | B17 | 100 | 900 | 0 | 64.27 | 54.27 | 8 | 0
2030 | FRCC_2_SOCO | FRCC | SOCO | Internal | Winter | B18 | 400 | 900 | 0 | 59 | 54.27 | 8 | 0
2030 | FRCC_2_SOCO | FRCC | SOCO | Internal | Winter | B19 | 700 | 900 | 0 | 59 | 54.27 | 8 | 0
2030 | FRCC_2_SOCO | FRCC | SOCO | Internal | Winter | B20 | 935 | 900 | 0 | 59 | 49.8 | 8 | 0
2030 | HQ_NEISO_2_NEISO | HQ_NEISO | NEISO | Internal | Shoulder | B11 | 25 | 99999 | 2920 | 43.83 | 43.84 | 0.01 | 0
2030 | HQ_NEISO_2_NEISO | HQ_NEISO | NEISO | Internal | Shoulder | B12 | 200 | 99999 | 2920 | 43.83 | 43.84 | 0.01 | 0
2030 | HQ_NEISO_2_NEISO | HQ_NEISO | NEISO | Internal | Shoulder | B13 | 600 | 99999 | 2920 | 43.83 | 43.84 | 0.01 | 0
2030 | HQ_NEISO_2_NEISO | HQ_NEISO | NEISO | Internal | Shoulder | B14 | 900 | 99999 | 2920 | 43.83 | 43.84 | 0.01 | 0
2030 | HQ_NEISO_2_NEISO | HQ_NEISO | NEISO | Internal | Shoulder | B15 | 1203 | 99999 | 1143.24 | 43.83 | 43.84 | 0.01 | 0
2030 | HQ_NEISO_2_NEISO | HQ_NEISO | NEISO | Internal | Summer | B1 | 10 | 99999 | 2920.1 | 102.13 | 102.15 | 0.01 | 0
2030 | HQ_NEISO_2_NEISO | HQ_NEISO | NEISO | Internal | Summer | B2 | 25 | 99999 | 2920.1 | 91.49 | 91.5 | 0.01 | 0
2030 | HQ_NEISO_2_NEISO | HQ_NEISO | NEISO | Internal | Summer | B3 | 75 | 99999 | 2920 | 64.06 | 64.07 | 0.01 | 0
2030 | HQ_NEISO_2_NEISO | HQ_NEISO | NEISO | Internal | Summer | B4 | 100 | 99999 | 2920 | 56.25 | 56.26 | 0.01 | 0
2030 | HQ_NEISO_2_NEISO | HQ_NEISO | NEISO | Internal | Summer | B5 | 200 | 99999 | 2920 | 54.81 | 54.82 | 0.01 | 0
2030 | HQ_NEISO_2_NEISO | HQ_NEISO | NEISO | Internal | Summer | B6 | 300 | 99999 | 2920 | 44.41 | 44.42 | 0.01 | 0
2030 | HQ_NEISO_2_NEISO | HQ_NEISO | NEISO | Internal | Summer | B7 | 400 | 99999 | 2920 | 40.41 | 40.42 | 0.01 | 0
2030 | HQ_NEISO_2_NEISO | HQ_NEISO | NEISO | Internal | Summer | B8 | 500 | 99999 | 2920 | 40.41 | 40.42 | 0.01 | 0
2030 | HQ_NEISO_2_NEISO | HQ_NEISO | NEISO | Internal | Summer | B9 | 800 | 99999 | 2920 | 40.41 | 40.42 | 0.01 | 0
2030 | HQ_NEISO_2_NEISO | HQ_NEISO | NEISO | Internal | Summer | B10 | 1262 | 99999 | 795.94 | 40.41 | 40.42 | 0.01 | 0
2030 | HQ_NEISO_2_NEISO | HQ_NEISO | NEISO | Internal | Winter | B16 | 25 | 99999 | 2920 | 54.39 | 54.4 | 0.01 | 0
2030 | HQ_NEISO_2_NEISO | HQ_NEISO | NEISO | Internal | Winter | B17 | 100 | 99999 | 2920 | 54.39 | 54.4 | 0.01 | 0
2030 | HQ_NEISO_2_NEISO | HQ_NEISO | NEISO | Internal | Winter | B18 | 400 | 99999 | 2920 | 54.39 | 54.4 | 0.01 | 0
2030 | HQ_NEISO_2_NEISO | HQ_NEISO | NEISO | Internal | Winter | B19 | 700 | 99999 | 2920 | 54.39 | 54.4 | 0.01 | 0
2030 | HQ_NEISO_2_NEISO | HQ_NEISO | NEISO | Internal | Winter | B20 | 935 | 99999 | 1233.58 | 54.39 | 54.4 | 0.01 | 0
2030 | HQ_NY_2_NYISO_A-F | HQ_NY | NYISO_A-F | Internal | Shoulder | B11 | 25 | 99999 | 1000 | 55.86 | 55.87 | 0.01 | 0
2030 | HQ_NY_2_NYISO_A-F | HQ_NY | NYISO_A-F | Internal | Shoulder | B12 | 200 | 99999 | 1000 | 51.54 | 51.56 | 0.01 | 0
2030 | HQ_NY_2_NYISO_A-F | HQ_NY | NYISO_A-F | Internal | Shoulder | B13 | 600 | 99999 | 1000 | 50.14 | 50.15 | 0.01 | 0
2030 | HQ_NY_2_NYISO_A-F | HQ_NY | NYISO_A-F | Internal | Shoulder | B14 | 900 | 99999 | 1000 | 46.98 | 46.99 | 0.01 | 0
2030 | HQ_NY_2_NYISO_A-F | HQ_NY | NYISO_A-F | Internal | Shoulder | B15 | 1203 | 99999 | 188.69 | 46.84 | 46.85 | 0.01 | 0
2030 | HQ_NY_2_NYISO_A-F | HQ_NY | NYISO_A-F | Internal | Summer | B1 | 10 | 99999 | 1000.1 | 99.12 | 99.13 | 0.01 | 0
2030 | HQ_NY_2_NYISO_A-F | HQ_NY | NYISO_A-F | Internal | Summer | B2 | 25 | 99999 | 1000 | 88.49 | 88.5 | 0.01 | 0
2030 | HQ_NY_2_NYISO_A-F | HQ_NY | NYISO_A-F | Internal | Summer | B3 | 75 | 99999 | 1000 | 67.03 | 67.05 | 0.01 | 0
2030 | HQ_NY_2_NYISO_A-F | HQ_NY | NYISO_A-F | Internal | Summer | B4 | 100 | 99999 | 1000 | 61.94 | 61.95 | 0.01 | 0
2030 | HQ_NY_2_NYISO_A-F | HQ_NY | NYISO_A-F | Internal | Summer | B5 | 200 | 99999 | 1000 | 57.81 | 57.82 | 0.01 | 0
2030 | HQ_NY_2_NYISO_A-F | HQ_NY | NYISO_A-F | Internal | Summer | B6 | 300 | 99999 | 1000 | 50.09 | 50.1 | 0.01 | 0
2030 | HQ_NY_2_NYISO_A-F | HQ_NY | NYISO_A-F | Internal | Summer | B7 | 400 | 99999 | 1000 | 50.09 | 50.1 | 0.01 | 0
2030 | HQ_NY_2_NYISO_A-F | HQ_NY | NYISO_A-F | Internal | Summer | B8 | 500 | 99999 | 1000 | 45.66 | 45.67 | 0.01 | 0
2030 | HQ_NY_2_NYISO_A-F | HQ_NY | NYISO_A-F | Internal | Summer | B9 | 800 | 99999 | 1000 | 44.73 | 44.74 | 0.01 | 0
2030 | HQ_NY_2_NYISO_A-F | HQ_NY | NYISO_A-F | Internal | Summer | B10 | 1262 | 99999 | 30.11 | 44.73 | 44.74 | 0.01 | 0
2030 | HQ_NY_2_NYISO_A-F | HQ_NY | NYISO_A-F | Internal | Winter | B16 | 25 | 99999 | 1000 | 60.26 | 60.28 | 0.01 | 0
2030 | HQ_NY_2_NYISO_A-F | HQ_NY | NYISO_A-F | Internal | Winter | B17 | 100 | 99999 | 1000 | 56.36 | 56.38 | 0.01 | 0
2030 | HQ_NY_2_NYISO_A-F | HQ_NY | NYISO_A-F | Internal | Winter | B18 | 400 | 99999 | 1000 | 56.36 | 56.38 | 0.01 | 0
2030 | HQ_NY_2_NYISO_A-F | HQ_NY | NYISO_A-F | Internal | Winter | B19 | 700 | 99999 | 1000 | 54.5 | 54.52 | 0.01 | 0
2030 | HQ_NY_2_NYISO_A-F | HQ_NY | NYISO_A-F | Internal | Winter | B20 | 935 | 99999 | 229.95 | 53.91 | 53.92 | 0.01 | 0
2030 | HQ_IESO_2_IESO | HQ_IESO | IESO | Internal | Shoulder | B11 | 25 | 99999 | 400 | 47.45 | 47.46 | 0.01 | 0
2030 | HQ_IESO_2_IESO | HQ_IESO | IESO | Internal | Shoulder | B12 | 200 | 99999 | 400 | 47 | 47.01 | 0.01 | 0
2030 | HQ_IESO_2_IESO | HQ_IESO | IESO | Internal | Shoulder | B13 | 600 | 99999 | 400 | 47 | 47.01 | 0.01 | 0
2030 | HQ_IESO_2_IESO | HQ_IESO | IESO | Internal | Shoulder | B14 | 900 | 99999 | 400 | 47 | 47.01 | 0.01 | 0
2030 | HQ_IESO_2_IESO | HQ_IESO | IESO | Internal | Shoulder | B15 | 1203 | 99999 | 75.48 | 47 | 47.01 | 0.01 | 0
2030 | HQ_IESO_2_IESO | HQ_IESO | IESO | Internal | Summer | B1 | 10 | 99999 | 400.1 | 92.12 | 92.13 | 0.01 | 0
2030 | HQ_IESO_2_IESO | HQ_IESO | IESO | Internal | Summer | B2 | 25 | 99999 | 400 | 81.49 | 81.5 | 0.01 | 0
2030 | HQ_IESO_2_IESO | HQ_IESO | IESO | Internal | Summer | B3 | 75 | 99999 | 400 | 70.02 | 70.03 | 0.01 | 0
2030 | HQ_IESO_2_IESO | HQ_IESO | IESO | Internal | Summer | B4 | 100 | 99999 | 400 | 54.94 | 54.95 | 0.01 | 0
2030 | HQ_IESO_2_IESO | HQ_IESO | IESO | Internal | Summer | B5 | 200 | 99999 | 400 | 50.81 | 50.82 | 0.01 | 0
2030 | HQ_IESO_2_IESO | HQ_IESO | IESO | Internal | Summer | B6 | 300 | 99999 | 400 | 46.11 | 46.12 | 0.01 | 0
2030 | HQ_IESO_2_IESO | HQ_IESO | IESO | Internal | Summer | B7 | 400 | 99999 | 400 | 45.75 | 45.76 | 0.01 | 0
2030 | HQ_IESO_2_IESO | HQ_IESO | IESO | Internal | Summer | B8 | 500 | 99999 | 400 | 45.51 | 45.52 | 0.01 | 0
2030 | HQ_IESO_2_IESO | HQ_IESO | IESO | Internal | Summer | B9 | 800 | 99999 | 400 | 45.51 | 45.52 | 0.01 | 0
2030 | HQ_IESO_2_IESO | HQ_IESO | IESO | Internal | Summer | B10 | 1262 | 99999 | 12.04 | 45.51 | 45.52 | 0.01 | 0
2030 | HQ_IESO_2_IESO | HQ_IESO | IESO | Internal | Winter | B16 | 25 | 99999 | 400 | 53.26 | 53.28 | 0.01 | 0
2030 | HQ_IESO_2_IESO | HQ_IESO | IESO | Internal | Winter | B17 | 100 | 99999 | 400 | 49.36 | 49.38 | 0.01 | 0
2030 | HQ_IESO_2_IESO | HQ_IESO | IESO | Internal | Winter | B18 | 400 | 99999 | 400 | 49.36 | 49.38 | 0.01 | 0
2030 | HQ_IESO_2_IESO | HQ_IESO | IESO | Internal | Winter | B19 | 700 | 99999 | 400 | 49.36 | 49.38 | 0.01 | 0
2030 | HQ_IESO_2_IESO | HQ_IESO | IESO | Internal | Winter | B20 | 935 | 99999 | 91.98 | 49.36 | 49.38 | 0.01 | 0
2030 | IESO_2_MAPP_CA | IESO | MAPP_CA | Internal | Shoulder | B11 | 25 | 262 | 235.02 | 47.46 | 54.46 | 7 | 0
2030 | IESO_2_MAPP_CA | IESO | MAPP_CA | Internal | Shoulder | B12 | 200 | 262 | 262 | 47.01 | 56.75 | 7 | 2.74
2030 | IESO_2_MAPP_CA | IESO | MAPP_CA | Internal | Shoulder | B13 | 600 | 262 | 0 | 47.01 | 52.39 | 7 | 0
2030 | IESO_2_MAPP_CA | IESO | MAPP_CA | Internal | Shoulder | B14 | 900 | 262 | 0 | 47.01 | 50.64 | 7 | 0
2030 | IESO_2_MAPP_CA | IESO | MAPP_CA | Internal | Shoulder | B15 | 1203 | 262 | 0 | 47.01 | 50.64 | 7 | 0
2030 | IESO_2_MAPP_CA | IESO | MAPP_CA | Internal | Summer | B1 | 10 | 262 | 0 | 92.13 | 80.89 | 7 | 0
2030 | IESO_2_MAPP_CA | IESO | MAPP_CA | Internal | Summer | B2 | 25 | 262 | 0 | 81.5 | 69.68 | 7 | 0
2030 | IESO_2_MAPP_CA | IESO | MAPP_CA | Internal | Summer | B3 | 75 | 262 | 0 | 70.03 | 71.97 | 7 | 0
2030 | IESO_2_MAPP_CA | IESO | MAPP_CA | Internal | Summer | B4 | 100 | 262 | 97.52 | 54.95 | 61.95 | 7 | 0
2030 | IESO_2_MAPP_CA | IESO | MAPP_CA | Internal | Summer | B5 | 200 | 262 | 75.75 | 50.82 | 57.82 | 7 | 0
2030 | IESO_2_MAPP_CA | IESO | MAPP_CA | Internal | Summer | B6 | 300 | 262 | 10.71 | 46.12 | 53.12 | 7 | 0
2030 | IESO_2_MAPP_CA | IESO | MAPP_CA | Internal | Summer | B7 | 400 | 262 | 0 | 45.76 | 50.64 | 7 | 0
2030 | IESO_2_MAPP_CA | IESO | MAPP_CA | Internal | Summer | B8 | 500 | 262 | 0 | 45.52 | 46.95 | 7 | 0
2030 | IESO_2_MAPP_CA | IESO | MAPP_CA | Internal | Summer | B9 | 800 | 262 | 0 | 45.52 | 46.95 | 7 | 0
2030 | IESO_2_MAPP_CA | IESO | MAPP_CA | Internal | Summer | B10 | 1262 | 262 | 0 | 45.52 | 46.95 | 7 | 0
2030 | IESO_2_MAPP_CA | IESO | MAPP_CA | Internal | Winter | B16 | 25 | 262 | 262 | 53.28 | 78.98 | 7 | 18.71
2030 | IESO_2_MAPP_CA | IESO | MAPP_CA | Internal | Winter | B17 | 100 | 262 | 262 | 49.38 | 59.77 | 7 | 3.39
2030 | IESO_2_MAPP_CA | IESO | MAPP_CA | Internal | Winter | B18 | 400 | 262 | 0 | 49.38 | 54.38 | 7 | 0
2030 | IESO_2_MAPP_CA | IESO | MAPP_CA | Internal | Winter | B19 | 700 | 262 | 0 | 49.38 | 54.38 | 7 | 0
2030 | IESO_2_MAPP_CA | IESO | MAPP_CA | Internal | Winter | B20 | 935 | 262 | 0 | 49.38 | 54.38 | 7 | 0
2030 | IESO_2_MISO_MI | IESO | MISO_MI | Internal | Shoulder | B11 | 25 | 1840 | 1840 | 47.46 | 67.95 | 7 | 13.49
2030 | IESO_2_MISO_MI | IESO | MISO_MI | Internal | Shoulder | B12 | 200 | 1840 | 1840 | 47.01 | 58.92 | 7 | 4.91
2030 | IESO_2_MISO_MI | IESO | MISO_MI | Internal | Shoulder | B13 | 600 | 1840 | 0 | 47.01 | 52.39 | 7 | 0
2030 | IESO_2_MISO_MI | IESO | MISO_MI | Internal | Shoulder | B14 | 900 | 1840 | 0 | 47.01 | 48.38 | 7 | 0
2030 | IESO_2_MISO_MI | IESO | MISO_MI | Internal | Shoulder | B15 | 1203 | 1840 | 0 | 47.01 | 42.76 | 7 | 0
2030 | IESO_2_MISO_MI | IESO | MISO_MI | Internal | Summer | B1 | 10 | 1840 | 175.77 | 92.13 | 99.13 | 7 | 0
2030 | IESO_2_MISO_MI | IESO | MISO_MI | Internal | Summer | B2 | 25 | 1840 | 0 | 81.5 | 82.53 | 7 | 0
2030 | IESO_2_MISO_MI | IESO | MISO_MI | Internal | Summer | B3 | 75 | 1840 | 1594.84 | 70.03 | 77.03 | 7 | 0
2030 | IESO_2_MISO_MI | IESO | MISO_MI | Internal | Summer | B4 | 100 | 1840 | 1840 | 54.95 | 75.17 | 7 | 13.22
2030 | IESO_2_MISO_MI | IESO | MISO_MI | Internal | Summer | B5 | 200 | 1840 | 1840 | 50.82 | 70.49 | 7 | 12.67
2030 | IESO_2_MISO_MI | IESO | MISO_MI | Internal | Summer | B6 | 300 | 1840 | 1840 | 46.12 | 58.33 | 7 | 5.2
2030 | IESO_2_MISO_MI | IESO | MISO_MI | Internal | Summer | B7 | 400 | 1840 | 0 | 45.76 | 48.77 | 7 | 0
2030 | IESO_2_MISO_MI | IESO | MISO_MI | Internal | Summer | B8 | 500 | 1840 | 0 | 45.52 | 44.97 | 7 | 0
2030 | IESO_2_MISO_MI | IESO | MISO_MI | Internal | Summer | B9 | 800 | 1840 | 0 | 45.52 | 41.77 | 7 | 0
2030 | IESO_2_MISO_MI | IESO | MISO_MI | Internal | Summer | B10 | 1262 | 1840 | 0 | 45.52 | 41.34 | 7 | 0
2030 | IESO_2_MISO_MI | IESO | MISO_MI | Internal | Winter | B16 | 25 | 1840 | 1840 | 53.28 | 78.98 | 7 | 18.71
2030 | IESO_2_MISO_MI | IESO | MISO_MI | Internal | Winter | B17 | 100 | 1840 | 1840 | 49.38 | 59.79 | 7 | 3.41
2030 | IESO_2_MISO_MI | IESO | MISO_MI | Internal | Winter | B18 | 400 | 1840 | 0 | 49.38 | 52.48 | 7 | 0
2030 | IESO_2_MISO_MI | IESO | MISO_MI | Internal | Winter | B19 | 700 | 1840 | 0 | 49.38 | 47.9 | 7 | 0
2030 | IESO_2_MISO_MI | IESO | MISO_MI | Internal | Winter | B20 | 935 | 1840 | 0 | 49.38 | 45.53 | 7 | 0
2030 | IESO_2_MISO_W | IESO | MISO_W | Internal | Shoulder | B11 | 25 | 140 | 140 | 47.46 | 80.59 | 7 | 26.13
2030 | IESO_2_MISO_W | IESO | MISO_W | Internal | Shoulder | B12 | 200 | 140 | 140 | 47.01 | 58.92 | 7 | 4.91
2030 | IESO_2_MISO_W | IESO | MISO_W | Internal | Shoulder | B13 | 600 | 140 | 0 | 47.01 | 52.4 | 7 | 0
2030 | IESO_2_MISO_W | IESO | MISO_W | Internal | Shoulder | B14 | 900 | 140 | 0 | 47.01 | 49.17 | 7 | 0
2030 | IESO_2_MISO_W | IESO | MISO_W | Internal | Shoulder | B15 | 1203 | 140 | 0 | 47.01 | 44.66 | 7 | 0
2030 | IESO_2_MISO_W | IESO | MISO_W | Internal | Summer | B1 | 10 | 140 | 57.49 | 92.13 | 99.13 | 7 | 0
2030 | IESO_2_MISO_W | IESO | MISO_W | Internal | Summer | B2 | 25 | 140 | 0 | 81.5 | 83.68 | 7 | 0
2030 | IESO_2_MISO_W | IESO | MISO_W | Internal | Summer | B3 | 75 | 140 | 140 | 70.03 | 85.97 | 7 | 8.94
2030 | IESO_2_MISO_W | IESO | MISO_W | Internal | Summer | B4 | 100 | 140 | 140 | 54.95 | 80.07 | 7 | 18.12
2030 | IESO_2_MISO_W | IESO | MISO_W | Internal | Summer | B5 | 200 | 140 | 140 | 50.82 | 78.5 | 7 | 20.68
2030 | IESO_2_MISO_W | IESO | MISO_W | Internal | Summer | B6 | 300 | 140 | 140 | 46.12 | 74.88 | 7 | 21.75
2030 | IESO_2_MISO_W | IESO | MISO_W | Internal | Summer | B7 | 400 | 140 | 62.57 | 45.76 | 52.76 | 7 | 0
2030 | IESO_2_MISO_W | IESO | MISO_W | Internal | Summer | B8 | 500 | 140 | 0 | 45.52 | 46.94 | 7 | 0
2030 | IESO_2_MISO_W | IESO | MISO_W | Internal | Summer | B9 | 800 | 140 | 0 | 45.52 | 46.94 | 7 | 0
2030 | IESO_2_MISO_W | IESO | MISO_W | Internal | Summer | B10 | 1262 | 140 | 0 | 45.52 | 41.3 | 7 | 0
2030 | IESO_2_MISO_W | IESO | MISO_W | Internal | Winter | B16 | 25 | 140 | 140 | 53.28 | 78.99 | 7 | 18.72
2030 | IESO_2_MISO_W | IESO | MISO_W | Internal | Winter | B17 | 100 | 140 | 140 | 49.38 | 59.78 | 7 | 3.4
2030 | IESO_2_MISO_W | IESO | MISO_W | Internal | Winter | B18 | 400 | 140 | 0 | 49.38 | 54.39 | 7 | 0
2030 | IESO_2_MISO_W | IESO | MISO_W | Internal | Winter | B19 | 700 | 140 | 0 | 49.38 | 52.59 | 7 | 0
2030 | IESO_2_MISO_W | IESO | MISO_W | Internal | Winter | B20 | 935 | 140 | 0 | 49.38 | 45.23 | 7 | 0
2030 | IESO_2_NYISO_A-F | IESO | NYISO_A-F | Internal | Shoulder | B11 | 25 | 1725 | 1725 | 47.46 | 55.87 | 7 | 1.41
2030 | IESO_2_NYISO_A-F | IESO | NYISO_A-F | Internal | Shoulder | B12 | 200 | 1725 | 0 | 47.01 | 51.56 | 7 | 0
2030 | IESO_2_NYISO_A-F | IESO | NYISO_A-F | Internal | Shoulder | B13 | 600 | 1725 | 0 | 47.01 | 50.15 | 7 | 0
2030 | IESO_2_NYISO_A-F | IESO | NYISO_A-F | Internal | Shoulder | B14 | 900 | 1725 | 0 | 47.01 | 46.99 | 7 | 0
2030 | IESO_2_NYISO_A-F | IESO | NYISO_A-F | Internal | Shoulder | B15 | 1203 | 1725 | 0 | 47.01 | 46.85 | 7 | 0
2030 | IESO_2_NYISO_A-F | IESO | NYISO_A-F | Internal | Summer | B1 | 10 | 1725 | 798.12 | 92.13 | 99.13 | 7 | 0
2030 | IESO_2_NYISO_A-F | IESO | NYISO_A-F | Internal | Summer | B2 | 25 | 1725 | 1543.83 | 81.5 | 88.5 | 7 | 0
2030 | IESO_2_NYISO_A-F | IESO | NYISO_A-F | Internal | Summer | B3 | 75 | 1725 | 0 | 70.03 | 67.05 | 7 | 0
2030 | IESO_2_NYISO_A-F | IESO | NYISO_A-F | Internal | Summer | B4 | 100 | 1725 | 653.62 | 54.95 | 61.95 | 7 | 0
2030 | IESO_2_NYISO_A-F | IESO | NYISO_A-F | Internal | Summer | B5 | 200 | 1725 | 1536.86 | 50.82 | 57.82 | 7 | 0
2030 | IESO_2_NYISO_A-F | IESO | NYISO_A-F | Internal | Summer | B6 | 300 | 1725 | 0 | 46.12 | 50.1 | 7 | 0
2030 | IESO_2_NYISO_A-F | IESO | NYISO_A-F | Internal | Summer | B7 | 400 | 1725 | 0 | 45.76 | 50.1 | 7 | 0
2030 | IESO_2_NYISO_A-F | IESO | NYISO_A-F | Internal | Summer | B8 | 500 | 1725 | 0 | 45.52 | 45.67 | 7 | 0
2030 | IESO_2_NYISO_A-F | IESO | NYISO_A-F | Internal | Summer | B9 | 800 | 1725 | 0 | 45.52 | 44.74 | 7 | 0
2030 | IESO_2_NYISO_A-F | IESO | NYISO_A-F | Internal | Summer | B10 | 1262 | 1725 | 0 | 45.52 | 44.74 | 7 | 0
2030 | IESO_2_NYISO_A-F | IESO | NYISO_A-F | Internal | Winter | B16 | 25 | 1725 | 1152.24 | 53.28 | 60.28 | 7 | 0
2030 | IESO_2_NYISO_A-F | IESO | NYISO_A-F | Internal | Winter | B17 | 100 | 1725 | 629.53 | 49.38 | 56.38 | 7 | 0
2030 | IESO_2_NYISO_A-F | IESO | NYISO_A-F | Internal | Winter | B18 | 400 | 1725 | 176.13 | 49.38 | 56.38 | 7 | 0
2030 | IESO_2_NYISO_A-F | IESO | NYISO_A-F | Internal | Winter | B19 | 700 | 1725 | 0 | 49.38 | 54.52 | 7 | 0
2030 | IESO_2_NYISO_A-F | IESO | NYISO_A-F | Internal | Winter | B20 | 935 | 1725 | 0 | 49.38 | 53.92 | 7 | 0
2030 | MAPP_CA_2_IESO | MAPP_CA | IESO | Internal | Shoulder | B11 | 25 | 330 | 0 | 54.46 | 47.46 | 8 | 0
2030 | MAPP_CA_2_IESO | MAPP_CA | IESO | Internal | Shoulder | B12 | 200 | 330 | 0 | 56.75 | 47.01 | 8 | 0
2030 | MAPP_CA_2_IESO | MAPP_CA | IESO | Internal | Shoulder | B13 | 600 | 330 | 0 | 52.39 | 47.01 | 8 | 0
2030 | MAPP_CA_2_IESO | MAPP_CA | IESO | Internal | Shoulder | B14 | 900 | 330 | 0 | 50.64 | 47.01 | 8 | 0
2030 | MAPP_CA_2_IESO | MAPP_CA | IESO | Internal | Shoulder | B15 | 1203 | 330 | 0 | 50.64 | 47.01 | 8 | 0
2030 | MAPP_CA_2_IESO | MAPP_CA | IESO | Internal | Summer | B1 | 10 | 330 | 330 | 80.89 | 92.13 | 8 | 3.24
2030 | MAPP_CA_2_IESO | MAPP_CA | IESO | Internal | Summer | B2 | 25 | 330 | 330 | 69.68 | 81.5 | 8 | 3.83
2030 | MAPP_CA_2_IESO | MAPP_CA | IESO | Internal | Summer | B3 | 75 | 330 | 0 | 71.97 | 70.03 | 8 | 0
2030 | MAPP_CA_2_IESO | MAPP_CA | IESO | Internal | Summer | B4 | 100 | 330 | 0 | 61.95 | 54.95 | 8 | 0
2030 | MAPP_CA_2_IESO | MAPP_CA | IESO | Internal | Summer | B5 | 200 | 330 | 0 | 57.82 | 50.82 | 8 | 0
2030 | MAPP_CA_2_IESO | MAPP_CA | IESO | Internal | Summer | B6 | 300 | 330 | 0 | 53.12 | 46.12 | 8 | 0
2030 | MAPP_CA_2_IESO | MAPP_CA | IESO | Internal | Summer | B7 | 400 | 330 | 0 | 50.64 | 45.76 | 8 | 0
2030 | MAPP_CA_2_IESO | MAPP_CA | IESO | Internal | Summer | B8 | 500 | 330 | 0 | 46.95 | 45.52 | 8 | 0
2030 | MAPP_CA_2_IESO | MAPP_CA | IESO | Internal | Summer | B9 | 800 | 330 | 0 | 46.95 | 45.52 | 8 | 0
2030 | MAPP_CA_2_IESO | MAPP_CA | IESO | Internal | Summer | B10 | 1262 | 330 | 0 | 46.95 | 45.52 | 8 | 0
2030 | MAPP_CA_2_IESO | MAPP_CA | IESO | Internal | Winter | B16 | 25 | 330 | 0 | 78.98 | 53.28 | 8 | 0
2030 | MAPP_CA_2_IESO | MAPP_CA | IESO | Internal | Winter | B17 | 100 | 330 | 0 | 59.77 | 49.38 | 8 | 0
2030 | MAPP_CA_2_IESO | MAPP_CA | IESO | Internal | Winter | B18 | 400 | 330 | 0 | 54.38 | 49.38 | 8 | 0
2030 | MAPP_CA_2_IESO | MAPP_CA | IESO | Internal | Winter | B19 | 700 | 330 | 0 | 54.38 | 49.38 | 8 | 0
2030 | MAPP_CA_2_IESO | MAPP_CA | IESO | Internal | Winter | B20 | 935 | 330 | 0 | 54.38 | 49.38 | 8 | 0
2030 | MAPP_CA_2_MAPP_US | MAPP_CA | MAPP_US | Internal | Shoulder | B11 | 25 | 372 | 372 | 54.46 | 73.59 | 7 | 12.13
2030 | MAPP_CA_2_MAPP_US | MAPP_CA | MAPP_US | Internal | Shoulder | B12 | 200 | 372 | 0 | 56.75 | 51.92 | 7 | 0
2030 | MAPP_CA_2_MAPP_US | MAPP_CA | MAPP_US | Internal | Shoulder | B13 | 600 | 372 | 0 | 52.39 | 45.99 | 7 | 0
2030 | MAPP_CA_2_MAPP_US | MAPP_CA | MAPP_US | Internal | Shoulder | B14 | 900 | 372 | 0 | 50.64 | 45.99 | 7 | 0
2030 | MAPP_CA_2_MAPP_US | MAPP_CA | MAPP_US | Internal | Shoulder | B15 | 1203 | 372 | 0 | 50.64 | 45.99 | 7 | 0
2030 | MAPP_CA_2_MAPP_US | MAPP_CA | MAPP_US | Internal | Summer | B1 | 10 | 372 | 372 | 80.89 | 92.13 | 7 | 4.24
2030 | MAPP_CA_2_MAPP_US | MAPP_CA | MAPP_US | Internal | Summer | B2 | 25 | 372 | 7.54 | 69.68 | 76.68 | 7 | 0
2030 | MAPP_CA_2_MAPP_US | MAPP_CA | MAPP_US | Internal | Summer | B3 | 75 | 372 | 236.11 | 71.97 | 78.97 | 7 | 0
2030 | MAPP_CA_2_MAPP_US | MAPP_CA | MAPP_US | Internal | Summer | B4 | 100 | 372 | 372 | 61.95 | 73.07 | 7 | 4.12
2030 | MAPP_CA_2_MAPP_US | MAPP_CA | MAPP_US | Internal | Summer | B5 | 200 | 372 | 372 | 57.82 | 71.5 | 7 | 6.68
2030 | MAPP_CA_2_MAPP_US | MAPP_CA | MAPP_US | Internal | Summer | B6 | 300 | 372 | 372 | 53.12 | 67.88 | 7 | 7.75
2030 | MAPP_CA_2_MAPP_US | MAPP_CA | MAPP_US | Internal | Summer | B7 | 400 | 372 | 0 | 50.64 | 52.75 | 7 | 0
2030 | MAPP_CA_2_MAPP_US | MAPP_CA | MAPP_US | Internal | Summer | B8 | 500 | 372 | 0 | 46.95 | 42.46 | 7 | 0
2030 | MAPP_CA_2_MAPP_US | MAPP_CA | MAPP_US | Internal | Summer | B9 | 800 | 372 | 0 | 46.95 | 40.3 | 7 | 0
2030 | MAPP_CA_2_MAPP_US | MAPP_CA | MAPP_US | Internal | Summer | B10 | 1262 | 372 | 0 | 46.95 | 36.42 | 7 | 0
2030 | MAPP_CA_2_MAPP_US | MAPP_CA | MAPP_US | Internal | Winter | B16 | 25 | 372 | 0 | 78.98 | 71.99 | 7 | 0
2030 | MAPP_CA_2_MAPP_US | MAPP_CA | MAPP_US | Internal | Winter | B17 | 100 | 372 | 0 | 59.77 | 52.78 | 7 | 0
2030 | MAPP_CA_2_MAPP_US | MAPP_CA | MAPP_US | Internal | Winter | B18 | 400 | 372 | 0 | 54.38 | 48.21 | 7 | 0
2030 | MAPP_CA_2_MAPP_US | MAPP_CA | MAPP_US | Internal | Winter | B19 | 700 | 372 | 0 | 54.38 | 48.21 | 7 | 0
2030 | MAPP_CA_2_MAPP_US | MAPP_CA | MAPP_US | Internal | Winter | B20 | 935 | 372 | 0 | 54.38 | 43.42 | 7 | 0
2030 | MAPP_CA_2_MISO_W | MAPP_CA | MISO_W | Internal | Shoulder | B11 | 25 | 1970 | 1970 | 54.46 | 80.59 | 0.01 | 26.12
2030 | MAPP_CA_2_MISO_W | MAPP_CA | MISO_W | Internal | Shoulder | B12 | 200 | 1970 | 1970 | 56.75 | 58.92 | 0.01 | 2.16
2030 | MAPP_CA_2_MISO_W | MAPP_CA | MISO_W | Internal | Shoulder | B13 | 600 | 1970 | 1485.1 | 52.39 | 52.4 | 0.01 | 0
2030 | MAPP_CA_2_MISO_W | MAPP_CA | MISO_W | Internal | Shoulder | B14 | 900 | 1970 | 0 | 50.64 | 49.17 | 0.01 | 0
2030 | MAPP_CA_2_MISO_W | MAPP_CA | MISO_W | Internal | Shoulder | B15 | 1203 | 1970 | 0 | 50.64 | 44.66 | 0.01 | 0
2030 | MAPP_CA_2_MISO_W | MAPP_CA | MISO_W | Internal | Summer | B1 | 10 | 1970 | 1970 | 80.89 | 99.13 | 0.01 | 18.23
2030 | MAPP_CA_2_MISO_W | MAPP_CA | MISO_W | Internal | Summer | B2 | 25 | 1970 | 1970 | 69.68 | 83.68 | 0.01 | 13.99
2030 | MAPP_CA_2_MISO_W | MAPP_CA | MISO_W | Internal | Summer | B3 | 75 | 1970 | 1970 | 71.97 | 85.97 | 0.01 | 13.99
2030 | MAPP_CA_2_MISO_W | MAPP_CA | MISO_W | Internal | Summer | B4 | 100 | 1970 | 1970 | 61.95 | 80.07 | 0.01 | 18.11
2030 | MAPP_CA_2_MISO_W | MAPP_CA | MISO_W | Internal | Summer | B5 | 200 | 1970 | 1970 | 57.82 | 78.5 | 0.01 | 20.67
2030 | MAPP_CA_2_MISO_W | MAPP_CA | MISO_W | Internal | Summer | B6 | 300 | 1970 | 1970 | 53.12 | 74.88 | 0.01 | 21.74
2030 | MAPP_CA_2_MISO_W | MAPP_CA | MISO_W | Internal | Summer | B7 | 400 | 1970 | 1970 | 50.64 | 52.76 | 0.01 | 2.1
2030 | MAPP_CA_2_MISO_W | MAPP_CA | MISO_W | Internal | Summer | B8 | 500 | 1970 | 0 | 46.95 | 46.94 | 0.01 | 0
2030 | MAPP_CA_2_MISO_W | MAPP_CA | MISO_W | Internal | Summer | B9 | 800 | 1970 | 0 | 46.95 | 46.94 | 0.01 | 0
2030 | MAPP_CA_2_MISO_W | MAPP_CA | MISO_W | Internal | Summer | B10 | 1262 | 1970 | 0 | 46.95 | 41.3 | 0.01 | 0
2030 | MAPP_CA_2_MISO_W | MAPP_CA | MISO_W | Internal | Winter | B16 | 25 | 1970 | 1181.68 | 78.98 | 78.99 | 0.01 | 0
2030 | MAPP_CA_2_MISO_W | MAPP_CA | MISO_W | Internal | Winter | B17 | 100 | 1970 | 931.94 | 59.77 | 59.78 | 0.01 | 0
2030 | MAPP_CA_2_MISO_W | MAPP_CA | MISO_W | Internal | Winter | B18 | 400 | 1970 | 258.42 | 54.38 | 54.39 | 0.01 | 0
2030 | MAPP_CA_2_MISO_W | MAPP_CA | MISO_W | Internal | Winter | B19 | 700 | 1970 | 0 | 54.38 | 52.59 | 0.01 | 0
2030 | MAPP_CA_2_MISO_W | MAPP_CA | MISO_W | Internal | Winter | B20 | 935 | 1970 | 0 | 54.38 | 45.23 | 0.01 | 0
2030 | MAPP_US_2_MAPP_CA | MAPP_US | MAPP_CA | Internal | Shoulder | B11 | 25 | 165 | 0 | 73.59 | 54.46 | 7 | 0
2030 | MAPP_US_2_MAPP_CA | MAPP_US | MAPP_CA | Internal | Shoulder | B12 | 200 | 165 | 0 | 51.92 | 56.75 | 7 | 0
2030 | MAPP_US_2_MAPP_CA | MAPP_US | MAPP_CA | Internal | Shoulder | B13 | 600 | 165 | 0 | 45.99 | 52.39 | 7 | 0
2030 | MAPP_US_2_MAPP_CA | MAPP_US | MAPP_CA | Internal | Shoulder | B14 | 900 | 165 | 0 | 45.99 | 50.64 | 7 | 0
2030 | MAPP_US_2_MAPP_CA | MAPP_US | MAPP_CA | Internal | Shoulder | B15 | 1203 | 165 | 0 | 45.99 | 50.64 | 7 | 0
2030 | MAPP_US_2_MAPP_CA | MAPP_US | MAPP_CA | Internal | Summer | B1 | 10 | 165 | 0 | 92.13 | 80.89 | 7 | 0
2030 | MAPP_US_2_MAPP_CA | MAPP_US | MAPP_CA | Internal | Summer | B2 | 25 | 165 | 0 | 76.68 | 69.68 | 7 | 0
2030 | MAPP_US_2_MAPP_CA | MAPP_US | MAPP_CA | Internal | Summer | B3 | 75 | 165 | 0 | 78.97 | 71.97 | 7 | 0
2030 | MAPP_US_2_MAPP_CA | MAPP_US | MAPP_CA | Internal | Summer | B4 | 100 | 165 | 0 | 73.07 | 61.95 | 7 | 0
2030 | MAPP_US_2_MAPP_CA | MAPP_US | MAPP_CA | Internal | Summer | B5 | 200 | 165 | 0 | 71.5 | 57.82 | 7 | 0
2030 | MAPP_US_2_MAPP_CA | MAPP_US | MAPP_CA | Internal | Summer | B6 | 300 | 165 | 0 | 67.88 | 53.12 | 7 | 0
2030 | MAPP_US_2_MAPP_CA | MAPP_US | MAPP_CA | Internal | Summer | B7 | 400 | 165 | 0 | 52.75 | 50.64 | 7 | 0
2030 | MAPP_US_2_MAPP_CA | MAPP_US | MAPP_CA | Internal | Summer | B8 | 500 | 165 | 0 | 42.46 | 46.95 | 7 | 0
2030 | MAPP_US_2_MAPP_CA | MAPP_US | MAPP_CA | Internal | Summer | B9 | 800 | 165 | 0 | 40.3 | 46.95 | 7 | 0
2030 | MAPP_US_2_MAPP_CA | MAPP_US | MAPP_CA | Internal | Summer | B10 | 1262 | 165 | 165 | 36.42 | 46.95 | 7 | 3.53
2030 | MAPP_US_2_MAPP_CA | MAPP_US | MAPP_CA | Internal | Winter | B16 | 25 | 165 | 0 | 71.99 | 78.98 | 7 | 0
2030 | MAPP_US_2_MAPP_CA | MAPP_US | MAPP_CA | Internal | Winter | B17 | 100 | 165 | 0 | 52.78 | 59.77 | 7 | 0
2030 | MAPP_US_2_MAPP_CA | MAPP_US | MAPP_CA | Internal | Winter | B18 | 400 | 165 | 0 | 48.21 | 54.38 | 7 | 0
2030 | MAPP_US_2_MAPP_CA | MAPP_US | MAPP_CA | Internal | Winter | B19 | 700 | 165 | 0 | 48.21 | 54.38 | 7 | 0
2030 | MAPP_US_2_MAPP_CA | MAPP_US | MAPP_CA | Internal | Winter | B20 | 935 | 165 | 165 | 43.42 | 54.38 | 7 | 3.95
2030 | MAPP_US_2_MISO_W | MAPP_US | MISO_W | Internal | Shoulder | B11 | 25 | 2635 | 564.89 | 73.59 | 80.59 | 7 | 0
2030 | MAPP_US_2_MISO_W | MAPP_US | MISO_W | Internal | Shoulder | B12 | 200 | 2635 | 690.35 | 51.92 | 58.92 | 7 | 0
2030 | MAPP_US_2_MISO_W | MAPP_US | MISO_W | Internal | Shoulder | B13 | 600 | 2635 | 0 | 45.99 | 52.4 | 7 | 0
2030 | MAPP_US_2_MISO_W | MAPP_US | MISO_W | Internal | Shoulder | B14 | 900 | 2635 | 0 | 45.99 | 49.17 | 7 | 0
2030 | MAPP_US_2_MISO_W | MAPP_US | MISO_W | Internal | Shoulder | B15 | 1203 | 2635 | 0 | 45.99 | 44.66 | 7 | 0
2030 | MAPP_US_2_MISO_W | MAPP_US | MISO_W | Internal | Summer | B1 | 10 | 2635 | 2301.12 | 92.13 | 99.13 | 7 | 0
2030 | MAPP_US_2_MISO_W | MAPP_US | MISO_W | Internal | Summer | B2 | 25 | 2635 | 1569.81 | 76.68 | 83.68 | 7 | 0
2030 | MAPP_US_2_MISO_W | MAPP_US | MISO_W | Internal | Summer | B3 | 75 | 2635 | 2020.69 | 78.97 | 85.97 | 7 | 0
2030 | MAPP_US_2_MISO_W | MAPP_US | MISO_W | Internal | Summer | B4 | 100 | 2635 | 455.45 | 73.07 | 80.07 | 7 | 0
2030 | MAPP_US_2_MISO_W | MAPP_US | MISO_W | Internal | Summer | B5 | 200 | 2635 | 1057.25 | 71.5 | 78.5 | 7 | 0
2030 | MAPP_US_2_MISO_W | MAPP_US | MISO_W | Internal | Summer | B6 | 300 | 2635 | 1556.7 | 67.88 | 74.88 | 7 | 0
2030 | MAPP_US_2_MISO_W | MAPP_US | MISO_W | Internal | Summer | B7 | 400 | 2635 | 0 | 52.75 | 52.76 | 7 | 0
2030 | MAPP_US_2_MISO_W | MAPP_US | MISO_W | Internal | Summer | B8 | 500 | 2635 | 0 | 42.46 | 46.94 | 7 | 0
2030 | MAPP_US_2_MISO_W | MAPP_US | MISO_W | Internal | Summer | B9 | 800 | 2635 | 0 | 40.3 | 46.94 | 7 | 0
2030 | MAPP_US_2_MISO_W | MAPP_US | MISO_W | Internal | Summer | B10 | 1262 | 2635 | 0 | 36.42 | 41.3 | 7 | 0
2030 | MAPP_US_2_MISO_W | MAPP_US | MISO_W | Internal | Winter | B16 | 25 | 2635 | 535.21 | 71.99 | 78.99 | 7 | 0
2030 | MAPP_US_2_MISO_W | MAPP_US | MISO_W | Internal | Winter | B17 | 100 | 2635 | 867 | 52.78 | 59.78 | 7 | 0
2030 | MAPP_US_2_MISO_W | MAPP_US | MISO_W | Internal | Winter | B18 | 400 | 2635 | 0 | 48.21 | 54.39 | 7 | 0
2030 | MAPP_US_2_MISO_W | MAPP_US | MISO_W | Internal | Winter | B19 | 700 | 2635 | 0 | 48.21 | 52.59 | 7 | 0
2030 | MAPP_US_2_MISO_W | MAPP_US | MISO_W | Internal | Winter | B20 | 935 | 2635 | 0 | 43.42 | 45.23 | 7 | 0
2030 | MAPP_US_2_NE | MAPP_US | NE | Internal | Shoulder | B11 | 25 | 2000 | 1579.93 | 73.59 | 80.59 | 7 | 0
2030 | MAPP_US_2_NE | MAPP_US | NE | Internal | Shoulder | B12 | 200 | 2000 | 158.18 | 51.92 | 58.92 | 7 | 0
2030 | MAPP_US_2_NE | MAPP_US | NE | Internal | Shoulder | B13 | 600 | 2000 | 208.13 | 45.99 | 52.99 | 7 | 0
2030 | MAPP_US_2_NE | MAPP_US | NE | Internal | Shoulder | B14 | 900 | 2000 | 0 | 45.99 | 49.46 | 7 | 0
2030 | MAPP_US_2_NE | MAPP_US | NE | Internal | Shoulder | B15 | 1203 | 2000 | 0 | 45.99 | 46.14 | 7 | 0
2030 | MAPP_US_2_NE | MAPP_US | NE | Internal | Summer | B1 | 10 | 2000 | 0 | 92.13 | 94.13 | 7 | 0
2030 | MAPP_US_2_NE | MAPP_US | NE | Internal | Summer | B2 | 25 | 2000 | 0 | 76.68 | 81 | 7 | 0
2030 | MAPP_US_2_NE | MAPP_US | NE | Internal | Summer | B3 | 75 | 2000 | 0 | 78.97 | 80.97 | 7 | 0
2030 | MAPP_US_2_NE | MAPP_US | NE | Internal | Summer | B4 | 100 | 2000 | 861.99 | 73.07 | 80.07 | 7 | 0
2030 | MAPP_US_2_NE | MAPP_US | NE | Internal | Summer | B5 | 200 | 2000 | 627.69 | 71.5 | 78.5 | 7 | 0
2030 | MAPP_US_2_NE | MAPP_US | NE | Internal | Summer | B6 | 300 | 2000 | 32.19 | 67.88 | 74.88 | 7 | 0
2030 | MAPP_US_2_NE | MAPP_US | NE | Internal | Summer | B7 | 400 | 2000 | 1350.34 | 52.75 | 59.75 | 7 | 0
2030 | MAPP_US_2_NE | MAPP_US | NE | Internal | Summer | B8 | 500 | 2000 | 1378.95 | 42.46 | 49.46 | 7 | 0
2030 | MAPP_US_2_NE | MAPP_US | NE | Internal | Summer | B9 | 800 | 2000 | 963.69 | 40.3 | 47.3 | 7 | 0
2030 | MAPP_US_2_NE | MAPP_US | NE | Internal | Summer | B10 | 1262 | 2000 | 872.13 | 36.42 | 43.42 | 7 | 0
2030 | MAPP_US_2_NE | MAPP_US | NE | Internal | Winter | B16 | 25 | 2000 | 736.3 | 71.99 | 78.99 | 7 | 0
2030 | MAPP_US_2_NE | MAPP_US | NE | Internal | Winter | B17 | 100 | 2000 | 0 | 52.78 | 54.78 | 7 | 0
2030 | MAPP_US_2_NE | MAPP_US | NE | Internal | Winter | B18 | 400 | 2000 | 0 | 48.21 | 52.35 | 7 | 0
2030 | MAPP_US_2_NE | MAPP_US | NE | Internal | Winter | B19 | 700 | 2000 | 0 | 48.21 | 52.34 | 7 | 0
2030 | MAPP_US_2_NE | MAPP_US | NE | Internal | Winter | B20 | 935 | 2000 | 0 | 43.42 | 48.81 | 7 | 0
2030 | MARITIMES_2_NEISO | MARITIMES | NEISO | Internal | Shoulder | B11 | 25 | 99999 | 1720.66 | 43.83 | 43.84 | 0.01 | 0
2030 | MARITIMES_2_NEISO | MARITIMES | NEISO | Internal | Shoulder | B12 | 200 | 99999 | 1717.44 | 43.83 | 43.84 | 0.01 | 0
2030 | MARITIMES_2_NEISO | MARITIMES | NEISO | Internal | Shoulder | B13 | 600 | 99999 | 1704.78 | 43.83 | 43.84 | 0.01 | 0
2030 | MARITIMES_2_NEISO | MARITIMES | NEISO | Internal | Shoulder | B14 | 900 | 99999 | 1682.64 | 43.83 | 43.84 | 0.01 | 0
2030 | MARITIMES_2_NEISO | MARITIMES | NEISO | Internal | Shoulder | B15 | 1203 | 99999 | 648.08 | 43.83 | 43.84 | 0.01 | 0
2030 | MARITIMES_2_NEISO | MARITIMES | NEISO | Internal | Summer | B1 | 10 | 99999 | 1900.1 | 102.13 | 102.15 | 0.01 | 0
2030 | MARITIMES_2_NEISO | MARITIMES | NEISO | Internal | Summer | B2 | 25 | 99999 | 1878.84 | 91.49 | 91.5 | 0.01 | 0
2030 | MARITIMES_2_NEISO | MARITIMES | NEISO | Internal | Summer | B3 | 75 | 99999 | 1836.38 | 64.06 | 64.07 | 0.01 | 0
2030 | MARITIMES_2_NEISO | MARITIMES | NEISO | Internal | Summer | B4 | 100 | 99999 | 1799.97 | 56.25 | 56.26 | 0.01 | 0
2030 | MARITIMES_2_NEISO | MARITIMES | NEISO | Internal | Summer | B5 | 200 | 99999 | 1780.16 | 54.81 | 54.82 | 0.01 | 0
2030 | MARITIMES_2_NEISO | MARITIMES | NEISO | Internal | Summer | B6 | 300 | 99999 | 1757.82 | 44.41 | 44.42 | 0.01 | 0
2030 | MARITIMES_2_NEISO | MARITIMES | NEISO | Internal | Summer | B7 | 400 | 99999 | 1732.23 | 40.41 | 40.42 | 0.01 | 0
2030 | MARITIMES_2_NEISO | MARITIMES | NEISO | Internal | Summer | B8 | 500 | 99999 | 1712.1 | 40.41 | 40.42 | 0.01 | 0
2030 | MARITIMES_2_NEISO | MARITIMES | NEISO | Internal | Summer | B9 | 800 | 99999 | 1687.45 | 40.41 | 40.42 | 0.01 | 0
2030 | MARITIMES_2_NEISO | MARITIMES | NEISO | Internal | Summer | B10 | 1262 | 99999 | 465.06 | 40.41 | 40.42 | 0.01 | 0
2030 | MARITIMES_2_NEISO | MARITIMES | NEISO | Internal | Winter | B16 | 25 | 99999 | 1765.23 | 54.39 | 54.4 | 0.01 | 0
2030 | MARITIMES_2_NEISO | MARITIMES | NEISO | Internal | Winter | B17 | 100 | 99999 | 1747.34 | 54.39 | 54.4 | 0.01 | 0
2030 | MARITIMES_2_NEISO | MARITIMES | NEISO | Internal | Winter | B18 | 400 | 99999 | 1733.65 | 54.39 | 54.4 | 0.01 | 0
2030 | MARITIMES_2_NEISO | MARITIMES | NEISO | Internal | Winter | B19 | 700 | 99999 | 1708.15 | 54.39 | 54.4 | 0.01 | 0
2030 | MARITIMES_2_NEISO | MARITIMES | NEISO | Internal | Winter | B20 | 935 | 99999 | 723.43 | 54.39 | 54.4 | 0.01 | 0
2030 | MISO_IN_2_MISO_MI | MISO_IN | MISO_MI | Internal | Shoulder | B11 | 25 | 5000 | 0 | 67.96 | 67.95 | 0.01 | 0
2030 | MISO_IN_2_MISO_MI | MISO_IN | MISO_MI | Internal | Shoulder | B12 | 200 | 5000 | 1925.41 | 58.91 | 58.92 | 0.01 | 0
2030 | MISO_IN_2_MISO_MI | MISO_IN | MISO_MI | Internal | Shoulder | B13 | 600 | 5000 | 3989.71 | 52.38 | 52.39 | 0.01 | 0
2030 | MISO_IN_2_MISO_MI | MISO_IN | MISO_MI | Internal | Shoulder | B14 | 900 | 5000 | 4404.06 | 48.37 | 48.38 | 0.01 | 0
2030 | MISO_IN_2_MISO_MI | MISO_IN | MISO_MI | Internal | Shoulder | B15 | 1203 | 5000 | 4049.75 | 42.74 | 42.76 | 0.01 | 0
2030 | MISO_IN_2_MISO_MI | MISO_IN | MISO_MI | Internal | Summer | B1 | 10 | 5000 | 2371.09 | 99.12 | 99.13 | 0.01 | 0
2030 | MISO_IN_2_MISO_MI | MISO_IN | MISO_MI | Internal | Summer | B2 | 25 | 5000 | 1078.67 | 82.52 | 82.53 | 0.01 | 0
2030 | MISO_IN_2_MISO_MI | MISO_IN | MISO_MI | Internal | Summer | B3 | 75 | 5000 | 1080.78 | 77.02 | 77.03 | 0.01 | 0
2030 | MISO_IN_2_MISO_MI | MISO_IN | MISO_MI | Internal | Summer | B4 | 100 | 5000 | 0 | 75.18 | 75.17 | 0.01 | 0
2030 | MISO_IN_2_MISO_MI | MISO_IN | MISO_MI | Internal | Summer | B5 | 200 | 5000 | 0 | 70.5 | 70.49 | 0.01 | 0
2030 | MISO_IN_2_MISO_MI | MISO_IN | MISO_MI | Internal | Summer | B6 | 300 | 5000 | 71.82 | 58.31 | 58.33 | 0.01 | 0
2030 | MISO_IN_2_MISO_MI | MISO_IN | MISO_MI | Internal | Summer | B7 | 400 | 5000 | 3052.5 | 48.76 | 48.77 | 0.01 | 0
2030 | MISO_IN_2_MISO_MI | MISO_IN | MISO_MI | Internal | Summer | B8 | 500 | 5000 | 5000 | 44.79 | 44.97 | 0.01 | 0.17
2030 | MISO_IN_2_MISO_MI | MISO_IN | MISO_MI | Internal | Summer | B9 | 800 | 5000 | 4797.3 | 41.76 | 41.77 | 0.01 | 0
2030 | MISO_IN_2_MISO_MI | MISO_IN | MISO_MI | Internal | Summer | B10 | 1262 | 5000 | 3762.21 | 41.33 | 41.34 | 0.01 | 0
2030 | MISO_IN_2_MISO_MI | MISO_IN | MISO_MI | Internal | Winter | B16 | 25 | 5000 | 0 | 78.99 | 78.98 | 0.01 | 0
2030 | MISO_IN_2_MISO_MI | MISO_IN | MISO_MI | Internal | Winter | B17 | 100 | 5000 | 2408.25 | 59.78 | 59.79 | 0.01 | 0
2030 | MISO_IN_2_MISO_MI | MISO_IN | MISO_MI | Internal | Winter | B18 | 400 | 5000 | 3456.02 | 52.47 | 52.48 | 0.01 | 0
2030 | MISO_IN_2_MISO_MI | MISO_IN | MISO_MI | Internal | Winter | B19 | 700 | 5000 | 4119.33 | 47.89 | 47.9 | 0.01 | 0
2030 | MISO_IN_2_MISO_MI | MISO_IN | MISO_MI | Internal | Winter | B20 | 935 | 5000 | 1277.13 | 45.52 | 45.53 | 0.01 | 0
2030 | MISO_IN_2_MISO_MO-IL | MISO_IN | MISO_MO-IL | Internal | Shoulder | B11 | 25 | 5000 | 5000 | 67.96 | 79.14 | 0.01 | 11.16
2030 | MISO_IN_2_MISO_MO-IL | MISO_IN | MISO_MO-IL | Internal | Shoulder | B12 | 200 | 5000 | 3495.89 | 58.91 | 58.92 | 0.01 | 0
2030 | MISO_IN_2_MISO_MO-IL | MISO_IN | MISO_MO-IL | Internal | Shoulder | B13 | 600 | 5000 | 2706.49 | 52.38 | 52.39 | 0.01 | 0
2030 | MISO_IN_2_MISO_MO-IL | MISO_IN | MISO_MO-IL | Internal | Shoulder | B14 | 900 | 5000 | 2958.95 | 48.37 | 48.38 | 0.01 | 0
2030 | MISO_IN_2_MISO_MO-IL | MISO_IN | MISO_MO-IL | Internal | Shoulder | B15 | 1203 | 5000 | 2790.15 | 42.74 | 42.76 | 0.01 | 0
2030 | MISO_IN_2_MISO_MO-IL | MISO_IN | MISO_MO-IL | Internal | Summer | B1 | 10 | 5000 | 2170.34 | 99.12 | 99.13 | 0.01 | 0
2030 | MISO_IN_2_MISO_MO-IL | MISO_IN | MISO_MO-IL | Internal | Summer | B2 | 25 | 5000 | 3323.32 | 82.52 | 82.53 | 0.01 | 0
2030 | MISO_IN_2_MISO_MO-IL | MISO_IN | MISO_MO-IL | Internal | Summer | B3 | 75 | 5000 | 1936.97 | 77.02 | 77.03 | 0.01 | 0
2030 | MISO_IN_2_MISO_MO-IL | MISO_IN | MISO_MO-IL | Internal | Summer | B4 | 100 | 5000 | 4496.64 | 75.18 | 75.19 | 0.01 | 0
2030 | MISO_IN_2_MISO_MO-IL | MISO_IN | MISO_MO-IL | Internal | Summer | B5 | 200 | 5000 | 4247.43 | 70.5 | 70.51 | 0.01 | 0
2030 | MISO_IN_2_MISO_MO-IL | MISO_IN | MISO_MO-IL | Internal | Summer | B6 | 300 | 5000 | 5000 | 58.31 | 61.88 | 0.01 | 3.55
2030 | MISO_IN_2_MISO_MO-IL | MISO_IN | MISO_MO-IL | Internal | Summer | B7 | 400 | 5000 | 4328.06 | 48.76 | 48.77 | 0.01 | 0
2030 | MISO_IN_2_MISO_MO-IL | MISO_IN | MISO_MO-IL | Internal | Summer | B8 | 500 | 5000 | 2800.63 | 44.79 | 44.8 | 0.01 | 0
2030 | MISO_IN_2_MISO_MO-IL | MISO_IN | MISO_MO-IL | Internal | Summer | B9 | 800 | 5000 | 2816.55 | 41.76 | 41.77 | 0.01 | 0
2030 | MISO_IN_2_MISO_MO-IL | MISO_IN | MISO_MO-IL | Internal | Summer | B10 | 1262 | 5000 | 0 | 41.33 | 41.32 | 0.01 | 0
2030 | MISO_IN_2_MISO_MO-IL | MISO_IN | MISO_MO-IL | Internal | Winter | B16 | 25 | 5000 | 1165.95 | 78.99 | 79.01 | 0.01 | 0
2030 | MISO_IN_2_MISO_MO-IL | MISO_IN | MISO_MO-IL | Internal | Winter | B17 | 100 | 5000 | 92.74 | 59.78 | 59.79 | 0.01 | 0
2030 | MISO_IN_2_MISO_MO-IL | MISO_IN | MISO_MO-IL | Internal | Winter | B18 | 400 | 5000 | 1450.65 | 52.47 | 52.48 | 0.01 | 0
2030 | MISO_IN_2_MISO_MO-IL | MISO_IN | MISO_MO-IL | Internal | Winter | B19 | 700 | 5000 | 910.43 | 47.89 | 47.9 | 0.01 | 0
2030 | MISO_IN_2_MISO_MO-IL | MISO_IN | MISO_MO-IL | Internal | Winter | B20 | 935 | 5000 | 0 | 45.52 | 45.24 | 0.01 | 0
2030 | MISO_IN_2_NonRTO_Midwest | MISO_IN | NonRTO_Midwest | Internal | Shoulder | B11 | 25 | 4800 | 1336.56 | 67.96 | 75.96 | 8 | 0
2030 | MISO_IN_2_NonRTO_Midwest | MISO_IN | NonRTO_Midwest | Internal | Shoulder | B12 | 200 | 4800 | 655.31 | 58.91 | 66.91 | 8 | 0
2030 | MISO_IN_2_NonRTO_Midwest | MISO_IN | NonRTO_Midwest | Internal | Shoulder | B13 | 600 | 4800 | 0 | 52.38 | 53.2 | 8 | 0
2030 | MISO_IN_2_NonRTO_Midwest | MISO_IN | NonRTO_Midwest | Internal | Shoulder | B14 | 900 | 4800 | 0 | 48.37 | 46.45 | 8 | 0
2030 | MISO_IN_2_NonRTO_Midwest | MISO_IN | NonRTO_Midwest | Internal | Shoulder | B15 | 1203 | 4800 | 0 | 42.74 | 46.45 | 8 | 0
2030 | MISO_IN_2_NonRTO_Midwest | MISO_IN | NonRTO_Midwest | Internal | Summer | B1 | 10 | 4800 | 0 | 99.12 | 91.12 | 8 | 0
2030 | MISO_IN_2_NonRTO_Midwest | MISO_IN | NonRTO_Midwest | Internal | Summer | B2 | 25 | 4800 | 0 | 82.52 | 81.89 | 8 | 0
2030 | MISO_IN_2_NonRTO_Midwest | MISO_IN | NonRTO_Midwest | Internal | Summer | B3 | 75 | 4800 | 0 | 77.02 | 81.89 | 8 | 0
2030 | MISO_IN_2_NonRTO_Midwest | MISO_IN | NonRTO_Midwest | Internal | Summer | B4 | 100 | 4800 | 0 | 75.18 | 81.89 | 8 | 0
2030 | MISO_IN_2_NonRTO_Midwest | MISO_IN | NonRTO_Midwest | Internal | Summer | B5 | 200 | 4800 | 1453.01 | 70.5 | 78.5 | 8 | 0
2030 | MISO_IN_2_NonRTO_Midwest | MISO_IN | NonRTO_Midwest | Internal | Summer | B6 | 300 | 4800 | 794.48 | 58.31 | 66.31 | 8 | 0
2030 | MISO_IN_2_NonRTO_Midwest | MISO_IN | NonRTO_Midwest | Internal | Summer | B7 | 400 | 4800 | 0 | 48.76 | 51.7 | 8 | 0
2030 | MISO_IN_2_NonRTO_Midwest | MISO_IN | NonRTO_Midwest | Internal | Summer | B8 | 500 | 4800 | 0 | 44.79 | 44.93 | 8 | 0
2030 | MISO_IN_2_NonRTO_Midwest | MISO_IN | NonRTO_Midwest | Internal | Summer | B9 | 800 | 4800 | 0 | 41.76 | 44.93 | 8 | 0
2030 | MISO_IN_2_NonRTO_Midwest | MISO_IN | NonRTO_Midwest | Internal | Summer | B10 | 1262 | 4800 | 0 | 41.33 | 39.4 | 8 | 0
2030 | MISO_IN_2_NonRTO_Midwest | MISO_IN | NonRTO_Midwest | Internal | Winter | B16 | 25 | 4800 | 2560.74 | 78.99 | 86.99 | 8 | 0
2030 | MISO_IN_2_NonRTO_Midwest | MISO_IN | NonRTO_Midwest | Internal | Winter | B17 | 100 | 4800 | 1073.96 | 59.78 | 67.78 | 8 | 0
2030 | MISO_IN_2_NonRTO_Midwest | MISO_IN | NonRTO_Midwest | Internal | Winter | B18 | 400 | 4800 | 0 | 52.47 | 58.89 | 8 | 0
2030 | MISO_IN_2_NonRTO_Midwest | MISO_IN | NonRTO_Midwest | Internal | Winter | B19 | 700 | 4800 | 0 | 47.89 | 49.44 | 8 | 0
2030 | MISO_IN_2_NonRTO_Midwest | MISO_IN | NonRTO_Midwest | Internal | Winter | B20 | 935 | 4800 | 0 | 45.52 | 46.32 | 8 | 0
2030 | MISO_IN_2_PJM_ROR | MISO_IN | PJM_ROR | Internal | Shoulder | B11 | 25 | 992 | 0 | 67.96 | 65.95 | 2 | 0
2030 | MISO_IN_2_PJM_ROR | MISO_IN | PJM_ROR | Internal | Shoulder | B12 | 200 | 992 | 0 | 58.91 | 56.92 | 2 | 0
2030 | MISO_IN_2_PJM_ROR | MISO_IN | PJM_ROR | Internal | Shoulder | B13 | 600 | 992 | 0 | 52.38 | 50.39 | 2 | 0
2030 | MISO_IN_2_PJM_ROR | MISO_IN | PJM_ROR | Internal | Shoulder | B14 | 900 | 992 | 0 | 48.37 | 46.38 | 2 | 0
2030 | MISO_IN_2_PJM_ROR | MISO_IN | PJM_ROR | Internal | Shoulder | B15 | 1203 | 992 | 0 | 42.74 | 42.66 | 2 | 0
2030 | MISO_IN_2_PJM_ROR | MISO_IN | PJM_ROR | Internal | Summer | B1 | 10 | 992 | 0 | 99.12 | 97.13 | 2 | 0
2030 | MISO_IN_2_PJM_ROR | MISO_IN | PJM_ROR | Internal | Summer | B2 | 25 | 992 | 0 | 82.52 | 80.53 | 2 | 0
2030 | MISO_IN_2_PJM_ROR | MISO_IN | PJM_ROR | Internal | Summer | B3 | 75 | 992 | 0 | 77.02 | 75.03 | 2 | 0
2030 | MISO_IN_2_PJM_ROR | MISO_IN | PJM_ROR | Internal | Summer | B4 | 100 | 992 | 0 | 75.18 | 73.18 | 2 | 0
2030 | MISO_IN_2_PJM_ROR | MISO_IN | PJM_ROR | Internal | Summer | B5 | 200 | 992 | 0 | 70.5 | 68.23 | 2 | 0
2030 | MISO_IN_2_PJM_ROR | MISO_IN | PJM_ROR | Internal | Summer | B6 | 300 | 992 | 0 | 58.31 | 57.16 | 2 | 0
2030 | MISO_IN_2_PJM_ROR | MISO_IN | PJM_ROR | Internal | Summer | B7 | 400 | 992 | 0 | 48.76 | 46.77 | 2 | 0
2030 | MISO_IN_2_PJM_ROR | MISO_IN | PJM_ROR | Internal | Summer | B8 | 500 | 992 | 0 | 44.79 | 43.09 | 2 | 0
2030 | MISO_IN_2_PJM_ROR | MISO_IN | PJM_ROR | Internal | Summer | B9 | 800 | 992 | 0 | 41.76 | 41.09 | 2 | 0
2030 | MISO_IN_2_PJM_ROR | MISO_IN | PJM_ROR | Internal | Summer | B10 | 1262 | 992 | 0 | 41.33 | 41.09 | 2 | 0
2030 | MISO_IN_2_PJM_ROR | MISO_IN | PJM_ROR | Internal | Winter | B16 | 25 | 992 | 0 | 78.99 | 77.01 | 2 | 0
2030 | MISO_IN_2_PJM_ROR | MISO_IN | PJM_ROR | Internal | Winter | B17 | 100 | 992 | 292.72 | 59.78 | 61.78 | 2 | 0
2030 | MISO_IN_2_PJM_ROR | MISO_IN | PJM_ROR | Internal | Winter | B18 | 400 | 992 | 0 | 52.47 | 52.43 | 2 | 0
2030 | MISO_IN_2_PJM_ROR | MISO_IN | PJM_ROR | Internal | Winter | B19 | 700 | 992 | 95.66 | 47.89 | 49.89 | 2 | 0
2030 | MISO_IN_2_PJM_ROR | MISO_IN | PJM_ROR | Internal | Winter | B20 | 935 | 992 | 0 | 45.52 | 45.89 | 2 | 0
2030 | MISO_MI_2_MISO_IN | MISO_MI | MISO_IN | Internal | Shoulder | B11 | 25 | 2045 | 296.96 | 67.95 | 67.96 | 0.01 | 0
2030 | MISO_MI_2_MISO_IN | MISO_MI | MISO_IN | Internal | Shoulder | B12 | 200 | 2045 | 0 | 58.92 | 58.91 | 0.01 | 0
2030 | MISO_MI_2_MISO_IN | MISO_MI | MISO_IN | Internal | Shoulder | B13 | 600 | 2045 | 0 | 52.39 | 52.38 | 0.01 | 0
2030 | MISO_MI_2_MISO_IN | MISO_MI | MISO_IN | Internal | Shoulder | B14 | 900 | 2045 | 0 | 48.38 | 48.37 | 0.01 | 0
2030 | MISO_MI_2_MISO_IN | MISO_MI | MISO_IN | Internal | Shoulder | B15 | 1203 | 2045 | 0 | 42.76 | 42.74 | 0.01 | 0
2030 | MISO_MI_2_MISO_IN | MISO_MI | MISO_IN | Internal | Summer | B1 | 10 | 2045 | 0.01 | 99.13 | 99.12 | 0.01 | 0
2030 | MISO_MI_2_MISO_IN | MISO_MI | MISO_IN | Internal | Summer | B2 | 25 | 2045 | 0 | 82.53 | 82.52 | 0.01 | 0
2030 | MISO_MI_2_MISO_IN | MISO_MI | MISO_IN | Internal | Summer | B3 | 75 | 2045 | 0 | 77.03 | 77.02 | 0.01 | 0
2030 | MISO_MI_2_MISO_IN | MISO_MI | MISO_IN | Internal | Summer | B4 | 100 | 2045 | 292.61 | 75.17 | 75.18 | 0.01 | 0
2030 | MISO_MI_2_MISO_IN | MISO_MI | MISO_IN | Internal | Summer | B5 | 200 | 2045 | 187.64 | 70.49 | 70.5 | 0.01 | 0
2030 | MISO_MI_2_MISO_IN | MISO_MI | MISO_IN | Internal | Summer | B6 | 300 | 2045 | 0 | 58.33 | 58.31 | 0.01 | 0
2030 | MISO_MI_2_MISO_IN | MISO_MI | MISO_IN | Internal | Summer | B7 | 400 | 2045 | 0 | 48.77 | 48.76 | 0.01 | 0
2030 | MISO_MI_2_MISO_IN | MISO_MI | MISO_IN | Internal | Summer | B8 | 500 | 2045 | 0 | 44.97 | 44.79 | 0.01 | 0
2030 | MISO_MI_2_MISO_IN | MISO_MI | MISO_IN | Internal | Summer | B9 | 800 | 2045 | 0 | 41.77 | 41.76 | 0.01 | 0
2030 | MISO_MI_2_MISO_IN | MISO_MI | MISO_IN | Internal | Summer | B10 | 1262 | 2045 | 0 | 41.34 | 41.33 | 0.01 | 0
2030 | MISO_MI_2_MISO_IN | MISO_MI | MISO_IN | Internal | Winter | B16 | 25 | 2045 | 1012 | 78.98 | 78.99 | 0.01 | 0
2030 | MISO_MI_2_MISO_IN | MISO_MI | MISO_IN | Internal | Winter | B17 | 100 | 2045 | 0 | 59.79 | 59.78 | 0.01 | 0
2030 | MISO_MI_2_MISO_IN | MISO_MI | MISO_IN | Internal | Winter | B18 | 400 | 2045 | 0 | 52.48 | 52.47 | 0.01 | 0
2030 | MISO_MI_2_MISO_IN | MISO_MI | MISO_IN | Internal | Winter | B19 | 700 | 2045 | 0 | 47.9 | 47.89 | 0.01 | 0
2030 | MISO_MI_2_MISO_IN | MISO_MI | MISO_IN | Internal | Winter | B20 | 935 | 2045 | 0 | 45.53 | 45.52 | 0.01 | 0
2030 | MISO_MI_2_MISO_WUMS | MISO_MI | MISO_WUMS | Internal | Shoulder | B11 | 25 | 117 | 0 | 67.95 | 67.95 | 0.01 | 0
2030 | MISO_MI_2_MISO_WUMS | MISO_MI | MISO_WUMS | Internal | Shoulder | B12 | 200 | 117 | 0 | 58.92 | 58.91 | 0.01 | 0
2030 | MISO_MI_2_MISO_WUMS | MISO_MI | MISO_WUMS | Internal | Shoulder | B13 | 600 | 117 | 0 | 52.39 | 50.95 | 0.01 | 0
2030 | MISO_MI_2_MISO_WUMS | MISO_MI | MISO_WUMS | Internal | Shoulder | B14 | 900 | 117 | 0 | 48.38 | 46.08 | 0.01 | 0
2030 | MISO_MI_2_MISO_WUMS | MISO_MI | MISO_WUMS | Internal | Shoulder | B15 | 1203 | 117 | 117 | 42.76 | 42.91 | 0.01 | 0.14
2030 | MISO_MI_2_MISO_WUMS | MISO_MI | MISO_WUMS | Internal | Summer | B1 | 10 | 117 | 0 | 99.13 | 73.13 | 0.01 | 0
2030 | MISO_MI_2_MISO_WUMS | MISO_MI | MISO_WUMS | Internal | Summer | B2 | 25 | 117 | 0 | 82.53 | 73.13 | 0.01 | 0
2030 | MISO_MI_2_MISO_WUMS | MISO_MI | MISO_WUMS | Internal | Summer | B3 | 75 | 117 | 0 | 77.03 | 73.13 | 0.01 | 0
2030 | MISO_MI_2_MISO_WUMS | MISO_MI | MISO_WUMS | Internal | Summer | B4 | 100 | 117 | 0 | 75.17 | 73.13 | 0.01 | 0
2030 | MISO_MI_2_MISO_WUMS | MISO_MI | MISO_WUMS | Internal | Summer | B5 | 200 | 117 | 0 | 70.49 | 70.23 | 0.01 | 0
2030 | MISO_MI_2_MISO_WUMS | MISO_MI | MISO_WUMS | Internal | Summer | B6 | 300 | 117 | 0 | 58.33 | 55.16 | 0.01 | 0
2030 | MISO_MI_2_MISO_WUMS | MISO_MI | MISO_WUMS | Internal | Summer | B7 | 400 | 117 | 0 | 48.77 | 44.77 | 0.01 | 0
2030 | MISO_MI_2_MISO_WUMS | MISO_MI | MISO_WUMS | Internal | Summer | B8 | 500 | 117 | 0 | 44.97 | 44.48 | 0.01 | 0
2030 | MISO_MI_2_MISO_WUMS | MISO_MI | MISO_WUMS | Internal | Summer | B9 | 800 | 117 | 117 | 41.77 | 43.09 | 0.01 | 1.31
2030 | MISO_MI_2_MISO_WUMS | MISO_MI | MISO_WUMS | Internal | Summer | B10 | 1262 | 117 | 0 | 41.34 | 41.06 | 0.01 | 0
2030 | MISO_MI_2_MISO_WUMS | MISO_MI | MISO_WUMS | Internal | Winter | B16 | 25 | 117 | 116.97 | 78.98 | 79.01 | 0.01 | 0.01
2030 | MISO_MI_2_MISO_WUMS | MISO_MI | MISO_WUMS | Internal | Winter | B17 | 100 | 117 | 0 | 59.79 | 59.78 | 0.01 | 0
2030 | MISO_MI_2_MISO_WUMS | MISO_MI | MISO_WUMS | Internal | Winter | B18 | 400 | 117 | 117 | 52.48 | 54.38 | 0.01 | 1.89
2030 | MISO_MI_2_MISO_WUMS | MISO_MI | MISO_WUMS | Internal | Winter | B19 | 700 | 117 | 117 | 47.9 | 49.96 | 0.01 | 2.05
2030 | MISO_MI_2_MISO_WUMS | MISO_MI | MISO_WUMS | Internal | Winter | B20 | 935 | 117 | 0 | 45.53 | 45.24 | 0.01 | 0
2030 | MISO_MI_2_PJM_ROR | MISO_MI | PJM_ROR | Internal | Shoulder | B11 | 25 | 1424 | 0 | 67.95 | 65.95 | 2 | 0
2030 | MISO_MI_2_PJM_ROR | MISO_MI | PJM_ROR | Internal | Shoulder | B12 | 200 | 1424 | 0 | 58.92 | 56.92 | 2 | 0
2030 | MISO_MI_2_PJM_ROR | MISO_MI | PJM_ROR | Internal | Shoulder | B13 | 600 | 1424 | 0 | 52.39 | 50.39 | 2 | 0
2030 | MISO_MI_2_PJM_ROR | MISO_MI | PJM_ROR | Internal | Shoulder | B14 | 900 | 1424 | 0 | 48.38 | 46.38 | 2 | 0
2030 | MISO_MI_2_PJM_ROR | MISO_MI | PJM_ROR | Internal | Shoulder | B15 | 1203 | 1424 | 0 | 42.76 | 42.66 | 2 | 0
2030 | MISO_MI_2_PJM_ROR | MISO_MI | PJM_ROR | Internal | Summer | B1 | 10 | 1424 | 0 | 99.13 | 97.13 | 2 | 0
2030 | MISO_MI_2_PJM_ROR | MISO_MI | PJM_ROR | Internal | Summer | B2 | 25 | 1424 | 0 | 82.53 | 80.53 | 2 | 0
2030 | MISO_MI_2_PJM_ROR | MISO_MI | PJM_ROR | Internal | Summer | B3 | 75 | 1424 | 0 | 77.03 | 75.03 | 2 | 0
2030 | MISO_MI_2_PJM_ROR | MISO_MI | PJM_ROR | Internal | Summer | B4 | 100 | 1424 | 0 | 75.17 | 73.18 | 2 | 0
2030 | MISO_MI_2_PJM_ROR | MISO_MI | PJM_ROR | Internal | Summer | B5 | 200 | 1424 | 0 | 70.49 | 68.23 | 2 | 0
2030 | MISO_MI_2_PJM_ROR | MISO_MI | PJM_ROR | Internal | Summer | B6 | 300 | 1424 | 0 | 58.33 | 57.16 | 2 | 0
2030 | MISO_MI_2_PJM_ROR | MISO_MI | PJM_ROR | Internal | Summer | B7 | 400 | 1424 | 0 | 48.77 | 46.77 | 2 | 0
2030 | MISO_MI_2_PJM_ROR | MISO_MI | PJM_ROR | Internal | Summer | B8 | 500 | 1424 | 0 | 44.97 | 43.09 | 2 | 0
2030 | MISO_MI_2_PJM_ROR | MISO_MI | PJM_ROR | Internal | Summer | B9 | 800 | 1424 | 0 | 41.77 | 41.09 | 2 | 0
2030 | MISO_MI_2_PJM_ROR | MISO_MI | PJM_ROR | Internal | Summer | B10 | 1262 | 1424 | 0 | 41.34 | 41.09 | 2 | 0
2030 | MISO_MI_2_PJM_ROR | MISO_MI | PJM_ROR | Internal | Winter | B16 | 25 | 1424 | 0 | 78.98 | 77.01 | 2 | 0
2030 | MISO_MI_2_PJM_ROR | MISO_MI | PJM_ROR | Internal | Winter | B17 | 100 | 1424 | 0 | 59.79 | 61.78 | 2 | 0
2030 | MISO_MI_2_PJM_ROR | MISO_MI | PJM_ROR | Internal | Winter | B18 | 400 | 1424 | 0 | 52.48 | 52.43 | 2 | 0
2030 | MISO_MI_2_PJM_ROR | MISO_MI | PJM_ROR | Internal | Winter | B19 | 700 | 1424 | 0 | 47.9 | 49.89 | 2 | 0
2030 | MISO_MI_2_PJM_ROR | MISO_MI | PJM_ROR | Internal | Winter | B20 | 935 | 1424 | 0 | 45.53 | 45.89 | 2 | 0
2030 | MISO_MO-IL_2_ENT | MISO_MO-IL | ENT | Internal | Shoulder | B11 | 25 | 2540 | 0 | 79.14 | 72.95 | 8 | 0
2030 | MISO_MO-IL_2_ENT | MISO_MO-IL | ENT | Internal | Shoulder | B12 | 200 | 2540 | 0 | 58.92 | 51.14 | 8 | 0
2030 | MISO_MO-IL_2_ENT | MISO_MO-IL | ENT | Internal | Shoulder | B13 | 600 | 2540 | 0 | 52.39 | 51.14 | 8 | 0
2030 | MISO_MO-IL_2_ENT | MISO_MO-IL | ENT | Internal | Shoulder | B14 | 900 | 2540 | 0 | 48.38 | 50.77 | 8 | 0
2030 | MISO_MO-IL_2_ENT | MISO_MO-IL | ENT | Internal | Shoulder | B15 | 1203 | 2540 | 0 | 42.76 | 49.1 | 8 | 0
2030 | MISO_MO-IL_2_ENT | MISO_MO-IL | ENT | Internal | Summer | B1 | 10 | 2540 | 0 | 99.13 | 91.13 | 8 | 0
2030 | MISO_MO-IL_2_ENT | MISO_MO-IL | ENT | Internal | Summer | B2 | 25 | 2540 | 0 | 82.53 | 82.13 | 8 | 0
2030 | MISO_MO-IL_2_ENT | MISO_MO-IL | ENT | Internal | Summer | B3 | 75 | 2540 | 0 | 77.03 | 77.24 | 8 | 0
2030 | MISO_MO-IL_2_ENT | MISO_MO-IL | ENT | Internal | Summer | B4 | 100 | 2540 | 0 | 75.19 | 75.61 | 8 | 0
2030 | MISO_MO-IL_2_ENT | MISO_MO-IL | ENT | Internal | Summer | B5 | 200 | 2540 | 0 | 70.51 | 73.85 | 8 | 0
2030 | MISO_MO-IL_2_ENT | MISO_MO-IL | ENT | Internal | Summer | B6 | 300 | 2540 | 628.91 | 61.88 | 69.88 | 8 | 0
2030 | MISO_MO-IL_2_ENT | MISO_MO-IL | ENT | Internal | Summer | B7 | 400 | 2540 | 0 | 48.77 | 51.77 | 8 | 0
2030 | MISO_MO-IL_2_ENT | MISO_MO-IL | ENT | Internal | Summer | B8 | 500 | 2540 | 0 | 44.8 | 49.48 | 8 | 0
2030 | MISO_MO-IL_2_ENT | MISO_MO-IL | ENT | Internal | Summer | B9 | 800 | 2540 | 0 | 41.77 | 49.12 | 8 | 0
2030 | MISO_MO-IL_2_ENT | MISO_MO-IL | ENT | Internal | Summer | B10 | 1262 | 2540 | 0 | 41.32 | 47.5 | 8 | 0
2030 | MISO_MO-IL_2_ENT | MISO_MO-IL | ENT | Internal | Winter | B16 | 25 | 2540 | 0 | 79.01 | 75.01 | 8 | 0
2030 | MISO_MO-IL_2_ENT | MISO_MO-IL | ENT | Internal | Winter | B17 | 100 | 2540 | 0 | 59.79 | 54.44 | 8 | 0
2030 | MISO_MO-IL_2_ENT | MISO_MO-IL | ENT | Internal | Winter | B18 | 400 | 2540 | 0 | 52.48 | 54.04 | 8 | 0
2030 | MISO_MO-IL_2_ENT | MISO_MO-IL | ENT | Internal | Winter | B19 | 700 | 2540 | 0 | 47.9 | 53.01 | 8 | 0
2030 | MISO_MO-IL_2_ENT | MISO_MO-IL | ENT | Internal | Winter | B20 | 935 | 2540 | 0 | 45.24 | 52.26 | 8 | 0
2030 | MISO_MO-IL_2_MISO_IN | MISO_MO-IL | MISO_IN | Internal | Shoulder | B11 | 25 | 2100 | 0 | 79.14 | 67.96 | 0.01 | 0
2030 | MISO_MO-IL_2_MISO_IN | MISO_MO-IL | MISO_IN | Internal | Shoulder | B12 | 200 | 2100 | 0 | 58.92 | 58.91 | 0.01 | 0
2030 | MISO_MO-IL_2_MISO_IN | MISO_MO-IL | MISO_IN | Internal | Shoulder | B13 | 600 | 2100 | 0 | 52.39 | 52.38 | 0.01 | 0
2030 | MISO_MO-IL_2_MISO_IN | MISO_MO-IL | MISO_IN | Internal | Shoulder | B14 | 900 | 2100 | 0 | 48.38 | 48.37 | 0.01 | 0
2030 | MISO_MO-IL_2_MISO_IN | MISO_MO-IL | MISO_IN | Internal | Shoulder | B15 | 1203 | 2100 | 0 | 42.76 | 42.74 | 0.01 | 0
2030 | MISO_MO-IL_2_MISO_IN | MISO_MO-IL | MISO_IN | Internal | Summer | B1 | 10 | 2100 | 0.01 | 99.13 | 99.12 | 0.01 | 0
2030 | MISO_MO-IL_2_MISO_IN | MISO_MO-IL | MISO_IN | Internal | Summer | B2 | 25 | 2100 | 0 | 82.53 | 82.52 | 0.01 | 0
2030 | MISO_MO-IL_2_MISO_IN | MISO_MO-IL | MISO_IN | Internal | Summer | B3 | 75 | 2100 | 0 | 77.03 | 77.02 | 0.01 | 0
2030 | MISO_MO-IL_2_MISO_IN | MISO_MO-IL | MISO_IN | Internal | Summer | B4 | 100 | 2100 | 0 | 75.19 | 75.18 | 0.01 | 0
2030 | MISO_MO-IL_2_MISO_IN | MISO_MO-IL | MISO_IN | Internal | Summer | B5 | 200 | 2100 | 0 | 70.51 | 70.5 | 0.01 | 0
2030 | MISO_MO-IL_2_MISO_IN | MISO_MO-IL | MISO_IN | Internal | Summer | B6 | 300 | 2100 | 0 | 61.88 | 58.31 | 0.01 | 0
2030 | MISO_MO-IL_2_MISO_IN | MISO_MO-IL | MISO_IN | Internal | Summer | B7 | 400 | 2100 | 0 | 48.77 | 48.76 | 0.01 | 0
2030 | MISO_MO-IL_2_MISO_IN | MISO_MO-IL | MISO_IN | Internal | Summer | B8 | 500 | 2100 | 0 | 44.8 | 44.79 | 0.01 | 0
2030 | MISO_MO-IL_2_MISO_IN | MISO_MO-IL | MISO_IN | Internal | Summer | B9 | 800 | 2100 | 0 | 41.77 | 41.76 | 0.01 | 0
2030 | MISO_MO-IL_2_MISO_IN | MISO_MO-IL | MISO_IN | Internal | Summer | B10 | 1262 | 2100 | 1134.7 | 41.32 | 41.33 | 0.01 | 0
2030 | MISO_MO-IL_2_MISO_IN | MISO_MO-IL | MISO_IN | Internal | Winter | B16 | 25 | 2100 | 0 | 79.01 | 78.99 | 0.01 | 0
2030 | MISO_MO-IL_2_MISO_IN | MISO_MO-IL | MISO_IN | Internal | Winter | B17 | 100 | 2100 | 0 | 59.79 | 59.78 | 0.01 | 0
2030 | MISO_MO-IL_2_MISO_IN | MISO_MO-IL | MISO_IN | Internal | Winter | B18 | 400 | 2100 | 0 | 52.48 | 52.47 | 0.01 | 0
2030 | MISO_MO-IL_2_MISO_IN | MISO_MO-IL | MISO_IN | Internal | Winter | B19 | 700 | 2100 | 0 | 47.9 | 47.89 | 0.01 | 0
2030 | MISO_MO-IL_2_MISO_IN | MISO_MO-IL | MISO_IN | Internal | Winter | B20 | 935 | 2100 | 2100 | 45.24 | 45.52 | 0.01 | 0.26
2030 | MISO_MO-IL_2_MISO_W | MISO_MO-IL | MISO_W | Internal | Shoulder | B11 | 25 | 960 | 960 | 79.14 | 80.59 | 0.01 | 1.44
2030 | MISO_MO-IL_2_MISO_W | MISO_MO-IL | MISO_W | Internal | Shoulder | B12 | 200 | 960 | 0 | 58.92 | 58.92 | 0.01 | 0
2030 | MISO_MO-IL_2_MISO_W | MISO_MO-IL | MISO_W | Internal | Shoulder | B13 | 600 | 960 | 564.86 | 52.39 | 52.4 | 0.01 | 0
2030 | MISO_MO-IL_2_MISO_W | MISO_MO-IL | MISO_W | Internal | Shoulder | B14 | 900 | 960 | 960 | 48.38 | 49.17 | 0.01 | 0.78
2030 | MISO_MO-IL_2_MISO_W | MISO_MO-IL | MISO_W | Internal | Shoulder | B15 | 1203 | 960 | 960 | 42.76 | 44.66 | 0.01 | 1.89
2030 | MISO_MO-IL_2_MISO_W | MISO_MO-IL | MISO_W | Internal | Summer | B1 | 10 | 960 | 0.01 | 99.13 | 99.13 | 0.01 | 0
2030 | MISO_MO-IL_2_MISO_W | MISO_MO-IL | MISO_W | Internal | Summer | B2 | 25 | 960 | 960 | 82.53 | 83.68 | 0.01 | 1.14
2030 | MISO_MO-IL_2_MISO_W | MISO_MO-IL | MISO_W | Internal | Summer | B3 | 75 | 960 | 960 | 77.03 | 85.97 | 0.01 | 8.93
2030 | MISO_MO-IL_2_MISO_W | MISO_MO-IL | MISO_W | Internal | Summer | B4 | 100 | 960 | 960 | 75.19 | 80.07 | 0.01 | 4.86
2030 | MISO_MO-IL_2_MISO_W | MISO_MO-IL | MISO_W | Internal | Summer | B5 | 200 | 960 | 960 | 70.51 | 78.5 | 0.01 | 7.98
2030 | MISO_MO-IL_2_MISO_W | MISO_MO-IL | MISO_W | Internal | Summer | B6 | 300 | 960 | 960 | 61.88 | 74.88 | 0.01 | 12.99
2030 | MISO_MO-IL_2_MISO_W | MISO_MO-IL | MISO_W | Internal | Summer | B7 | 400 | 960 | 960 | 48.77 | 52.76 | 0.01 | 3.98
2030 | MISO_MO-IL_2_MISO_W | MISO_MO-IL | MISO_W | Internal | Summer | B8 | 500 | 960 | 960 | 44.8 | 46.94 | 0.01 | 2.13
2030 | MISO_MO-IL_2_MISO_W | MISO_MO-IL | MISO_W | Internal | Summer | B9 | 800 | 960 | 960 | 41.77 | 46.94 | 0.01 | 5.16
2030 | MISO_MO-IL_2_MISO_W | MISO_MO-IL | MISO_W | Internal | Summer | B10 | 1262 | 960 | 0 | 41.32 | 41.3 | 0.01 | 0
2030 | MISO_MO-IL_2_MISO_W | MISO_MO-IL | MISO_W | Internal | Winter | B16 | 25 | 960 | 0 | 79.01 | 78.99 | 0.01 | 0
2030 | MISO_MO-IL_2_MISO_W | MISO_MO-IL | MISO_W | Internal | Winter | B17 | 100 | 960 | 0 | 59.79 | 59.78 | 0.01 | 0
2030 | MISO_MO-IL_2_MISO_W | MISO_MO-IL | MISO_W | Internal | Winter | B18 | 400 | 960 | 960 | 52.48 | 54.39 | 0.01 | 1.9
2030 | MISO_MO-IL_2_MISO_W | MISO_MO-IL | MISO_W | Internal | Winter | B19 | 700 | 960 | 960 | 47.9 | 52.59 | 0.01 | 4.67
2030 | MISO_MO-IL_2_MISO_W | MISO_MO-IL | MISO_W | Internal | Winter | B20 | 935 | 960 | 0 | 45.24 | 45.23 | 0.01 | 0
2030 | MISO_MO-IL_2_PJM_ROR | MISO_MO-IL | PJM_ROR | Internal | Shoulder | B11 | 25 | 1212 | 0 | 79.14 | 65.95 | 2 | 0
2030 | MISO_MO-IL_2_PJM_ROR | MISO_MO-IL | PJM_ROR | Internal | Shoulder | B12 | 200 | 1212 | 0 | 58.92 | 56.92 | 2 | 0
2030 | MISO_MO-IL_2_PJM_ROR | MISO_MO-IL | PJM_ROR | Internal | Shoulder | B13 | 600 | 1212 | 0 | 52.39 | 50.39 | 2 | 0
2030 | MISO_MO-IL_2_PJM_ROR | MISO_MO-IL | PJM_ROR | Internal | Shoulder | B14 | 900 | 1212 | 0 | 48.38 | 46.38 | 2 | 0
2030 | MISO_MO-IL_2_PJM_ROR | MISO_MO-IL | PJM_ROR | Internal | Shoulder | B15 | 1203 | 1212 | 0 | 42.76 | 42.66 | 2 | 0
2030 | MISO_MO-IL_2_PJM_ROR | MISO_MO-IL | PJM_ROR | Internal | Summer | B1 | 10 | 1212 | 0 | 99.13 | 97.13 | 2 | 0
2030 | MISO_MO-IL_2_PJM_ROR | MISO_MO-IL | PJM_ROR | Internal | Summer | B2 | 25 | 1212 | 0 | 82.53 | 80.53 | 2 | 0
2030 | MISO_MO-IL_2_PJM_ROR | MISO_MO-IL | PJM_ROR | Internal | Summer | B3 | 75 | 1212 | 0 | 77.03 | 75.03 | 2 | 0
2030 | MISO_MO-IL_2_PJM_ROR | MISO_MO-IL | PJM_ROR | Internal | Summer | B4 | 100 | 1212 | 0 | 75.19 | 73.18 | 2 | 0
2030 | MISO_MO-IL_2_PJM_ROR | MISO_MO-IL | PJM_ROR | Internal | Summer | B5 | 200 | 1212 | 0 | 70.51 | 68.23 | 2 | 0
2030 | MISO_MO-IL_2_PJM_ROR | MISO_MO-IL | PJM_ROR | Internal | Summer | B6 | 300 | 1212 | 0 | 61.88 | 57.16 | 2 | 0
2030 | MISO_MO-IL_2_PJM_ROR | MISO_MO-IL | PJM_ROR | Internal | Summer | B7 | 400 | 1212 | 0 | 48.77 | 46.77 | 2 | 0
2030 | MISO_MO-IL_2_PJM_ROR | MISO_MO-IL | PJM_ROR | Internal | Summer | B8 | 500 | 1212 | 0 | 44.8 | 43.09 | 2 | 0
2030 | MISO_MO-IL_2_PJM_ROR | MISO_MO-IL | PJM_ROR | Internal | Summer | B9 | 800 | 1212 | 0 | 41.77 | 41.09 | 2 | 0
2030 | MISO_MO-IL_2_PJM_ROR | MISO_MO-IL | PJM_ROR | Internal | Summer | B10 | 1262 | 1212 | 0 | 41.32 | 41.09 | 2 | 0
2030 | MISO_MO-IL_2_PJM_ROR | MISO_MO-IL | PJM_ROR | Internal | Winter | B16 | 25 | 1212 | 0 | 79.01 | 77.01 | 2 | 0
2030 | MISO_MO-IL_2_PJM_ROR | MISO_MO-IL | PJM_ROR | Internal | Winter | B17 | 100 | 1212 | 0 | 59.79 | 61.78 | 2 | 0
2030 | MISO_MO-IL_2_PJM_ROR | MISO_MO-IL | PJM_ROR | Internal | Winter | B18 | 400 | 1212 | 0 | 52.48 | 52.43 | 2 | 0
2030 | MISO_MO-IL_2_PJM_ROR | MISO_MO-IL | PJM_ROR | Internal | Winter | B19 | 700 | 1212 | 0 | 47.9 | 49.89 | 2 | 0
2030 | MISO_MO-IL_2_PJM_ROR | MISO_MO-IL | PJM_ROR | Internal | Winter | B20 | 935 | 1212 | 0 | 45.24 | 45.89 | 2 | 0
2030 | MISO_MO-IL_2_SPP_N | MISO_MO-IL | SPP_N | Internal | Shoulder | B11 | 25 | 2000 | 0 | 79.14 | 80.6 | 8 | 0
2030 | MISO_MO-IL_2_SPP_N | MISO_MO-IL | SPP_N | Internal | Shoulder | B12 | 200 | 2000 | 0 | 58.92 | 53.92 | 8 | 0
2030 | MISO_MO-IL_2_SPP_N | MISO_MO-IL | SPP_N | Internal | Shoulder | B13 | 600 | 2000 | 0 | 52.39 | 50.42 | 8 | 0
2030 | MISO_MO-IL_2_SPP_N | MISO_MO-IL | SPP_N | Internal | Shoulder | B14 | 900 | 2000 | 0 | 48.38 | 49 | 8 | 0
2030 | MISO_MO-IL_2_SPP_N | MISO_MO-IL | SPP_N | Internal | Shoulder | B15 | 1203 | 2000 | 0 | 42.76 | 46.15 | 8 | 0
2030 | MISO_MO-IL_2_SPP_N | MISO_MO-IL | SPP_N | Internal | Summer | B1 | 10 | 2000 | 0 | 99.13 | 94.13 | 8 | 0
2030 | MISO_MO-IL_2_SPP_N | MISO_MO-IL | SPP_N | Internal | Summer | B2 | 25 | 2000 | 0 | 82.53 | 80.98 | 8 | 0
2030 | MISO_MO-IL_2_SPP_N | MISO_MO-IL | SPP_N | Internal | Summer | B3 | 75 | 2000 | 0 | 77.03 | 80.98 | 8 | 0
2030 | MISO_MO-IL_2_SPP_N | MISO_MO-IL | SPP_N | Internal | Summer | B4 | 100 | 2000 | 0 | 75.19 | 80.08 | 8 | 0
2030 | MISO_MO-IL_2_SPP_N | MISO_MO-IL | SPP_N | Internal | Summer | B5 | 200 | 2000 | 350.46 | 70.51 | 78.51 | 8 | 0
2030 | MISO_MO-IL_2_SPP_N | MISO_MO-IL | SPP_N | Internal | Summer | B6 | 300 | 2000 | 1878.29 | 61.88 | 69.88 | 8 | 0
2030 | MISO_MO-IL_2_SPP_N | MISO_MO-IL | SPP_N | Internal | Summer | B7 | 400 | 2000 | 2000 | 48.77 | 59.76 | 8 | 2.99
2030 | MISO_MO-IL_2_SPP_N | MISO_MO-IL | SPP_N | Internal | Summer | B8 | 500 | 2000 | 0 | 44.8 | 49.47 | 8 | 0
2030 | MISO_MO-IL_2_SPP_N | MISO_MO-IL | SPP_N | Internal | Summer | B9 | 800 | 2000 | 0 | 41.77 | 47.31 | 8 | 0
2030 | MISO_MO-IL_2_SPP_N | MISO_MO-IL | SPP_N | Internal | Summer | B10 | 1262 | 2000 | 0 | 41.32 | 44.26 | 8 | 0
2030 | MISO_MO-IL_2_SPP_N | MISO_MO-IL | SPP_N | Internal | Winter | B16 | 25 | 2000 | 0 | 79.01 | 79.01 | 8 | 0
2030 | MISO_MO-IL_2_SPP_N | MISO_MO-IL | SPP_N | Internal | Winter | B17 | 100 | 2000 | 0 | 59.79 | 54.79 | 8 | 0
2030 | MISO_MO-IL_2_SPP_N | MISO_MO-IL | SPP_N | Internal | Winter | B18 | 400 | 2000 | 0 | 52.48 | 52.36 | 8 | 0
2030 | MISO_MO-IL_2_SPP_N | MISO_MO-IL | SPP_N | Internal | Winter | B19 | 700 | 2000 | 0 | 47.9 | 52.35 | 8 | 0
2030 | MISO_MO-IL_2_SPP_N | MISO_MO-IL | SPP_N | Internal | Winter | B20 | 935 | 2000 | 0 | 45.24 | 48.82 | 8 | 0
2030 | MISO_MO-IL_2_TVA_Transmission | MISO_MO-IL | TVA_Transmission | Internal | Shoulder | B11 | 25 | 4000 | 0 | 79.14 | 71.95 | 8 | 0
2030 | MISO_MO-IL_2_TVA_Transmission | MISO_MO-IL | TVA_Transmission | Internal | Shoulder | B12 | 200 | 4000 | 0 | 58.92 | 58.51 | 8 | 0
2030 | MISO_MO-IL_2_TVA_Transmission | MISO_MO-IL | TVA_Transmission | Internal | Shoulder | B13 | 600 | 4000 | 0 | 52.39 | 52.97 | 8 | 0
2030 | MISO_MO-IL_2_TVA_Transmission | MISO_MO-IL | TVA_Transmission | Internal | Shoulder | B14 | 900 | 4000 | 0 | 48.38 | 51.28 | 8 | 0
2030 | MISO_MO-IL_2_TVA_Transmission | MISO_MO-IL | TVA_Transmission | Internal | Shoulder | B15 | 1203 | 4000 | 0 | 42.76 | 48.66 | 8 | 0
2030 | MISO_MO-IL_2_TVA_Transmission | MISO_MO-IL | TVA_Transmission | Internal | Summer | B1 | 10 | 4000 | 0 | 99.13 | 96.53 | 8 | 0
2030 | MISO_MO-IL_2_TVA_Transmission | MISO_MO-IL | TVA_Transmission | Internal | Summer | B2 | 25 | 4000 | 0 | 82.53 | 86.53 | 8 | 0
2030 | MISO_MO-IL_2_TVA_Transmission | MISO_MO-IL | TVA_Transmission | Internal | Summer | B3 | 75 | 4000 | 0 | 77.03 | 80.5 | 8 | 0
2030 | MISO_MO-IL_2_TVA_Transmission | MISO_MO-IL | TVA_Transmission | Internal | Summer | B4 | 100 | 4000 | 0 | 75.19 | 80.01 | 8 | 0
2030 | MISO_MO-IL_2_TVA_Transmission | MISO_MO-IL | TVA_Transmission | Internal | Summer | B5 | 200 | 4000 | 0 | 70.51 | 74.61 | 8 | 0
2030 | MISO_MO-IL_2_TVA_Transmission | MISO_MO-IL | TVA_Transmission | Internal | Summer | B6 | 300 | 4000 | 0 | 61.88 | 63.16 | 8 | 0
2030 | MISO_MO-IL_2_TVA_Transmission | MISO_MO-IL | TVA_Transmission | Internal | Summer | B7 | 400 | 4000 | 0 | 48.77 | 51.87 | 8 | 0
2030 | MISO_MO-IL_2_TVA_Transmission | MISO_MO-IL | TVA_Transmission | Internal | Summer | B8 | 500 | 4000 | 0 | 44.8 | 47.21 | 8 | 0
2030 | MISO_MO-IL_2_TVA_Transmission | MISO_MO-IL | TVA_Transmission | Internal | Summer | B9 | 800 | 4000 | 0 | 41.77 | 46.15 | 8 | 0
2030 | MISO_MO-IL_2_TVA_Transmission | MISO_MO-IL | TVA_Transmission | Internal | Summer | B10 | 1262 | 4000 | 0 | 41.32 | 45.82 | 8 | 0
2030 | MISO_MO-IL_2_TVA_Transmission | MISO_MO-IL | TVA_Transmission | Internal | Winter | B16 | 25 | 4000 | 0 | 79.01 | 83.01 | 8 | 0
2030 | MISO_MO-IL_2_TVA_Transmission | MISO_MO-IL | TVA_Transmission | Internal | Winter | B17 | 100 | 4000 | 0 | 59.79 | 60.75 | 8 | 0
2030 | MISO_MO-IL_2_TVA_Transmission | MISO_MO-IL | TVA_Transmission | Internal | Winter | B18 | 400 | 4000 | 0 | 52.48 | 55.71 | 8 | 0
2030 | MISO_MO-IL_2_TVA_Transmission | MISO_MO-IL | TVA_Transmission | Internal | Winter | B19 | 700 | 4000 | 0 | 47.9 | 54.25 | 8 | 0
2030 | MISO_MO-IL_2_TVA_Transmission | MISO_MO-IL | TVA_Transmission | Internal | Winter | B20 | 935 | 4000 | 0 | 45.24 | 50.22 | 8 | 0
2030 | MISO_W_2_MAPP_CA | MISO_W | MAPP_CA | Internal | Shoulder | B11 | 25 | 700 | 0 | 80.59 | 54.46 | 0.01 | 0
2030 | MISO_W_2_MAPP_CA | MISO_W | MAPP_CA | Internal | Shoulder | B12 | 200 | 700 | 0 | 58.92 | 56.75 | 0.01 | 0
2030 | MISO_W_2_MAPP_CA | MISO_W | MAPP_CA | Internal | Shoulder | B13 | 600 | 700 | 0 | 52.4 | 52.39 | 0.01 | 0
2030 | MISO_W_2_MAPP_CA | MISO_W | MAPP_CA | Internal | Shoulder | B14 | 900 | 700 | 700 | 49.17 | 50.64 | 0.01 | 1.46
2030 | MISO_W_2_MAPP_CA | MISO_W | MAPP_CA | Internal | Shoulder | B15 | 1203 | 700 | 700 | 44.66 | 50.64 | 0.01 | 5.98
2030 | MISO_W_2_MAPP_CA | MISO_W | MAPP_CA | Internal | Summer | B1 | 10 | 700 | 0 | 99.13 | 80.89 | 0.01 | 0
2030 | MISO_W_2_MAPP_CA | MISO_W | MAPP_CA | Internal | Summer | B2 | 25 | 700 | 0 | 83.68 | 69.68 | 0.01 | 0
2030 | MISO_W_2_MAPP_CA | MISO_W | MAPP_CA | Internal | Summer | B3 | 75 | 700 | 0 | 85.97 | 71.97 | 0.01 | 0
2030 | MISO_W_2_MAPP_CA | MISO_W | MAPP_CA | Internal | Summer | B4 | 100 | 700 | 0 | 80.07 | 61.95 | 0.01 | 0
2030 | MISO_W_2_MAPP_CA | MISO_W | MAPP_CA | Internal | Summer | B5 | 200 | 700 | 0 | 78.5 | 57.82 | 0.01 | 0
2030 | MISO_W_2_MAPP_CA | MISO_W | MAPP_CA | Internal | Summer | B6 | 300 | 700 | 0 | 74.88 | 53.12 | 0.01 | 0
2030 | MISO_W_2_MAPP_CA | MISO_W | MAPP_CA | Internal | Summer | B7 | 400 | 700 | 0 | 52.76 | 50.64 | 0.01 | 0
2030 | MISO_W_2_MAPP_CA | MISO_W | MAPP_CA | Internal | Summer | B8 | 500 | 700 | 105.7 | 46.94 | 46.95 | 0.01 | 0
2030 | MISO_W_2_MAPP_CA | MISO_W | MAPP_CA | Internal | Summer | B9 | 800 | 700 | 543.11 | 46.94 | 46.95 | 0.01 | 0
2030 | MISO_W_2_MAPP_CA | MISO_W | MAPP_CA | Internal | Summer | B10 | 1262 | 700 | 700 | 41.3 | 46.95 | 0.01 | 5.64
2030 | MISO_W_2_MAPP_CA | MISO_W | MAPP_CA | Internal | Winter | B16 | 25 | 700 | 0 | 78.99 | 78.98 | 0.01 | 0
2030 | MISO_W_2_MAPP_CA | MISO_W | MAPP_CA | Internal | Winter | B17 | 100 | 700 | 0 | 59.78 | 59.77 | 0.01 | 0
2030 | MISO_W_2_MAPP_CA | MISO_W | MAPP_CA | Internal | Winter | B18 | 400 | 700 | 0 | 54.39 | 54.38 | 0.01 | 0
2030 | MISO_W_2_MAPP_CA | MISO_W | MAPP_CA | Internal | Winter | B19 | 700 | 700 | 700 | 52.59 | 54.38 | 0.01 | 1.78
2030 | MISO_W_2_MAPP_CA | MISO_W | MAPP_CA | Internal | Winter | B20 | 935 | 700 | 700 | 45.23 | 54.38 | 0.01 | 9.14
2030 | MISO_W_2_MISO_MO-IL | MISO_W | MISO_MO-IL | Internal | Shoulder | B11 | 25 | 3800 | 0 | 80.59 | 79.14 | 0.01 | 0
2030 | MISO_W_2_MISO_MO-IL | MISO_W | MISO_MO-IL | Internal | Shoulder | B12 | 200 | 3800 | 0 | 58.92 | 58.92 | 0.01 | 0
2030 | MISO_W_2_MISO_MO-IL | MISO_W | MISO_MO-IL | Internal | Shoulder | B13 | 600 | 3800 | 0 | 52.4 | 52.39 | 0.01 | 0
2030 | MISO_W_2_MISO_MO-IL | MISO_W | MISO_MO-IL | Internal | Shoulder | B14 | 900 | 3800 | 0 | 49.17 | 48.38 | 0.01 | 0
2030 | MISO_W_2_MISO_MO-IL | MISO_W | MISO_MO-IL | Internal | Shoulder | B15 | 1203 | 3800 | 0 | 44.66 | 42.76 | 0.01 | 0
2030 | MISO_W_2_MISO_MO-IL | MISO_W | MISO_MO-IL | Internal | Summer | B1 | 10 | 3800 | 0.03 | 99.13 | 99.13 | 0.01 | 0
2030 | MISO_W_2_MISO_MO-IL | MISO_W | MISO_MO-IL | Internal | Summer | B2 | 25 | 3800 | 0 | 83.68 | 82.53 | 0.01 | 0
2030 | MISO_W_2_MISO_MO-IL | MISO_W | MISO_MO-IL | Internal | Summer | B3 | 75 | 3800 | 0 | 85.97 | 77.03 | 0.01 | 0
2030 | MISO_W_2_MISO_MO-IL | MISO_W | MISO_MO-IL | Internal | Summer | B4 | 100 | 3800 | 0 | 80.07 | 75.19 | 0.01 | 0
2030 | MISO_W_2_MISO_MO-IL | MISO_W | MISO_MO-IL | Internal | Summer | B5 | 200 | 3800 | 0 | 78.5 | 70.51 | 0.01 | 0
2030 | MISO_W_2_MISO_MO-IL | MISO_W | MISO_MO-IL | Internal | Summer | B6 | 300 | 3800 | 0 | 74.88 | 61.88 | 0.01 | 0
2030 | MISO_W_2_MISO_MO-IL | MISO_W | MISO_MO-IL | Internal | Summer | B7 | 400 | 3800 | 0 | 52.76 | 48.77 | 0.01 | 0
2030 | MISO_W_2_MISO_MO-IL | MISO_W | MISO_MO-IL | Internal | Summer | B8 | 500 | 3800 | 0 | 46.94 | 44.8 | 0.01 | 0
2030 | MISO_W_2_MISO_MO-IL | MISO_W | MISO_MO-IL | Internal | Summer | B9 | 800 | 3800 | 0 | 46.94 | 41.77 | 0.01 | 0
2030 | MISO_W_2_MISO_MO-IL | MISO_W | MISO_MO-IL | Internal | Summer | B10 | 1262 | 3800 | 1663.39 | 41.3 | 41.32 | 0.01 | 0
2030 | MISO_W_2_MISO_MO-IL | MISO_W | MISO_MO-IL | Internal | Winter | B16 | 25 | 3800 | 338.71 | 78.99 | 79.01 | 0.01 | 0
2030 | MISO_W_2_MISO_MO-IL | MISO_W | MISO_MO-IL | Internal | Winter | B17 | 100 | 3800 | 494.65 | 59.78 | 59.79 | 0.01 | 0
2030 | MISO_W_2_MISO_MO-IL | MISO_W | MISO_MO-IL | Internal | Winter | B18 | 400 | 3800 | 0 | 54.39 | 52.48 | 0.01 | 0
2030 | MISO_W_2_MISO_MO-IL | MISO_W | MISO_MO-IL | Internal | Winter | B19 | 700 | 3800 | 0 | 52.59 | 47.9 | 0.01 | 0
2030 | MISO_W_2_MISO_MO-IL | MISO_W | MISO_MO-IL | Internal | Winter | B20 | 935 | 3800 | 285.03 | 45.23 | 45.24 | 0.01 | 0
2030 | MISO_W_2_MISO_WUMS | MISO_W | MISO_WUMS | Internal | Shoulder | B11 | 25 | 1629 | 0 | 80.59 | 67.95 | 0.01 | 0
2030 | MISO_W_2_MISO_WUMS | MISO_W | MISO_WUMS | Internal | Shoulder | B12 | 200 | 1629 | 0 | 58.92 | 58.91 | 0.01 | 0
2030 | MISO_W_2_MISO_WUMS | MISO_W | MISO_WUMS | Internal | Shoulder | B13 | 600 | 1629 | 0 | 52.4 | 50.95 | 0.01 | 0
2030 | MISO_W_2_MISO_WUMS | MISO_W | MISO_WUMS | Internal | Shoulder | B14 | 900 | 1629 | 0 | 49.17 | 46.08 | 0.01 | 0
2030 | MISO_W_2_MISO_WUMS | MISO_W | MISO_WUMS | Internal | Shoulder | B15 | 1203 | 1629 | 0 | 44.66 | 42.91 | 0.01 | 0
2030 | MISO_W_2_MISO_WUMS | MISO_W | MISO_WUMS | Internal | Summer | B1 | 10 | 1629 | 0 | 99.13 | 73.13 | 0.01 | 0
2030 | MISO_W_2_MISO_WUMS | MISO_W | MISO_WUMS | Internal | Summer | B2 | 25 | 1629 | 0 | 83.68 | 73.13 | 0.01 | 0
2030 | MISO_W_2_MISO_WUMS | MISO_W | MISO_WUMS | Internal | Summer | B3 | 75 | 1629 | 0 | 85.97 | 73.13 | 0.01 | 0
2030 | MISO_W_2_MISO_WUMS | MISO_W | MISO_WUMS | Internal | Summer | B4 | 100 | 1629 | 0 | 80.07 | 73.13 | 0.01 | 0
2030 | MISO_W_2_MISO_WUMS | MISO_W | MISO_WUMS | Internal | Summer | B5 | 200 | 1629 | 0 | 78.5 | 70.23 | 0.01 | 0
2030 | MISO_W_2_MISO_WUMS | MISO_W | MISO_WUMS | Internal | Summer | B6 | 300 | 1629 | 0 | 74.88 | 55.16 | 0.01 | 0
2030 | MISO_W_2_MISO_WUMS | MISO_W | MISO_WUMS | Internal | Summer | B7 | 400 | 1629 | 0 | 52.76 | 44.77 | 0.01 | 0
2030 | MISO_W_2_MISO_WUMS | MISO_W | MISO_WUMS | Internal | Summer | B8 | 500 | 1629 | 0 | 46.94 | 44.48 | 0.01 | 0
2030 | MISO_W_2_MISO_WUMS | MISO_W | MISO_WUMS | Internal | Summer | B9 | 800 | 1629 | 0 | 46.94 | 43.09 | 0.01 | 0
2030 | MISO_W_2_MISO_WUMS | MISO_W | MISO_WUMS | Internal | Summer | B10 | 1262 | 1629 | 0 | 41.3 | 41.06 | 0.01 | 0
2030 | MISO_W_2_MISO_WUMS | MISO_W | MISO_WUMS | Internal | Winter | B16 | 25 | 1629 | 25.57 | 78.99 | 79.01 | 0.01 | 0
2030 | MISO_W_2_MISO_WUMS | MISO_W | MISO_WUMS | Internal | Winter | B17 | 100 | 1629 | 0 | 59.78 | 59.78 | 0.01 | 0
2030 | MISO_W_2_MISO_WUMS | MISO_W | MISO_WUMS | Internal | Winter | B18 | 400 | 1629 | 0 | 54.39 | 54.38 | 0.01 | 0
2030 | MISO_W_2_MISO_WUMS | MISO_W | MISO_WUMS | Internal | Winter | B19 | 700 | 1629 | 0 | 52.59 | 49.96 | 0.01 | 0
2030 | MISO_W_2_MISO_WUMS | MISO_W | MISO_WUMS | Internal | Winter | B20 | 935 | 1629 | 110.7 | 45.23 | 45.24 | 0.01 | 0
2030 | MISO_W_2_NE | MISO_W | NE | Internal | Shoulder | B11 | 25 | 2800 | 0 | 80.59 | 80.59 | 7 | 0
2030 | MISO_W_2_NE | MISO_W | NE | Internal | Shoulder | B12 | 200 | 2800 | 0 | 58.92 | 58.92 | 7 | 0
2030 | MISO_W_2_NE | MISO_W | NE | Internal | Shoulder | B13 | 600 | 2800 | 0 | 52.4 | 52.99 | 7 | 0
2030 | MISO_W_2_NE | MISO_W | NE | Internal | Shoulder | B14 | 900 | 2800 | 0 | 49.17 | 49.46 | 7 | 0
2030 | MISO_W_2_NE | MISO_W | NE | Internal | Shoulder | B15 | 1203 | 2800 | 0 | 44.66 | 46.14 | 7 | 0
2030 | MISO_W_2_NE | MISO_W | NE | Internal | Summer | B1 | 10 | 2800 | 0 | 99.13 | 94.13 | 7 | 0
2030 | MISO_W_2_NE | MISO_W | NE | Internal | Summer | B2 | 25 | 2800 | 0 | 83.68 | 81 | 7 | 0
2030 | MISO_W_2_NE | MISO_W | NE | Internal | Summer | B3 | 75 | 2800 | 0 | 85.97 | 80.97 | 7 | 0
2030 | MISO_W_2_NE | MISO_W | NE | Internal | Summer | B4 | 100 | 2800 | 0 | 80.07 | 80.07 | 7 | 0
2030 | MISO_W_2_NE | MISO_W | NE | Internal | Summer | B5 | 200 | 2800 | 0 | 78.5 | 78.5 | 7 | 0
2030 | MISO_W_2_NE | MISO_W | NE | Internal | Summer | B6 | 300 | 2800 | 0 | 74.88 | 74.88 | 7 | 0
2030 | MISO_W_2_NE | MISO_W | NE | Internal | Summer | B7 | 400 | 2800 | 0 | 52.76 | 59.75 | 7 | 0
2030 | MISO_W_2_NE | MISO_W | NE | Internal | Summer | B8 | 500 | 2800 | 0 | 46.94 | 49.46 | 7 | 0
2030 | MISO_W_2_NE | MISO_W | NE | Internal | Summer | B9 | 800 | 2800 | 0 | 46.94 | 47.3 | 7 | 0
2030 | MISO_W_2_NE | MISO_W | NE | Internal | Summer | B10 | 1262 | 2800 | 0 | 41.3 | 43.42 | 7 | 0
2030 | MISO_W_2_NE | MISO_W | NE | Internal | Winter | B16 | 25 | 2800 | 0 | 78.99 | 78.99 | 7 | 0
2030 | MISO_W_2_NE | MISO_W | NE | Internal | Winter | B17 | 100 | 2800 | 0 | 59.78 | 54.78 | 7 | 0
2030 | MISO_W_2_NE | MISO_W | NE | Internal | Winter | B18 | 400 | 2800 | 0 | 54.39 | 52.35 | 7 | 0
2030 | MISO_W_2_NE | MISO_W | NE | Internal | Winter | B19 | 700 | 2800 | 0 | 52.59 | 52.34 | 7 | 0
2030 | MISO_W_2_NE | MISO_W | NE | Internal | Winter | B20 | 935 | 2800 | 0 | 45.23 | 48.81 | 7 | 0
2030 | MISO_W_2_PJM_ROR | MISO_W | PJM_ROR | Internal | Shoulder | B11 | 25 | 773 | 0 | 80.59 | 65.95 | 2 | 0
2030 | MISO_W_2_PJM_ROR | MISO_W | PJM_ROR | Internal | Shoulder | B12 | 200 | 773 | 0 | 58.92 | 56.92 | 2 | 0
2030 | MISO_W_2_PJM_ROR | MISO_W | PJM_ROR | Internal | Shoulder | B13 | 600 | 773 | 0 | 52.4 | 50.39 | 2 | 0
2030 | MISO_W_2_PJM_ROR | MISO_W | PJM_ROR | Internal | Shoulder | B14 | 900 | 773 | 0 | 49.17 | 46.38 | 2 | 0
2030 | MISO_W_2_PJM_ROR | MISO_W | PJM_ROR | Internal | Shoulder | B15 | 1203 | 773 | 0 | 44.66 | 42.66 | 2 | 0
2030 | MISO_W_2_PJM_ROR | MISO_W | PJM_ROR | Internal | Summer | B1 | 10 | 773 | 0 | 99.13 | 97.13 | 2 | 0
2030 | MISO_W_2_PJM_ROR | MISO_W | PJM_ROR | Internal | Summer | B2 | 25 | 773 | 0 | 83.68 | 80.53 | 2 | 0
2030 | MISO_W_2_PJM_ROR | MISO_W | PJM_ROR | Internal | Summer | B3 | 75 | 773 | 0 | 85.97 | 75.03 | 2 | 0
2030 | MISO_W_2_PJM_ROR | MISO_W | PJM_ROR | Internal | Summer | B4 | 100 | 773 | 0 | 80.07 | 73.18 | 2 | 0
2030 | MISO_W_2_PJM_ROR | MISO_W | PJM_ROR | Internal | Summer | B5 | 200 | 773 | 0 | 78.5 | 68.23 | 2 | 0
2030 | MISO_W_2_PJM_ROR | MISO_W | PJM_ROR | Internal | Summer | B6 | 300 | 773 | 0 | 74.88 | 57.16 | 2 | 0
2030 | MISO_W_2_PJM_ROR | MISO_W | PJM_ROR | Internal | Summer | B7 | 400 | 773 | 0 | 52.76 | 46.77 | 2 | 0
2030 | MISO_W_2_PJM_ROR | MISO_W | PJM_ROR | Internal | Summer | B8 | 500 | 773 | 0 | 46.94 | 43.09 | 2 | 0
2030 | MISO_W_2_PJM_ROR | MISO_W | PJM_ROR | Internal | Summer | B9 | 800 | 773 | 0 | 46.94 | 41.09 | 2 | 0
2030 | MISO_W_2_PJM_ROR | MISO_W | PJM_ROR | Internal | Summer | B10 | 1262 | 773 | 0 | 41.3 | 41.09 | 2 | 0
2030 | MISO_W_2_PJM_ROR | MISO_W | PJM_ROR | Internal | Winter | B16 | 25 | 773 | 0 | 78.99 | 77.01 | 2 | 0
2030 | MISO_W_2_PJM_ROR | MISO_W | PJM_ROR | Internal | Winter | B17 | 100 | 773 | 649.61 | 59.78 | 61.78 | 2 | 0
2030 | MISO_W_2_PJM_ROR | MISO_W | PJM_ROR | Internal | Winter | B18 | 400 | 773 | 0 | 54.39 | 52.43 | 2 | 0
2030 | MISO_W_2_PJM_ROR | MISO_W | PJM_ROR | Internal | Winter | B19 | 700 | 773 | 0 | 52.59 | 49.89 | 2 | 0
2030 | MISO_W_2_PJM_ROR | MISO_W | PJM_ROR | Internal | Winter | B20 | 935 | 773 | 0 | 45.23 | 45.89 | 2 | 0
2030 | MISO_W_2_SPP_N | MISO_W | SPP_N | Internal | Shoulder | B11 | 25 | 3200 | 0 | 80.59 | 80.6 | 7 | 0
2030 | MISO_W_2_SPP_N | MISO_W | SPP_N | Internal | Shoulder | B12 | 200 | 3200 | 0 | 58.92 | 53.92 | 7 | 0
2030 | MISO_W_2_SPP_N | MISO_W | SPP_N | Internal | Shoulder | B13 | 600 | 3200 | 0 | 52.4 | 50.42 | 7 | 0
2030 | MISO_W_2_SPP_N | MISO_W | SPP_N | Internal | Shoulder | B14 | 900 | 3200 | 0 | 49.17 | 49 | 7 | 0
2030 | MISO_W_2_SPP_N | MISO_W | SPP_N | Internal | Shoulder | B15 | 1203 | 3200 | 0 | 44.66 | 46.15 | 7 | 0
2030 | MISO_W_2_SPP_N | MISO_W | SPP_N | Internal | Summer | B1 | 10 | 3200 | 0 | 99.13 | 94.13 | 7 | 0
2030 | MISO_W_2_SPP_N | MISO_W | SPP_N | Internal | Summer | B2 | 25 | 3200 | 0 | 83.68 | 80.98 | 7 | 0
2030 | MISO_W_2_SPP_N | MISO_W | SPP_N | Internal | Summer | B3 | 75 | 3200 | 0 | 85.97 | 80.98 | 7 | 0
2030 | MISO_W_2_SPP_N | MISO_W | SPP_N | Internal | Summer | B4 | 100 | 3200 | 0 | 80.07 | 80.08 | 7 | 0
2030 | MISO_W_2_SPP_N | MISO_W | SPP_N | Internal | Summer | B5 | 200 | 3200 | 0 | 78.5 | 78.51 | 7 | 0
2030 | MISO_W_2_SPP_N | MISO_W | SPP_N | Internal | Summer | B6 | 300 | 3200 | 0 | 74.88 | 69.88 | 7 | 0
2030 | MISO_W_2_SPP_N | MISO_W | SPP_N | Internal | Summer | B7 | 400 | 3200 | 398.89 | 52.76 | 59.76 | 7 | 0
2030 | MISO_W_2_SPP_N | MISO_W | SPP_N | Internal | Summer | B8 | 500 | 3200 | 0 | 46.94 | 49.47 | 7 | 0
2030 | MISO_W_2_SPP_N | MISO_W | SPP_N | Internal | Summer | B9 | 800 | 3200 | 0 | 46.94 | 47.31 | 7 | 0
2030 | MISO_W_2_SPP_N | MISO_W | SPP_N | Internal | Summer | B10 | 1262 | 3200 | 0 | 41.3 | 44.26 | 7 | 0
2030 | MISO_W_2_SPP_N | MISO_W | SPP_N | Internal | Winter | B16 | 25 | 3200 | 0 | 78.99 | 79.01 | 7 | 0
2030 | MISO_W_2_SPP_N | MISO_W | SPP_N | Internal | Winter | B17 | 100 | 3200 | 0 | 59.78 | 54.79 | 7 | 0
2030 | MISO_W_2_SPP_N | MISO_W | SPP_N | Internal | Winter | B18 | 400 | 3200 | 0 | 54.39 | 52.36 | 7 | 0
2030 | MISO_W_2_SPP_N | MISO_W | SPP_N | Internal | Winter | B19 | 700 | 3200 | 0 | 52.59 | 52.35 | 7 | 0
2030 | MISO_W_2_SPP_N | MISO_W | SPP_N | Internal | Winter | B20 | 935 | 3200 | 0 | 45.23 | 48.82 | 7 | 0
2030 | MISO_WUMS_2_MISO_MI | MISO_WUMS | MISO_MI | Internal | Shoulder | B11 | 25 | 99 | 0 | 67.95 | 67.95 | 0.01 | 0
2030 | MISO_WUMS_2_MISO_MI | MISO_WUMS | MISO_MI | Internal | Shoulder | B12 | 200 | 99 | 25.41 | 58.91 | 58.92 | 0.01 | 0
2030 | MISO_WUMS_2_MISO_MI | MISO_WUMS | MISO_MI | Internal | Shoulder | B13 | 600 | 99 | 99 | 50.95 | 52.39 | 0.01 | 1.43
2030 | MISO_WUMS_2_MISO_MI | MISO_WUMS | MISO_MI | Internal | Shoulder | B14 | 900 | 99 | 99 | 46.08 | 48.38 | 0.01 | 2.29
2030 | MISO_WUMS_2_MISO_MI | MISO_WUMS | MISO_MI | Internal | Shoulder | B15 | 1203 | 99 | 0 | 42.91 | 42.76 | 0.01 | 0
2030 | MISO_WUMS_2_MISO_MI | MISO_WUMS | MISO_MI | Internal | Summer | B1 | 10 | 99 | 99 | 73.13 | 99.13 | 0.01 | 25.99
2030 | MISO_WUMS_2_MISO_MI | MISO_WUMS | MISO_MI | Internal | Summer | B2 | 25 | 99 | 99 | 73.13 | 82.53 | 0.01 | 9.38
2030 | MISO_WUMS_2_MISO_MI | MISO_WUMS | MISO_MI | Internal | Summer | B3 | 75 | 99 | 99 | 73.13 | 77.03 | 0.01 | 3.89
2030 | MISO_WUMS_2_MISO_MI | MISO_WUMS | MISO_MI | Internal | Summer | B4 | 100 | 99 | 99 | 73.13 | 75.17 | 0.01 | 2.03
2030 | MISO_WUMS_2_MISO_MI | MISO_WUMS | MISO_MI | Internal | Summer | B5 | 200 | 99 | 99 | 70.23 | 70.49 | 0.01 | 0.25
2030 | MISO_WUMS_2_MISO_MI | MISO_WUMS | MISO_MI | Internal | Summer | B6 | 300 | 99 | 99 | 55.16 | 58.33 | 0.01 | 3.16
2030 | MISO_WUMS_2_MISO_MI | MISO_WUMS | MISO_MI | Internal | Summer | B7 | 400 | 99 | 99 | 44.77 | 48.77 | 0.01 | 3.99
2030 | MISO_WUMS_2_MISO_MI | MISO_WUMS | MISO_MI | Internal | Summer | B8 | 500 | 99 | 99 | 44.48 | 44.97 | 0.01 | 0.48
2030 | MISO_WUMS_2_MISO_MI | MISO_WUMS | MISO_MI | Internal | Summer | B9 | 800 | 99 | 0 | 43.09 | 41.77 | 0.01 | 0
2030 | MISO_WUMS_2_MISO_MI | MISO_WUMS | MISO_MI | Internal | Summer | B10 | 1262 | 99 | 99 | 41.06 | 41.34 | 0.01 | 0.27
2030 | MISO_WUMS_2_MISO_MI | MISO_WUMS | MISO_MI | Internal | Winter | B16 | 25 | 99 | 0 | 79.01 | 78.98 | 0.01 | 0
2030 | MISO_WUMS_2_MISO_MI | MISO_WUMS | MISO_MI | Internal | Winter | B17 | 100 | 99 | 46.66 | 59.78 | 59.79 | 0.01 | 0
2030 | MISO_WUMS_2_MISO_MI | MISO_WUMS | MISO_MI | Internal | Winter | B18 | 400 | 99 | 0 | 54.38 | 52.48 | 0.01 | 0
2030 | MISO_WUMS_2_MISO_MI | MISO_WUMS | MISO_MI | Internal | Winter | B19 | 700 | 99 | 0 | 49.96 | 47.9 | 0.01 | 0
2030 | MISO_WUMS_2_MISO_MI | MISO_WUMS | MISO_MI | Internal | Winter | B20 | 935 | 99 | 99 | 45.24 | 45.53 | 0.01 | 0.28
2030 | MISO_WUMS_2_MISO_W | MISO_WUMS | MISO_W | Internal | Shoulder | B11 | 25 | 1137 | 1137 | 67.95 | 80.59 | 0.01 | 12.62
2030 | MISO_WUMS_2_MISO_W | MISO_WUMS | MISO_W | Internal | Shoulder | B12 | 200 | 1137 | 890.61 | 58.91 | 58.92 | 0.01 | 0
2030 | MISO_WUMS_2_MISO_W | MISO_WUMS | MISO_W | Internal | Shoulder | B13 | 600 | 1137 | 1137 | 50.95 | 52.4 | 0.01 | 1.44
2030 | MISO_WUMS_2_MISO_W | MISO_WUMS | MISO_W | Internal | Shoulder | B14 | 900 | 1137 | 1137 | 46.08 | 49.17 | 0.01 | 3.08
2030 | MISO_WUMS_2_MISO_W | MISO_WUMS | MISO_W | Internal | Shoulder | B15 | 1203 | 1137 | 1137 | 42.91 | 44.66 | 0.01 | 1.73
2030 | MISO_WUMS_2_MISO_W | MISO_WUMS | MISO_W | Internal | Summer | B1 | 10 | 1137 | 1137 | 73.13 | 99.13 | 0.01 | 25.99
2030 | MISO_WUMS_2_MISO_W | MISO_WUMS | MISO_W | Internal | Summer | B2 | 25 | 1137 | 1137 | 73.13 | 83.68 | 0.01 | 10.53
2030 | MISO_WUMS_2_MISO_W | MISO_WUMS | MISO_W | Internal | Summer | B3 | 75 | 1137 | 1137 | 73.13 | 85.97 | 0.01 | 12.83
2030 | MISO_WUMS_2_MISO_W | MISO_WUMS | MISO_W | Internal | Summer | B4 | 100 | 1137 | 1137 | 73.13 | 80.07 | 0.01 | 6.92
2030 | MISO_WUMS_2_MISO_W | MISO_WUMS | MISO_W | Internal | Summer | B5 | 200 | 1137 | 1137 | 70.23 | 78.5 | 0.01 | 8.26
2030 | MISO_WUMS_2_MISO_W | MISO_WUMS | MISO_W | Internal | Summer | B6 | 300 | 1137 | 1137 | 55.16 | 74.88 | 0.01 | 19.71
2030 | MISO_WUMS_2_MISO_W | MISO_WUMS | MISO_W | Internal | Summer | B7 | 400 | 1137 | 1137 | 44.77 | 52.76 | 0.01 | 7.98
2030 | MISO_WUMS_2_MISO_W | MISO_WUMS | MISO_W | Internal | Summer | B8 | 500 | 1137 | 1137 | 44.48 | 46.94 | 0.01 | 2.44
2030 | MISO_WUMS_2_MISO_W | MISO_WUMS | MISO_W | Internal | Summer | B9 | 800 | 1137 | 1137 | 43.09 | 46.94 | 0.01 | 3.84
2030 | MISO_WUMS_2_MISO_W | MISO_WUMS | MISO_W | Internal | Summer | B10 | 1262 | 1137 | 1137 | 41.06 | 41.3 | 0.01 | 0.24
2030 | MISO_WUMS_2_MISO_W | MISO_WUMS | MISO_W | Internal | Winter | B16 | 25 | 1137 | 0 | 79.01 | 78.99 | 0.01 | 0
2030 | MISO_WUMS_2_MISO_W | MISO_WUMS | MISO_W | Internal | Winter | B17 | 100 | 1137 | 0 | 59.78 | 59.78 | 0.01 | 0
2030 | MISO_WUMS_2_MISO_W | MISO_WUMS | MISO_W | Internal | Winter | B18 | 400 | 1137 | 733.83 | 54.38 | 54.39 | 0.01 | 0
2030 | MISO_WUMS_2_MISO_W | MISO_WUMS | MISO_W | Internal | Winter | B19 | 700 | 1137 | 1137 | 49.96 | 52.59 | 0.01 | 2.61
2030 | MISO_WUMS_2_MISO_W | MISO_WUMS | MISO_W | Internal | Winter | B20 | 935 | 1137 | 0 | 45.24 | 45.23 | 0.01 | 0
2030 | MISO_WUMS_2_PJM_ROR | MISO_WUMS | PJM_ROR | Internal | Shoulder | B11 | 25 | 1600 | 0 | 67.95 | 65.95 | 2 | 0
2030 | MISO_WUMS_2_PJM_ROR | MISO_WUMS | PJM_ROR | Internal | Shoulder | B12 | 200 | 1600 | 0 | 58.91 | 56.92 | 2 | 0
2030 | MISO_WUMS_2_PJM_ROR | MISO_WUMS | PJM_ROR | Internal | Shoulder | B13 | 600 | 1600 | 0 | 50.95 | 50.39 | 2 | 0
2030 | MISO_WUMS_2_PJM_ROR | MISO_WUMS | PJM_ROR | Internal | Shoulder | B14 | 900 | 1600 | 0 | 46.08 | 46.38 | 2 | 0
2030 | MISO_WUMS_2_PJM_ROR | MISO_WUMS | PJM_ROR | Internal | Shoulder | B15 | 1203 | 1600 | 0 | 42.91 | 42.66 | 2 | 0
2030 | MISO_WUMS_2_PJM_ROR | MISO_WUMS | PJM_ROR | Internal | Summer | B1 | 10 | 1600 | 1600 | 73.13 | 97.13 | 2 | 22
2030 | MISO_WUMS_2_PJM_ROR | MISO_WUMS | PJM_ROR | Internal | Summer | B2 | 25 | 1600 | 1600 | 73.13 | 80.53 | 2 | 5.4
2030 | MISO_WUMS_2_PJM_ROR | MISO_WUMS | PJM_ROR | Internal | Summer | B3 | 75 | 1600 | 0 | 73.13 | 75.03 | 2 | 0
2030 | MISO_WUMS_2_PJM_ROR | MISO_WUMS | PJM_ROR | Internal | Summer | B4 | 100 | 1600 | 0 | 73.13 | 73.18 | 2 | 0
2030 | MISO_WUMS_2_PJM_ROR | MISO_WUMS | PJM_ROR | Internal | Summer | B5 | 200 | 1600 | 0 | 70.23 | 68.23 | 2 | 0
2030 | MISO_WUMS_2_PJM_ROR | MISO_WUMS | PJM_ROR | Internal | Summer | B6 | 300 | 1600 | 165.65 | 55.16 | 57.16 | 2 | 0
2030 | MISO_WUMS_2_PJM_ROR | MISO_WUMS | PJM_ROR | Internal | Summer | B7 | 400 | 1600 | 654.97 | 44.77 | 46.77 | 2 | 0
2030 | MISO_WUMS_2_PJM_ROR | MISO_WUMS | PJM_ROR | Internal | Summer | B8 | 500 | 1600 | 0 | 44.48 | 43.09 | 2 | 0
2030 | MISO_WUMS_2_PJM_ROR | MISO_WUMS | PJM_ROR | Internal | Summer | B9 | 800 | 1600 | 0 | 43.09 | 41.09 | 2 | 0
2030 | MISO_WUMS_2_PJM_ROR | MISO_WUMS | PJM_ROR | Internal | Summer | B10 | 1262 | 1600 | 0 | 41.06 | 41.09 | 2 | 0
2030 | MISO_WUMS_2_PJM_ROR | MISO_WUMS | PJM_ROR | Internal | Winter | B16 | 25 | 1600 | 0 | 79.01 | 77.01 | 2 | 0
2030 | MISO_WUMS_2_PJM_ROR | MISO_WUMS | PJM_ROR | Internal | Winter | B17 | 100 | 1600 | 204.64 | 59.78 | 61.78 | 2 | 0
2030 | MISO_WUMS_2_PJM_ROR | MISO_WUMS | PJM_ROR | Internal | Winter | B18 | 400 | 1600 | 0 | 54.38 | 52.43 | 2 | 0
2030 | MISO_WUMS_2_PJM_ROR | MISO_WUMS | PJM_ROR | Internal | Winter | B19 | 700 | 1600 | 0 | 49.96 | 49.89 | 2 | 0
2030 | MISO_WUMS_2_PJM_ROR | MISO_WUMS | PJM_ROR | Internal | Winter | B20 | 935 | 1600 | 0 | 45.24 | 45.89 | 2 | 0
2030 | NE_2_MISO_W | NE | MISO_W | Internal | Shoulder | B11 | 25 | 1600 | 0 | 80.59 | 80.59 | 5 | 0
2030 | NE_2_MISO_W | NE | MISO_W | Internal | Shoulder | B12 | 200 | 1600 | 0 | 58.92 | 58.92 | 5 | 0
2030 | NE_2_MISO_W | NE | MISO_W | Internal | Shoulder | B13 | 600 | 1600 | 0 | 52.99 | 52.4 | 5 | 0
2030 | NE_2_MISO_W | NE | MISO_W | Internal | Shoulder | B14 | 900 | 1600 | 0 | 49.46 | 49.17 | 5 | 0
2030 | NE_2_MISO_W | NE | MISO_W | Internal | Shoulder | B15 | 1203 | 1600 | 0 | 46.14 | 44.66 | 5 | 0
2030 | NE_2_MISO_W | NE | MISO_W | Internal | Summer | B1 | 10 | 1600 | 321.69 | 94.13 | 99.13 | 5 | 0
2030 | NE_2_MISO_W | NE | MISO_W | Internal | Summer | B2 | 25 | 1600 | 0 | 81 | 83.68 | 5 | 0
2030 | NE_2_MISO_W | NE | MISO_W | Internal | Summer | B3 | 75 | 1600 | 12.95 | 80.97 | 85.97 | 5 | 0
2030 | NE_2_MISO_W | NE | MISO_W | Internal | Summer | B4 | 100 | 1600 | 0 | 80.07 | 80.07 | 5 | 0
2030 | NE_2_MISO_W | NE | MISO_W | Internal | Summer | B5 | 200 | 1600 | 0 | 78.5 | 78.5 | 5 | 0
2030 | NE_2_MISO_W | NE | MISO_W | Internal | Summer | B6 | 300 | 1600 | 0 | 74.88 | 74.88 | 5 | 0
2030 | NE_2_MISO_W | NE | MISO_W | Internal | Summer | B7 | 400 | 1600 | 0 | 59.75 | 52.76 | 5 | 0
2030 | NE_2_MISO_W | NE | MISO_W | Internal | Summer | B8 | 500 | 1600 | 0 | 49.46 | 46.94 | 5 | 0
2030 | NE_2_MISO_W | NE | MISO_W | Internal | Summer | B9 | 800 | 1600 | 0 | 47.3 | 46.94 | 5 | 0
2030 | NE_2_MISO_W | NE | MISO_W | Internal | Summer | B10 | 1262 | 1600 | 0 | 43.42 | 41.3 | 5 | 0
2030 | NE_2_MISO_W | NE | MISO_W | Internal | Winter | B16 | 25 | 1600 | 0 | 78.99 | 78.99 | 5 | 0
2030 | NE_2_MISO_W | NE | MISO_W | Internal | Winter | B17 | 100 | 1600 | 167.42 | 54.78 | 59.78 | 5 | 0
2030 | NE_2_MISO_W | NE | MISO_W | Internal | Winter | B18 | 400 | 1600 | 0 | 52.35 | 54.39 | 5 | 0
2030 | NE_2_MISO_W | NE | MISO_W | Internal | Winter | B19 | 700 | 1600 | 0 | 52.34 | 52.59 | 5 | 0
2030 | NE_2_MISO_W | NE | MISO_W | Internal | Winter | B20 | 935 | 1600 | 0 | 48.81 | 45.23 | 5 | 0
2030 | NE_2_SPP_N | NE | SPP_N | Internal | Shoulder | B11 | 25 | 1800 | 844.29 | 80.59 | 80.6 | 0.01 | 0
2030 | NE_2_SPP_N | NE | SPP_N | Internal | Shoulder | B12 | 200 | 1800 | 0 | 58.92 | 53.92 | 0.01 | 0
2030 | NE_2_SPP_N | NE | SPP_N | Internal | Shoulder | B13 | 600 | 1800 | 0 | 52.99 | 50.42 | 0.01 | 0
2030 | NE_2_SPP_N | NE | SPP_N | Internal | Shoulder | B14 | 900 | 1800 | 0 | 49.46 | 49 | 0.01 | 0
2030 | NE_2_SPP_N | NE | SPP_N | Internal | Shoulder | B15 | 1203 | 1800 | 257.5 | 46.14 | 46.15 | 0.01 | 0
2030 | NE_2_SPP_N | NE | SPP_N | Internal | Summer | B1 | 10 | 1800 | 0.03 | 94.13 | 94.13 | 0.01 | 0
2030 | NE_2_SPP_N | NE | SPP_N | Internal | Summer | B2 | 25 | 1800 | 0 | 81 | 80.98 | 0.01 | 0
2030 | NE_2_SPP_N | NE | SPP_N | Internal | Summer | B3 | 75 | 1800 | 20.33 | 80.97 | 80.98 | 0.01 | 0
2030 | NE_2_SPP_N | NE | SPP_N | Internal | Summer | B4 | 100 | 1800 | 252.42 | 80.07 | 80.08 | 0.01 | 0
2030 | NE_2_SPP_N | NE | SPP_N | Internal | Summer | B5 | 200 | 1800 | 209.45 | 78.5 | 78.51 | 0.01 | 0
2030 | NE_2_SPP_N | NE | SPP_N | Internal | Summer | B6 | 300 | 1800 | 0 | 74.88 | 69.88 | 0.01 | 0
2030 | NE_2_SPP_N | NE | SPP_N | Internal | Summer | B7 | 400 | 1800 | 984.78 | 59.75 | 59.76 | 0.01 | 0
2030 | NE_2_SPP_N | NE | SPP_N | Internal | Summer | B8 | 500 | 1800 | 1202.36 | 49.46 | 49.47 | 0.01 | 0
2030 | NE_2_SPP_N | NE | SPP_N | Internal | Summer | B9 | 800 | 1800 | 1194.57 | 47.3 | 47.31 | 0.01 | 0
2030 | NE_2_SPP_N | NE | SPP_N | Internal | Summer | B10 | 1262 | 1800 | 1800 | 43.42 | 44.26 | 0.01 | 0.83
2030 | NE_2_SPP_N | NE | SPP_N | Internal | Winter | B16 | 25 | 1800 | 1234.35 | 78.99 | 79.01 | 0.01 | 0
2030 | NE_2_SPP_N | NE | SPP_N | Internal | Winter | B17 | 100 | 1800 | 121.89 | 54.78 | 54.79 | 0.01 | 0
2030 | NE_2_SPP_N | NE | SPP_N | Internal | Winter | B18 | 400 | 1800 | 414.26 | 52.35 | 52.36 | 0.01 | 0
2030 | NE_2_SPP_N | NE | SPP_N | Internal | Winter | B19 | 700 | 1800 | 492.68 | 52.34 | 52.35 | 0.01 | 0
2030 | NE_2_SPP_N | NE | SPP_N | Internal | Winter | B20 | 935 | 1800 | 1391.45 | 48.81 | 48.82 | 0.01 | 0
2030 | NEISO_2_NYISO_A-F | NEISO | NYISO_A-F | Internal | Shoulder | B11 | 25 | 600 | 600 | 43.84 | 55.87 | 3 | 9.03
2030 | NEISO_2_NYISO_A-F | NEISO | NYISO_A-F | Internal | Shoulder | B12 | 200 | 600 | 600 | 43.84 | 51.56 | 3 | 4.72
2030 | NEISO_2_NYISO_A-F | NEISO | NYISO_A-F | Internal | Shoulder | B13 | 600 | 600 | 600 | 43.84 | 50.15 | 3 | 3.32
2030 | NEISO_2_NYISO_A-F | NEISO | NYISO_A-F | Internal | Shoulder | B14 | 900 | 600 | 600 | 43.84 | 46.99 | 3 | 0.15
2030 | NEISO_2_NYISO_A-F | NEISO | NYISO_A-F | Internal | Shoulder | B15 | 1203 | 600 | 600 | 43.84 | 46.85 | 3 | 0.01
2030 | NEISO_2_NYISO_A-F | NEISO | NYISO_A-F | Internal | Summer | B1 | 10 | 600 | 0 | 102.15 | 99.13 | 3 | 0
2030 | NEISO_2_NYISO_A-F | NEISO | NYISO_A-F | Internal | Summer | B2 | 25 | 600 | 0 | 91.5 | 88.5 | 3 | 0
2030 | NEISO_2_NYISO_A-F | NEISO | NYISO_A-F | Internal | Summer | B3 | 75 | 600 | 0 | 64.07 | 67.05 | 3 | 0
2030 | NEISO_2_NYISO_A-F | NEISO | NYISO_A-F | Internal | Summer | B4 | 100 | 600 | 600 | 56.26 | 61.95 | 3 | 2.68
2030 | NEISO_2_NYISO_A-F | NEISO | NYISO_A-F | Internal | Summer | B5 | 200 | 600 | 418.79 | 54.82 | 57.82 | 3 | 0
2030 | NEISO_2_NYISO_A-F | NEISO | NYISO_A-F | Internal | Summer | B6 | 300 | 600 | 600 | 44.42 | 50.1 | 3 | 2.68
2030 | NEISO_2_NYISO_A-F | NEISO | NYISO_A-F | Internal | Summer | B7 | 400 | 600 | 600 | 40.42 | 50.1 | 3 | 6.68
2030 | NEISO_2_NYISO_A-F | NEISO | NYISO_A-F | Internal | Summer | B8 | 500 | 600 | 600 | 40.42 | 45.67 | 3 | 2.25
2030 | NEISO_2_NYISO_A-F | NEISO | NYISO_A-F | Internal | Summer | B9 | 800 | 600 | 600 | 40.42 | 44.74 | 3 | 1.32
2030 | NEISO_2_NYISO_A-F | NEISO | NYISO_A-F | Internal | Summer | B10 | 1262 | 600 | 600 | 40.42 | 44.74 | 3 | 1.32
2030 | NEISO_2_NYISO_A-F | NEISO | NYISO_A-F | Internal | Winter | B16 | 25 | 600 | 600 | 54.4 | 60.28 | 3 | 2.88
2030 | NEISO_2_NYISO_A-F | NEISO | NYISO_A-F | Internal | Winter | B17 | 100 | 600 | 0 | 54.4 | 56.38 | 3 | 0
2030 | NEISO_2_NYISO_A-F | NEISO | NYISO_A-F | Internal | Winter | B18 | 400 | 600 | 0 | 54.4 | 56.38 | 3 | 0
2030 | NEISO_2_NYISO_A-F | NEISO | NYISO_A-F | Internal | Winter | B19 | 700 | 600 | 0 | 54.4 | 54.52 | 3 | 0
2030 | NEISO_2_NYISO_A-F | NEISO | NYISO_A-F | Internal | Winter | B20 | 935 | 600 | 0 | 54.4 | 53.92 | 3 | 0
2030 | NEISO_2_NYISO_G-I | NEISO | NYISO_G-I | Internal | Shoulder | B11 | 25 | 600 | 600 | 43.84 | 55.88 | 3 | 9.04
2030 | NEISO_2_NYISO_G-I | NEISO | NYISO_G-I | Internal | Shoulder | B12 | 200 | 600 | 600 | 43.84 | 51.57 | 3 | 4.73
2030 | NEISO_2_NYISO_G-I | NEISO | NYISO_G-I | Internal | Shoulder | B13 | 600 | 600 | 600 | 43.84 | 50.17 | 3 | 3.33
2030 | NEISO_2_NYISO_G-I | NEISO | NYISO_G-I | Internal | Shoulder | B14 | 900 | 600 | 600 | 43.84 | 47.01 | 3 | 0.17
2030 | NEISO_2_NYISO_G-I | NEISO | NYISO_G-I | Internal | Shoulder | B15 | 1203 | 600 | 524.81 | 43.84 | 46.84 | 3 | 0
2030 | NEISO_2_NYISO_G-I | NEISO | NYISO_G-I | Internal | Summer | B1 | 10 | 600 | 0 | 102.15 | 99.15 | 3 | 0
2030 | NEISO_2_NYISO_G-I | NEISO | NYISO_G-I | Internal | Summer | B2 | 25 | 600 | 0 | 91.5 | 88.52 | 3 | 0
2030 | NEISO_2_NYISO_G-I | NEISO | NYISO_G-I | Internal | Summer | B3 | 75 | 600 | 0 | 64.07 | 67.06 | 3 | 0
2030 | NEISO_2_NYISO_G-I | NEISO | NYISO_G-I | Internal | Summer | B4 | 100 | 600 | 600 | 56.26 | 61.96 | 3 | 2.7
2030 | NEISO_2_NYISO_G-I | NEISO | NYISO_G-I | Internal | Summer | B5 | 200 | 600 | 600 | 54.82 | 57.83 | 3 | 0.01
2030 | NEISO_2_NYISO_G-I | NEISO | NYISO_G-I | Internal | Summer | B6 | 300 | 600 | 600 | 44.42 | 50.11 | 3 | 2.69
2030 | NEISO_2_NYISO_G-I | NEISO | NYISO_G-I | Internal | Summer | B7 | 400 | 600 | 600 | 40.42 | 50.11 | 3 | 6.69
2030 | NEISO_2_NYISO_G-I | NEISO | NYISO_G-I | Internal | Summer | B8 | 500 | 600 | 600 | 40.42 | 45.69 | 3 | 2.27
2030 | NEISO_2_NYISO_G-I | NEISO | NYISO_G-I | Internal | Summer | B9 | 800 | 600 | 600 | 40.42 | 44.75 | 3 | 1.33
2030 | NEISO_2_NYISO_G-I | NEISO | NYISO_G-I | Internal | Summer | B10 | 1262 | 600 | 600 | 40.42 | 44.73 | 3 | 1.31
2030 | NEISO_2_NYISO_G-I | NEISO | NYISO_G-I | Internal | Winter | B16 | 25 | 600 | 600 | 54.4 | 69.01 | 3 | 11.61
2030 | NEISO_2_NYISO_G-I | NEISO | NYISO_G-I | Internal | Winter | B17 | 100 | 600 | 0 | 54.4 | 56.39 | 3 | 0
2030 | NEISO_2_NYISO_G-I | NEISO | NYISO_G-I | Internal | Winter | B18 | 400 | 600 | 0 | 54.4 | 56.39 | 3 | 0
2030 | NEISO_2_NYISO_G-I | NEISO | NYISO_G-I | Internal | Winter | B19 | 700 | 600 | 0 | 54.4 | 54.53 | 3 | 0
2030 | NEISO_2_NYISO_G-I | NEISO | NYISO_G-I | Internal | Winter | B20 | 935 | 600 | 0 | 54.4 | 53.94 | 3 | 0
2030 | NEISO_2_NYISO_J-K | NEISO | NYISO_J-K | Internal | Shoulder | B11 | 25 | 430 | 430 | 43.84 | 62.94 | 3 | 16.1
2030 | NEISO_2_NYISO_J-K | NEISO | NYISO_J-K | Internal | Shoulder | B12 | 200 | 430 | 430 | 43.84 | 62.94 | 3 | 16.1
2030 | NEISO_2_NYISO_J-K | NEISO | NYISO_J-K | Internal | Shoulder | B13 | 600 | 430 | 430 | 43.84 | 62.94 | 3 | 16.1
2030 | NEISO_2_NYISO_J-K | NEISO | NYISO_J-K | Internal | Shoulder | B14 | 900 | 430 | 430 | 43.84 | 47.25 | 3 | 0.41
2030 | NEISO_2_NYISO_J-K | NEISO | NYISO_J-K | Internal | Shoulder | B15 | 1203 | 430 | 430 | 43.84 | 46.85 | 3 | 0.01
2030 | NEISO_2_NYISO_J-K | NEISO | NYISO_J-K | Internal | Summer | B1 | 10 | 430 | 0 | 102.15 | 99.16 | 3 | 0
2030 | NEISO_2_NYISO_J-K | NEISO | NYISO_J-K | Internal | Summer | B2 | 25 | 430 | 0 | 91.5 | 88.53 | 3 | 0
2030 | NEISO_2_NYISO_J-K | NEISO | NYISO_J-K | Internal | Summer | B3 | 75 | 430 | 344.59 | 64.07 | 67.07 | 3 | 0
2030 | NEISO_2_NYISO_J-K | NEISO | NYISO_J-K | Internal | Summer | B4 | 100 | 430 | 430 | 56.26 | 61.97 | 3 | 2.71
2030 | NEISO_2_NYISO_J-K | NEISO | NYISO_J-K | Internal | Summer | B5 | 200 | 430 | 430 | 54.82 | 57.85 | 3 | 0.02
2030 | NEISO_2_NYISO_J-K | NEISO | NYISO_J-K | Internal | Summer | B6 | 300 | 430 | 430 | 44.42 | 57.85 | 3 | 10.43
2030 | NEISO_2_NYISO_J-K | NEISO | NYISO_J-K | Internal | Summer | B7 | 400 | 430 | 430 | 40.42 | 57.85 | 3 | 14.43
2030 | NEISO_2_NYISO_J-K | NEISO | NYISO_J-K | Internal | Summer | B8 | 500 | 430 | 430 | 40.42 | 57.85 | 3 | 14.43
2030 | NEISO_2_NYISO_J-K | NEISO | NYISO_J-K | Internal | Summer | B9 | 800 | 430 | 430 | 40.42 | 56.39 | 3 | 12.97
2030 | NEISO_2_NYISO_J-K | NEISO | NYISO_J-K | Internal | Summer | B10 | 1262 | 430 | 430 | 40.42 | 44.74 | 3 | 1.32
2030 | NEISO_2_NYISO_J-K | NEISO | NYISO_J-K | Internal | Winter | B16 | 25 | 430 | 430 | 54.4 | 80.72 | 3 | 23.32
2030 | NEISO_2_NYISO_J-K | NEISO | NYISO_J-K | Internal | Winter | B17 | 100 | 430 | 430 | 54.4 | 80.72 | 3 | 23.32
2030 | NEISO_2_NYISO_J-K | NEISO | NYISO_J-K | Internal | Winter | B18 | 400 | 430 | 430 | 54.4 | 80.72 | 3 | 23.32
2030 | NEISO_2_NYISO_J-K | NEISO | NYISO_J-K | Internal | Winter | B19 | 700 | 430 | 430 | 54.4 | 60.42 | 3 | 3.02
2030 | NEISO_2_NYISO_J-K | NEISO | NYISO_J-K | Internal | Winter | B20 | 935 | 430 | 0 | 54.4 | 56.77 | 3 | 0
2030 | NonRTO_Midwest_2_MISO_IN | NonRTO_Midwest | MISO_IN | Internal | Shoulder | B11 | 25 | 4450 | 0 | 75.96 | 67.96 | 8 | 0
2030 | NonRTO_Midwest_2_MISO_IN | NonRTO_Midwest | MISO_IN | Internal | Shoulder | B12 | 200 | 4450 | 0 | 66.91 | 58.91 | 8 | 0
2030 | NonRTO_Midwest_2_MISO_IN | NonRTO_Midwest | MISO_IN | Internal | Shoulder | B13 | 600 | 4450 | 0 | 53.2 | 52.38 | 8 | 0
2030 | NonRTO_Midwest_2_MISO_IN | NonRTO_Midwest | MISO_IN | Internal | Shoulder | B14 | 900 | 4450 | 0 | 46.45 | 48.37 | 8 | 0
2030 | NonRTO_Midwest_2_MISO_IN | NonRTO_Midwest | MISO_IN | Internal | Shoulder | B15 | 1203 | 4450 | 0 | 46.45 | 42.74 | 8 | 0
2030 | NonRTO_Midwest_2_MISO_IN | NonRTO_Midwest | MISO_IN | Internal | Summer | B1 | 10 | 4450 | 525.74 | 91.12 | 99.12 | 8 | 0
2030 | NonRTO_Midwest_2_MISO_IN | NonRTO_Midwest | MISO_IN | Internal | Summer | B2 | 25 | 4450 | 0 | 81.89 | 82.52 | 8 | 0
2030 | NonRTO_Midwest_2_MISO_IN | NonRTO_Midwest | MISO_IN | Internal | Summer | B3 | 75 | 4450 | 0 | 81.89 | 77.02 | 8 | 0
2030 | NonRTO_Midwest_2_MISO_IN | NonRTO_Midwest | MISO_IN | Internal | Summer | B4 | 100 | 4450 | 0 | 81.89 | 75.18 | 8 | 0
2030 | NonRTO_Midwest_2_MISO_IN | NonRTO_Midwest | MISO_IN | Internal | Summer | B5 | 200 | 4450 | 0 | 78.5 | 70.5 | 8 | 0
2030 | NonRTO_Midwest_2_MISO_IN | NonRTO_Midwest | MISO_IN | Internal | Summer | B6 | 300 | 4450 | 0 | 66.31 | 58.31 | 8 | 0
2030 | NonRTO_Midwest_2_MISO_IN | NonRTO_Midwest | MISO_IN | Internal | Summer | B7 | 400 | 4450 | 0 | 51.7 | 48.76 | 8 | 0
2030 | NonRTO_Midwest_2_MISO_IN | NonRTO_Midwest | MISO_IN | Internal | Summer | B8 | 500 | 4450 | 0 | 44.93 | 44.79 | 8 | 0
2030 | NonRTO_Midwest_2_MISO_IN | NonRTO_Midwest | MISO_IN | Internal | Summer | B9 | 800 | 4450 | 0 | 44.93 | 41.76 | 8 | 0
2030 | NonRTO_Midwest_2_MISO_IN | NonRTO_Midwest | MISO_IN | Internal | Summer | B10 | 1262 | 4450 | 0 | 39.4 | 41.33 | 8 | 0
2030 | NonRTO_Midwest_2_MISO_IN | NonRTO_Midwest | MISO_IN | Internal | Winter | B16 | 25 | 4450 | 0 | 86.99 | 78.99 | 8 | 0
2030 | NonRTO_Midwest_2_MISO_IN | NonRTO_Midwest | MISO_IN | Internal | Winter | B17 | 100 | 4450 | 0 | 67.78 | 59.78 | 8 | 0
2030 | NonRTO_Midwest_2_MISO_IN | NonRTO_Midwest | MISO_IN | Internal | Winter | B18 | 400 | 4450 | 0 | 58.89 | 52.47 | 8 | 0
2030 | NonRTO_Midwest_2_MISO_IN | NonRTO_Midwest | MISO_IN | Internal | Winter | B19 | 700 | 4450 | 0 | 49.44 | 47.89 | 8 | 0
2030 | NonRTO_Midwest_2_MISO_IN | NonRTO_Midwest | MISO_IN | Internal | Winter | B20 | 935 | 4450 | 0 | 46.32 | 45.52 | 8 | 0
2030 | NonRTO_Midwest_2_TVA_Transmission | NonRTO_Midwest | TVA_Transmission | Internal | Shoulder | B11 | 25 | 2400 | 0 | 75.96 | 71.95 | 8 | 0
2030 | NonRTO_Midwest_2_TVA_Transmission | NonRTO_Midwest | TVA_Transmission | Internal | Shoulder | B12 | 200 | 2400 | 0 | 66.91 | 58.51 | 8 | 0
2030 | NonRTO_Midwest_2_TVA_Transmission | NonRTO_Midwest | TVA_Transmission | Internal | Shoulder | B13 | 600 | 2400 | 0 | 53.2 | 52.97 | 8 | 0
2030 | NonRTO_Midwest_2_TVA_Transmission | NonRTO_Midwest | TVA_Transmission | Internal | Shoulder | B14 | 900 | 2400 | 0 | 46.45 | 51.28 | 8 | 0
2030 | NonRTO_Midwest_2_TVA_Transmission | NonRTO_Midwest | TVA_Transmission | Internal | Shoulder | B15 | 1203 | 2400 | 0 | 46.45 | 48.66 | 8 | 0
2030 | NonRTO_Midwest_2_TVA_Transmission | NonRTO_Midwest | TVA_Transmission | Internal | Summer | B1 | 10 | 2400 | 0 | 91.12 | 96.53 | 8 | 0
2030 | NonRTO_Midwest_2_TVA_Transmission | NonRTO_Midwest | TVA_Transmission | Internal | Summer | B2 | 25 | 2400 | 0 | 81.89 | 86.53 | 8 | 0
2030 | NonRTO_Midwest_2_TVA_Transmission | NonRTO_Midwest | TVA_Transmission | Internal | Summer | B3 | 75 | 2400 | 0 | 81.89 | 80.5 | 8 | 0
2030 | NonRTO_Midwest_2_TVA_Transmission | NonRTO_Midwest | TVA_Transmission | Internal | Summer | B4 | 100 | 2400 | 0 | 81.89 | 80.01 | 8 | 0
2030 | NonRTO_Midwest_2_TVA_Transmission | NonRTO_Midwest | TVA_Transmission | Internal | Summer | B5 | 200 | 2400 | 0 | 78.5 | 74.61 | 8 | 0
2030 | NonRTO_Midwest_2_TVA_Transmission | NonRTO_Midwest | TVA_Transmission | Internal | Summer | B6 | 300 | 2400 | 0 | 66.31 | 63.16 | 8 | 0
2030 | NonRTO_Midwest_2_TVA_Transmission | NonRTO_Midwest | TVA_Transmission | Internal | Summer | B7 | 400 | 2400 | 0 | 51.7 | 51.87 | 8 | 0
2030 | NonRTO_Midwest_2_TVA_Transmission | NonRTO_Midwest | TVA_Transmission | Internal | Summer | B8 | 500 | 2400 | 0 | 44.93 | 47.21 | 8 | 0
2030 | NonRTO_Midwest_2_TVA_Transmission | NonRTO_Midwest | TVA_Transmission | Internal | Summer | B9 | 800 | 2400 | 0 | 44.93 | 46.15 | 8 | 0
2030 | NonRTO_Midwest_2_TVA_Transmission | NonRTO_Midwest | TVA_Transmission | Internal | Summer | B10 | 1262 | 2400 | 0 | 39.4 | 45.82 | 8 | 0
2030 | NonRTO_Midwest_2_TVA_Transmission | NonRTO_Midwest | TVA_Transmission | Internal | Winter | B16 | 25 | 2400 | 0 | 86.99 | 83.01 | 8 | 0
2030 | NonRTO_Midwest_2_TVA_Transmission | NonRTO_Midwest | TVA_Transmission | Internal | Winter | B17 | 100 | 2400 | 0 | 67.78 | 60.75 | 8 | 0
2030 | NonRTO_Midwest_2_TVA_Transmission | NonRTO_Midwest | TVA_Transmission | Internal | Winter | B18 | 400 | 2400 | 0 | 58.89 | 55.71 | 8 | 0
2030 | NonRTO_Midwest_2_TVA_Transmission | NonRTO_Midwest | TVA_Transmission | Internal | Winter | B19 | 700 | 2400 | 0 | 49.44 | 54.25 | 8 | 0
2030 | NonRTO_Midwest_2_TVA_Transmission | NonRTO_Midwest | TVA_Transmission | Internal | Winter | B20 | 935 | 2400 | 0 | 46.32 | 50.22 | 8 | 0
2030 | NYISO_A-F_2_IESO | NYISO_A-F | IESO | Internal | Shoulder | B11 | 25 | 1600 | 0 | 55.87 | 47.46 | 7 | 0
2030 | NYISO_A-F_2_IESO | NYISO_A-F | IESO | Internal | Shoulder | B12 | 200 | 1600 | 0 | 51.56 | 47.01 | 7 | 0
2030 | NYISO_A-F_2_IESO | NYISO_A-F | IESO | Internal | Shoulder | B13 | 600 | 1600 | 0 | 50.15 | 47.01 | 7 | 0
2030 | NYISO_A-F_2_IESO | NYISO_A-F | IESO | Internal | Shoulder | B14 | 900 | 1600 | 0 | 46.99 | 47.01 | 7 | 0
2030 | NYISO_A-F_2_IESO | NYISO_A-F | IESO | Internal | Shoulder | B15 | 1203 | 1600 | 0 | 46.85 | 47.01 | 7 | 0
2030 | NYISO_A-F_2_IESO | NYISO_A-F | IESO | Internal | Summer | B1 | 10 | 1600 | 0 | 99.13 | 92.13 | 7 | 0
2030 | NYISO_A-F_2_IESO | NYISO_A-F | IESO | Internal | Summer | B2 | 25 | 1600 | 0 | 88.5 | 81.5 | 7 | 0
2030 | NYISO_A-F_2_IESO | NYISO_A-F | IESO | Internal | Summer | B3 | 75 | 1600 | 0 | 67.05 | 70.03 | 7 | 0
2030 | NYISO_A-F_2_IESO | NYISO_A-F | IESO | Internal | Summer | B4 | 100 | 1600 | 0 | 61.95 | 54.95 | 7 | 0
2030 | NYISO_A-F_2_IESO | NYISO_A-F | IESO | Internal | Summer | B5 | 200 | 1600 | 0 | 57.82 | 50.82 | 7 | 0
2030 | NYISO_A-F_2_IESO | NYISO_A-F | IESO | Internal | Summer | B6 | 300 | 1600 | 0 | 50.1 | 46.12 | 7 | 0
2030 | NYISO_A-F_2_IESO | NYISO_A-F | IESO | Internal | Summer | B7 | 400 | 1600 | 0 | 50.1 | 45.76 | 7 | 0
2030 | NYISO_A-F_2_IESO | NYISO_A-F | IESO | Internal | Summer | B8 | 500 | 1600 | 0 | 45.67 | 45.52 | 7 | 0
2030 | NYISO_A-F_2_IESO | NYISO_A-F | IESO | Internal | Summer | B9 | 800 | 1600 | 0 | 44.74 | 45.52 | 7 | 0
2030 | NYISO_A-F_2_IESO | NYISO_A-F | IESO | Internal | Summer | B10 | 1262 | 1600 | 0 | 44.74 | 45.52 | 7 | 0
2030 | NYISO_A-F_2_IESO | NYISO_A-F | IESO | Internal | Winter | B16 | 25 | 1600 | 0 | 60.28 | 53.28 | 7 | 0
2030 | NYISO_A-F_2_IESO | NYISO_A-F | IESO | Internal | Winter | B17 | 100 | 1600 | 0 | 56.38 | 49.38 | 7 | 0
2030 | NYISO_A-F_2_IESO | NYISO_A-F | IESO | Internal | Winter | B18 | 400 | 1600 | 0 | 56.38 | 49.38 | 7 | 0
2030 | NYISO_A-F_2_IESO | NYISO_A-F | IESO | Internal | Winter | B19 | 700 | 1600 | 0 | 54.52 | 49.38 | 7 | 0
2030 | NYISO_A-F_2_IESO | NYISO_A-F | IESO | Internal | Winter | B20 | 935 | 1600 | 0 | 53.92 | 49.38 | 7 | 0
2030 | NYISO_A-F_2_NEISO | NYISO_A-F | NEISO | Internal | Shoulder | B11 | 25 | 600 | 0 | 55.87 | 43.84 | 3 | 0
2030 | NYISO_A-F_2_NEISO | NYISO_A-F | NEISO | Internal | Shoulder | B12 | 200 | 600 | 0 | 51.56 | 43.84 | 3 | 0
2030 | NYISO_A-F_2_NEISO | NYISO_A-F | NEISO | Internal | Shoulder | B13 | 600 | 600 | 0 | 50.15 | 43.84 | 3 | 0
2030 | NYISO_A-F_2_NEISO | NYISO_A-F | NEISO | Internal | Shoulder | B14 | 900 | 600 | 0 | 46.99 | 43.84 | 3 | 0
2030 | NYISO_A-F_2_NEISO | NYISO_A-F | NEISO | Internal | Shoulder | B15 | 1203 | 600 | 0 | 46.85 | 43.84 | 3 | 0
2030 | NYISO_A-F_2_NEISO | NYISO_A-F | NEISO | Internal | Summer | B1 | 10 | 600 | 599.99 | 99.13 | 102.15 | 3 | 0.01
2030 | NYISO_A-F_2_NEISO | NYISO_A-F | NEISO | Internal | Summer | B2 | 25 | 600 | 175.26 | 88.5 | 91.5 | 3 | 0
2030 | NYISO_A-F_2_NEISO | NYISO_A-F | NEISO | Internal | Summer | B3 | 75 | 600 | 0 | 67.05 | 64.07 | 3 | 0
2030 | NYISO_A-F_2_NEISO | NYISO_A-F | NEISO | Internal | Summer | B4 | 100 | 600 | 0 | 61.95 | 56.26 | 3 | 0
2030 | NYISO_A-F_2_NEISO | NYISO_A-F | NEISO | Internal | Summer | B5 | 200 | 600 | 0 | 57.82 | 54.82 | 3 | 0
2030 | NYISO_A-F_2_NEISO | NYISO_A-F | NEISO | Internal | Summer | B6 | 300 | 600 | 0 | 50.1 | 44.42 | 3 | 0
2030 | NYISO_A-F_2_NEISO | NYISO_A-F | NEISO | Internal | Summer | B7 | 400 | 600 | 0 | 50.1 | 40.42 | 3 | 0
2030 | NYISO_A-F_2_NEISO | NYISO_A-F | NEISO | Internal | Summer | B8 | 500 | 600 | 0 | 45.67 | 40.42 | 3 | 0
2030 | NYISO_A-F_2_NEISO | NYISO_A-F | NEISO | Internal | Summer | B9 | 800 | 600 | 0 | 44.74 | 40.42 | 3 | 0
2030 | NYISO_A-F_2_NEISO | NYISO_A-F | NEISO | Internal | Summer | B10 | 1262 | 600 | 0 | 44.74 | 40.42 | 3 | 0
2030 | NYISO_A-F_2_NEISO | NYISO_A-F | NEISO | Internal | Winter | B16 | 25 | 600 | 0 | 60.28 | 54.4 | 3 | 0
2030 | NYISO_A-F_2_NEISO | NYISO_A-F | NEISO | Internal | Winter | B17 | 100 | 600 | 0 | 56.38 | 54.4 | 3 | 0
2030 | NYISO_A-F_2_NEISO | NYISO_A-F | NEISO | Internal | Winter | B18 | 400 | 600 | 0 | 56.38 | 54.4 | 3 | 0
2030 | NYISO_A-F_2_NEISO | NYISO_A-F | NEISO | Internal | Winter | B19 | 700 | 600 | 0 | 54.52 | 54.4 | 3 | 0
2030 | NYISO_A-F_2_NEISO | NYISO_A-F | NEISO | Internal | Winter | B20 | 935 | 600 | 0 | 53.92 | 54.4 | 3 | 0
2030 | NYISO_A-F_2_NYISO_G-I | NYISO_A-F | NYISO_G-I | Internal | Shoulder | B11 | 25 | 4250 | 3526.91 | 55.87 | 55.88 | 0.01 | 0
2030 | NYISO_A-F_2_NYISO_G-I | NYISO_A-F | NYISO_G-I | Internal | Shoulder | B12 | 200 | 4250 | 1938.14 | 51.56 | 51.57 | 0.01 | 0
2030 | NYISO_A-F_2_NYISO_G-I | NYISO_A-F | NYISO_G-I | Internal | Shoulder | B13 | 600 | 4250 | 1768.9 | 50.15 | 50.17 | 0.01 | 0
2030 | NYISO_A-F_2_NYISO_G-I | NYISO_A-F | NYISO_G-I | Internal | Shoulder | B14 | 900 | 4250 | 1575.46 | 46.99 | 47.01 | 0.01 | 0
2030 | NYISO_A-F_2_NYISO_G-I | NYISO_A-F | NYISO_G-I | Internal | Shoulder | B15 | 1203 | 4250 | 0 | 46.85 | 46.84 | 0.01 | 0
2030 | NYISO_A-F_2_NYISO_G-I | NYISO_A-F | NYISO_G-I | Internal | Summer | B1 | 10 | 4250 | 2768.88 | 99.13 | 99.15 | 0.01 | 0
2030 | NYISO_A-F_2_NYISO_G-I | NYISO_A-F | NYISO_G-I | Internal | Summer | B2 | 25 | 4250 | 3093.38 | 88.5 | 88.52 | 0.01 | 0
2030 | NYISO_A-F_2_NYISO_G-I | NYISO_A-F | NYISO_G-I | Internal | Summer | B3 | 75 | 4250 | 2176.5 | 67.05 | 67.06 | 0.01 | 0
2030 | NYISO_A-F_2_NYISO_G-I | NYISO_A-F | NYISO_G-I | Internal | Summer | B4 | 100 | 4250 | 1648.86 | 61.95 | 61.96 | 0.01 | 0
2030 | NYISO_A-F_2_NYISO_G-I | NYISO_A-F | NYISO_G-I | Internal | Summer | B5 | 200 | 4250 | 2850.18 | 57.82 | 57.83 | 0.01 | 0
2030 | NYISO_A-F_2_NYISO_G-I | NYISO_A-F | NYISO_G-I | Internal | Summer | B6 | 300 | 4250 | 1999.96 | 50.1 | 50.11 | 0.01 | 0
2030 | NYISO_A-F_2_NYISO_G-I | NYISO_A-F | NYISO_G-I | Internal | Summer | B7 | 400 | 4250 | 1742.01 | 50.1 | 50.11 | 0.01 | 0
2030 | NYISO_A-F_2_NYISO_G-I | NYISO_A-F | NYISO_G-I | Internal | Summer | B8 | 500 | 4250 | 1551.65 | 45.67 | 45.69 | 0.01 | 0
2030 | NYISO_A-F_2_NYISO_G-I | NYISO_A-F | NYISO_G-I | Internal | Summer | B9 | 800 | 4250 | 1267.57 | 44.74 | 44.75 | 0.01 | 0
2030 | NYISO_A-F_2_NYISO_G-I | NYISO_A-F | NYISO_G-I | Internal | Summer | B10 | 1262 | 4250 | 0 | 44.74 | 44.73 | 0.01 | 0
2030 | NYISO_A-F_2_NYISO_G-I | NYISO_A-F | NYISO_G-I | Internal | Winter | B16 | 25 | 4250 | 4250 | 60.28 | 69.01 | 0.01 | 8.72
2030 | NYISO_A-F_2_NYISO_G-I | NYISO_A-F | NYISO_G-I | Internal | Winter | B17 | 100 | 4250 | 3687.96 | 56.38 | 56.39 | 0.01 | 0
2030 | NYISO_A-F_2_NYISO_G-I | NYISO_A-F | NYISO_G-I | Internal | Winter | B18 | 400 | 4250 | 3593.98 | 56.38 | 56.39 | 0.01 | 0
2030 | NYISO_A-F_2_NYISO_G-I | NYISO_A-F | NYISO_G-I | Internal | Winter | B19 | 700 | 4250 | 3357.66 | 54.52 | 54.53 | 0.01 | 0
2030 | NYISO_A-F_2_NYISO_G-I | NYISO_A-F | NYISO_G-I | Internal | Winter | B20 | 935 | 4250 | 2895.6 | 53.92 | 53.94 | 0.01 | 0
2030 | NYISO_A-F_2_PJM_ROM | NYISO_A-F | PJM_ROM | Internal | Shoulder | B11 | 25 | 1000 | 1000 | 55.87 | 65.96 | 8 | 2.09
2030 | NYISO_A-F_2_PJM_ROM | NYISO_A-F | PJM_ROM | Internal | Shoulder | B12 | 200 | 1000 | 0 | 51.56 | 56.93 | 8 | 0
2030 | NYISO_A-F_2_PJM_ROM | NYISO_A-F | PJM_ROM | Internal | Shoulder | B13 | 600 | 1000 | 0 | 50.15 | 50.4 | 8 | 0
2030 | NYISO_A-F_2_PJM_ROM | NYISO_A-F | PJM_ROM | Internal | Shoulder | B14 | 900 | 1000 | 0 | 46.99 | 47.21 | 8 | 0
2030 | NYISO_A-F_2_PJM_ROM | NYISO_A-F | PJM_ROM | Internal | Shoulder | B15 | 1203 | 1000 | 0 | 46.85 | 43.5 | 8 | 0
2030 | NYISO_A-F_2_PJM_ROM | NYISO_A-F | PJM_ROM | Internal | Summer | B1 | 10 | 1000 | 713.66 | 99.13 | 107.13 | 8 | 0
2030 | NYISO_A-F_2_PJM_ROM | NYISO_A-F | PJM_ROM | Internal | Summer | B2 | 25 | 1000 | 767.17 | 88.5 | 96.5 | 8 | 0
2030 | NYISO_A-F_2_PJM_ROM | NYISO_A-F | PJM_ROM | Internal | Summer | B3 | 75 | 1000 | 166.58 | 67.05 | 75.05 | 8 | 0
2030 | NYISO_A-F_2_PJM_ROM | NYISO_A-F | PJM_ROM | Internal | Summer | B4 | 100 | 1000 | 1000 | 61.95 | 73.19 | 8 | 3.24
2030 | NYISO_A-F_2_PJM_ROM | NYISO_A-F | PJM_ROM | Internal | Summer | B5 | 200 | 1000 | 1000 | 57.82 | 68.24 | 8 | 2.42
2030 | NYISO_A-F_2_PJM_ROM | NYISO_A-F | PJM_ROM | Internal | Summer | B6 | 300 | 1000 | 0 | 50.1 | 57.17 | 8 | 0
2030 | NYISO_A-F_2_PJM_ROM | NYISO_A-F | PJM_ROM | Internal | Summer | B7 | 400 | 1000 | 0 | 50.1 | 47.57 | 8 | 0
2030 | NYISO_A-F_2_PJM_ROM | NYISO_A-F | PJM_ROM | Internal | Summer | B8 | 500 | 1000 | 0 | 45.67 | 44.57 | 8 | 0
2030 | NYISO_A-F_2_PJM_ROM | NYISO_A-F | PJM_ROM | Internal | Summer | B9 | 800 | 1000 | 0 | 44.74 | 44.08 | 8 | 0
2030 | NYISO_A-F_2_PJM_ROM | NYISO_A-F | PJM_ROM | Internal | Summer | B10 | 1262 | 1000 | 0 | 44.74 | 41.1 | 8 | 0
2030 | NYISO_A-F_2_PJM_ROM | NYISO_A-F | PJM_ROM | Internal | Winter | B16 | 25 | 1000 | 1000 | 60.28 | 76.99 | 8 | 8.72
2030 | NYISO_A-F_2_PJM_ROM | NYISO_A-F | PJM_ROM | Internal | Winter | B17 | 100 | 1000 | 0 | 56.38 | 61.79 | 8 | 0
2030 | NYISO_A-F_2_PJM_ROM | NYISO_A-F | PJM_ROM | Internal | Winter | B18 | 400 | 1000 | 0 | 56.38 | 53.5 | 8 | 0
2030 | NYISO_A-F_2_PJM_ROM | NYISO_A-F | PJM_ROM | Internal | Winter | B19 | 700 | 1000 | 0 | 54.52 | 52.24 | 8 | 0
2030 | NYISO_A-F_2_PJM_ROM | NYISO_A-F | PJM_ROM | Internal | Winter | B20 | 935 | 1000 | 0 | 53.92 | 47.92 | 8 | 0
2030 | NYISO_G-I_2_NEISO | NYISO_G-I | NEISO | Internal | Shoulder | B11 | 25 | 600 | 0 | 55.88 | 43.84 | 3 | 0
2030 | NYISO_G-I_2_NEISO | NYISO_G-I | NEISO | Internal | Shoulder | B12 | 200 | 600 | 0 | 51.57 | 43.84 | 3 | 0
2030 | NYISO_G-I_2_NEISO | NYISO_G-I | NEISO | Internal | Shoulder | B13 | 600 | 600 | 0 | 50.17 | 43.84 | 3 | 0
2030 | NYISO_G-I_2_NEISO | NYISO_G-I | NEISO | Internal | Shoulder | B14 | 900 | 600 | 0 | 47.01 | 43.84 | 3 | 0
2030 | NYISO_G-I_2_NEISO | NYISO_G-I | NEISO | Internal | Shoulder | B15 | 1203 | 600 | 0 | 46.84 | 43.84 | 3 | 0
2030 | NYISO_G-I_2_NEISO | NYISO_G-I | NEISO | Internal | Summer | B1 | 10 | 600 | 206.87 | 99.15 | 102.15 | 3 | 0
2030 | NYISO_G-I_2_NEISO | NYISO_G-I | NEISO | Internal | Summer | B2 | 25 | 600 | 0 | 88.52 | 91.5 | 3 | 0
2030 | NYISO_G-I_2_NEISO | NYISO_G-I | NEISO | Internal | Summer | B3 | 75 | 600 | 0 | 67.06 | 64.07 | 3 | 0
2030 | NYISO_G-I_2_NEISO | NYISO_G-I | NEISO | Internal | Summer | B4 | 100 | 600 | 0 | 61.96 | 56.26 | 3 | 0
2030 | NYISO_G-I_2_NEISO | NYISO_G-I | NEISO | Internal | Summer | B5 | 200 | 600 | 0 | 57.83 | 54.82 | 3 | 0
2030 | NYISO_G-I_2_NEISO | NYISO_G-I | NEISO | Internal | Summer | B6 | 300 | 600 | 0 | 50.11 | 44.42 | 3 | 0
2030 | NYISO_G-I_2_NEISO | NYISO_G-I | NEISO | Internal | Summer | B7 | 400 | 600 | 0 | 50.11 | 40.42 | 3 | 0
2030 | NYISO_G-I_2_NEISO | NYISO_G-I | NEISO | Internal | Summer | B8 | 500 | 600 | 0 | 45.69 | 40.42 | 3 | 0
2030 | NYISO_G-I_2_NEISO | NYISO_G-I | NEISO | Internal | Summer | B9 | 800 | 600 | 0 | 44.75 | 40.42 | 3 | 0
2030 | NYISO_G-I_2_NEISO | NYISO_G-I | NEISO | Internal | Summer | B10 | 1262 | 600 | 0 | 44.73 | 40.42 | 3 | 0
2030 | NYISO_G-I_2_NEISO | NYISO_G-I | NEISO | Internal | Winter | B16 | 25 | 600 | 0 | 69.01 | 54.4 | 3 | 0
2030 | NYISO_G-I_2_NEISO | NYISO_G-I | NEISO | Internal | Winter | B17 | 100 | 600 | 0 | 56.39 | 54.4 | 3 | 0
2030 | NYISO_G-I_2_NEISO | NYISO_G-I | NEISO | Internal | Winter | B18 | 400 | 600 | 0 | 56.39 | 54.4 | 3 | 0
2030 | NYISO_G-I_2_NEISO | NYISO_G-I | NEISO | Internal | Winter | B19 | 700 | 600 | 0 | 54.53 | 54.4 | 3 | 0
2030 | NYISO_G-I_2_NEISO | NYISO_G-I | NEISO | Internal | Winter | B20 | 935 | 600 | 0 | 53.94 | 54.4 | 3 | 0
2030 | NYISO_G-I_2_NYISO_A-F | NYISO_G-I | NYISO_A-F | Internal | Shoulder | B11 | 25 | 1999 | 0 | 55.88 | 55.87 | 0.01 | 0
2030 | NYISO_G-I_2_NYISO_A-F | NYISO_G-I | NYISO_A-F | Internal | Shoulder | B12 | 200 | 1999 | 0 | 51.57 | 51.56 | 0.01 | 0
2030 | NYISO_G-I_2_NYISO_A-F | NYISO_G-I | NYISO_A-F | Internal | Shoulder | B13 | 600 | 1999 | 0 | 50.17 | 50.15 | 0.01 | 0
2030 | NYISO_G-I_2_NYISO_A-F | NYISO_G-I | NYISO_A-F | Internal | Shoulder | B14 | 900 | 1999 | 0 | 47.01 | 46.99 | 0.01 | 0
2030 | NYISO_G-I_2_NYISO_A-F | NYISO_G-I | NYISO_A-F | Internal | Shoulder | B15 | 1203 | 1999 | 467.24 | 46.84 | 46.85 | 0.01 | 0
2030 | NYISO_G-I_2_NYISO_A-F | NYISO_G-I | NYISO_A-F | Internal | Summer | B1 | 10 | 1999 | 0.01 | 99.15 | 99.13 | 0.01 | 0
2030 | NYISO_G-I_2_NYISO_A-F | NYISO_G-I | NYISO_A-F | Internal | Summer | B2 | 25 | 1999 | 0 | 88.52 | 88.5 | 0.01 | 0
2030 | NYISO_G-I_2_NYISO_A-F | NYISO_G-I | NYISO_A-F | Internal | Summer | B3 | 75 | 1999 | 0 | 67.06 | 67.05 | 0.01 | 0
2030 | NYISO_G-I_2_NYISO_A-F | NYISO_G-I | NYISO_A-F | Internal | Summer | B4 | 100 | 1999 | 0 | 61.96 | 61.95 | 0.01 | 0
2030 | NYISO_G-I_2_NYISO_A-F | NYISO_G-I | NYISO_A-F | Internal | Summer | B5 | 200 | 1999 | 0 | 57.83 | 57.82 | 0.01 | 0
2030 | NYISO_G-I_2_NYISO_A-F | NYISO_G-I | NYISO_A-F | Internal | Summer | B6 | 300 | 1999 | 0 | 50.11 | 50.1 | 0.01 | 0
2030 | NYISO_G-I_2_NYISO_A-F | NYISO_G-I | NYISO_A-F | Internal | Summer | B7 | 400 | 1999 | 0 | 50.11 | 50.1 | 0.01 | 0
2030 | NYISO_G-I_2_NYISO_A-F | NYISO_G-I | NYISO_A-F | Internal | Summer | B8 | 500 | 1999 | 0 | 45.69 | 45.67 | 0.01 | 0
2030 | NYISO_G-I_2_NYISO_A-F | NYISO_G-I | NYISO_A-F | Internal | Summer | B9 | 800 | 1999 | 0 | 44.75 | 44.74 | 0.01 | 0
2030 | NYISO_G-I_2_NYISO_A-F | NYISO_G-I | NYISO_A-F | Internal | Summer | B10 | 1262 | 1999 | 1516.11 | 44.73 | 44.74 | 0.01 | 0
2030 | NYISO_G-I_2_NYISO_A-F | NYISO_G-I | NYISO_A-F | Internal | Winter | B16 | 25 | 1999 | 0 | 69.01 | 60.28 | 0.01 | 0
2030 | NYISO_G-I_2_NYISO_A-F | NYISO_G-I | NYISO_A-F | Internal | Winter | B17 | 100 | 1999 | 0 | 56.39 | 56.38 | 0.01 | 0
2030 | NYISO_G-I_2_NYISO_A-F | NYISO_G-I | NYISO_A-F | Internal | Winter | B18 | 400 | 1999 | 0 | 56.39 | 56.38 | 0.01 | 0
2030 | NYISO_G-I_2_NYISO_A-F | NYISO_G-I | NYISO_A-F | Internal | Winter | B19 | 700 | 1999 | 0 | 54.53 | 54.52 | 0.01 | 0
2030 | NYISO_G-I_2_NYISO_A-F | NYISO_G-I | NYISO_A-F | Internal | Winter | B20 | 935 | 1999 | 0 | 53.94 | 53.92 | 0.01 | 0
2030 | NYISO_G-I_2_NYISO_J-K | NYISO_G-I | NYISO_J-K | Internal | Shoulder | B11 | 25 | 6130 | 6130 | 55.88 | 62.94 | 0.01 | 7.05
2030 | NYISO_G-I_2_NYISO_J-K | NYISO_G-I | NYISO_J-K | Internal | Shoulder | B12 | 200 | 6130 | 6130 | 51.57 | 62.94 | 0.01 | 11.37
2030 | NYISO_G-I_2_NYISO_J-K | NYISO_G-I | NYISO_J-K | Internal | Shoulder | B13 | 600 | 6130 | 6130 | 50.17 | 62.94 | 0.01 | 12.77
2030 | NYISO_G-I_2_NYISO_J-K | NYISO_G-I | NYISO_J-K | Internal | Shoulder | B14 | 900 | 6130 | 6130 | 47.01 | 47.25 | 0.01 | 0.23
2030 | NYISO_G-I_2_NYISO_J-K | NYISO_G-I | NYISO_J-K | Internal | Shoulder | B15 | 1203 | 6130 | 4600.78 | 46.84 | 46.85 | 0.01 | 0
2030 | NYISO_G-I_2_NYISO_J-K | NYISO_G-I | NYISO_J-K | Internal | Summer | B1 | 10 | 6130 | 4299.91 | 99.15 | 99.16 | 0.01 | 0
2030 | NYISO_G-I_2_NYISO_J-K | NYISO_G-I | NYISO_J-K | Internal | Summer | B2 | 25 | 6130 | 4928.31 | 88.52 | 88.53 | 0.01 | 0
2030 | NYISO_G-I_2_NYISO_J-K | NYISO_G-I | NYISO_J-K | Internal | Summer | B3 | 75 | 6130 | 5609.04 | 67.06 | 67.07 | 0.01 | 0
2030 | NYISO_G-I_2_NYISO_J-K | NYISO_G-I | NYISO_J-K | Internal | Summer | B4 | 100 | 6130 | 3962.79 | 61.96 | 61.97 | 0.01 | 0
2030 | NYISO_G-I_2_NYISO_J-K | NYISO_G-I | NYISO_J-K | Internal | Summer | B5 | 200 | 6130 | 5215.68 | 57.83 | 57.85 | 0.01 | 0
2030 | NYISO_G-I_2_NYISO_J-K | NYISO_G-I | NYISO_J-K | Internal | Summer | B6 | 300 | 6130 | 6130 | 50.11 | 57.85 | 0.01 | 7.72
2030 | NYISO_G-I_2_NYISO_J-K | NYISO_G-I | NYISO_J-K | Internal | Summer | B7 | 400 | 6130 | 6130 | 50.11 | 57.85 | 0.01 | 7.72
2030 | NYISO_G-I_2_NYISO_J-K | NYISO_G-I | NYISO_J-K | Internal | Summer | B8 | 500 | 6130 | 6130 | 45.69 | 57.85 | 0.01 | 12.15
2030 | NYISO_G-I_2_NYISO_J-K | NYISO_G-I | NYISO_J-K | Internal | Summer | B9 | 800 | 6130 | 6130 | 44.75 | 56.39 | 0.01 | 11.63
2030 | NYISO_G-I_2_NYISO_J-K | NYISO_G-I | NYISO_J-K | Internal | Summer | B10 | 1262 | 6130 | 3964.18 | 44.73 | 44.74 | 0.01 | 0
2030 | NYISO_G-I_2_NYISO_J-K | NYISO_G-I | NYISO_J-K | Internal | Winter | B16 | 25 | 6130 | 6130 | 69.01 | 80.72 | 0.01 | 11.7
2030 | NYISO_G-I_2_NYISO_J-K | NYISO_G-I | NYISO_J-K | Internal | Winter | B17 | 100 | 6130 | 6130 | 56.39 | 80.72 | 0.01 | 24.32
2030 | NYISO_G-I_2_NYISO_J-K | NYISO_G-I | NYISO_J-K | Internal | Winter | B18 | 400 | 6130 | 6130 | 56.39 | 80.72 | 0.01 | 24.32
2030 | NYISO_G-I_2_NYISO_J-K | NYISO_G-I | NYISO_J-K | Internal | Winter | B19 | 700 | 6130 | 6130 | 54.53 | 60.42 | 0.01 | 5.88
2030 | NYISO_G-I_2_NYISO_J-K | NYISO_G-I | NYISO_J-K | Internal | Winter | B20 | 935 | 6130 | 6130 | 53.94 | 56.77 | 0.01 | 2.83
2030 | NYISO_G-I_2_PJM_E | NYISO_G-I | PJM_E | Internal | Shoulder | B11 | 25 | 1500 | 1500 | 55.88 | 65.95 | 8 | 2.07
2030 | NYISO_G-I_2_PJM_E | NYISO_G-I | PJM_E | Internal | Shoulder | B12 | 200 | 1500 | 0 | 51.57 | 56.94 | 8 | 0
2030 | NYISO_G-I_2_PJM_E | NYISO_G-I | PJM_E | Internal | Shoulder | B13 | 600 | 1500 | 0 | 50.17 | 50.41 | 8 | 0
2030 | NYISO_G-I_2_PJM_E | NYISO_G-I | PJM_E | Internal | Shoulder | B14 | 900 | 1500 | 0 | 47.01 | 47.23 | 8 | 0
2030 | NYISO_G-I_2_PJM_E | NYISO_G-I | PJM_E | Internal | Shoulder | B15 | 1203 | 1500 | 0 | 46.84 | 43.51 | 8 | 0
2030 | NYISO_G-I_2_PJM_E | NYISO_G-I | PJM_E | Internal | Summer | B1 | 10 | 1500 | 1167.53 | 99.15 | 107.15 | 8 | 0
2030 | NYISO_G-I_2_PJM_E | NYISO_G-I | PJM_E | Internal | Summer | B2 | 25 | 1500 | 1223.89 | 88.52 | 96.52 | 8 | 0
2030 | NYISO_G-I_2_PJM_E | NYISO_G-I | PJM_E | Internal | Summer | B3 | 75 | 1500 | 178.18 | 67.06 | 75.06 | 8 | 0
2030 | NYISO_G-I_2_PJM_E | NYISO_G-I | PJM_E | Internal | Summer | B4 | 100 | 1500 | 1500 | 61.96 | 73.21 | 8 | 3.24
2030 | NYISO_G-I_2_PJM_E | NYISO_G-I | PJM_E | Internal | Summer | B5 | 200 | 1500 | 1500 | 57.83 | 68.25 | 8 | 2.42
2030 | NYISO_G-I_2_PJM_E | NYISO_G-I | PJM_E | Internal | Summer | B6 | 300 | 1500 | 0 | 50.11 | 57.18 | 8 | 0
2030 | NYISO_G-I_2_PJM_E | NYISO_G-I | PJM_E | Internal | Summer | B7 | 400 | 1500 | 0 | 50.11 | 47.58 | 8 | 0
2030 | NYISO_G-I_2_PJM_E | NYISO_G-I | PJM_E | Internal | Summer | B8 | 500 | 1500 | 0 | 45.69 | 44.58 | 8 | 0
2030 | NYISO_G-I_2_PJM_E | NYISO_G-I | PJM_E | Internal | Summer | B9 | 800 | 1500 | 0 | 44.75 | 44.09 | 8 | 0
2030 | NYISO_G-I_2_PJM_E | NYISO_G-I | PJM_E | Internal | Summer | B10 | 1262 | 1500 | 0 | 44.73 | 41.11 | 8 | 0
2030 | NYISO_G-I_2_PJM_E | NYISO_G-I | PJM_E | Internal | Winter | B16 | 25 | 1500 | 999.8 | 69.01 | 77.01 | 8 | 0
2030 | NYISO_G-I_2_PJM_E | NYISO_G-I | PJM_E | Internal | Winter | B17 | 100 | 1500 | 0 | 56.39 | 61.8 | 8 | 0
2030 | NYISO_G-I_2_PJM_E | NYISO_G-I | PJM_E | Internal | Winter | B18 | 400 | 1500 | 0 | 56.39 | 53.51 | 8 | 0
2030 | NYISO_G-I_2_PJM_E | NYISO_G-I | PJM_E | Internal | Winter | B19 | 700 | 1500 | 0 | 54.53 | 52.25 | 8 | 0
2030 | NYISO_G-I_2_PJM_E | NYISO_G-I | PJM_E | Internal | Winter | B20 | 935 | 1500 | 0 | 53.94 | 47.94 | 8 | 0
2030 | NYISO_J-K_2_NEISO | NYISO_J-K | NEISO | Internal | Shoulder | B11 | 25 | 0.01 | 0 | 62.94 | 43.84 | 3 | 0.01
2030 | NYISO_J-K_2_NEISO | NYISO_J-K | NEISO | Internal | Shoulder | B12 | 200 | 0.01 | 0 | 62.94 | 43.84 | 3 | 0
2030 | NYISO_J-K_2_NEISO | NYISO_J-K | NEISO | Internal | Shoulder | B13 | 600 | 0.01 | 0 | 62.94 | 43.84 | 3 | 0
2030 | NYISO_J-K_2_NEISO | NYISO_J-K | NEISO | Internal | Shoulder | B14 | 900 | 0.01 | 0 | 47.25 | 43.84 | 3 | 0
2030 | NYISO_J-K_2_NEISO | NYISO_J-K | NEISO | Internal | Shoulder | B15 | 1203 | 0.01 | 0 | 46.85 | 43.84 | 3 | 0
2030 | NYISO_J-K_2_NEISO | NYISO_J-K | NEISO | Internal | Summer | B1 | 10 | 0.01 | 0 | 99.16 | 102.15 | 3 | 0.09
2030 | NYISO_J-K_2_NEISO | NYISO_J-K | NEISO | Internal | Summer | B2 | 25 | 0.01 | 0 | 88.53 | 91.5 | 3 | 0.02
2030 | NYISO_J-K_2_NEISO | NYISO_J-K | NEISO | Internal | Summer | B3 | 75 | 0.01 | 0 | 67.07 | 64.07 | 3 | 0.01
2030 | NYISO_J-K_2_NEISO | NYISO_J-K | NEISO | Internal | Summer | B4 | 100 | 0.01 | 0 | 61.97 | 56.26 | 3 | 0
2030 | NYISO_J-K_2_NEISO | NYISO_J-K | NEISO | Internal | Summer | B5 | 200 | 0.01 | 0 | 57.85 | 54.82 | 3 | 0
2030 | NYISO_J-K_2_NEISO | NYISO_J-K | NEISO | Internal | Summer | B6 | 300 | 0.01 | 0 | 57.85 | 44.42 | 3 | 0
2030 | NYISO_J-K_2_NEISO | NYISO_J-K | NEISO | Internal | Summer | B7 | 400 | 0.01 | 0 | 57.85 | 40.42 | 3 | 0
2030 | NYISO_J-K_2_NEISO | NYISO_J-K | NEISO | Internal | Summer | B8 | 500 | 0.01 | 0 | 57.85 | 40.42 | 3 | 0
2030 | NYISO_J-K_2_NEISO | NYISO_J-K | NEISO | Internal | Summer | B9 | 800 | 0.01 | 0 | 56.39 | 40.42 | 3 | 0
2030 | NYISO_J-K_2_NEISO | NYISO_J-K | NEISO | Internal | Summer | B10 | 1262 | 0.01 | 0 | 44.74 | 40.42 | 3 | 0
2030 | NYISO_J-K_2_NEISO | NYISO_J-K | NEISO | Internal | Winter | B16 | 25 | 0.01 | 0 | 80.72 | 54.4 | 3 | 0.01
2030 | NYISO_J-K_2_NEISO | NYISO_J-K | NEISO | Internal | Winter | B17 | 100 | 0.01 | 0 | 80.72 | 54.4 | 3 | 0
2030 | NYISO_J-K_2_NEISO | NYISO_J-K | NEISO | Internal | Winter | B18 | 400 | 0.01 | 0 | 80.72 | 54.4 | 3 | 0
2030 | NYISO_J-K_2_NEISO | NYISO_J-K | NEISO | Internal | Winter | B19 | 700 | 0.01 | 0 | 60.42 | 54.4 | 3 | 0
2030 | NYISO_J-K_2_NEISO | NYISO_J-K | NEISO | Internal | Winter | B20 | 935 | 0.01 | 0 | 56.77 | 54.4 | 3 | 0
2030 | NYISO_J-K_2_NYISO_G-I | NYISO_J-K | NYISO_G-I | Internal | Shoulder | B11 | 25 | 1999 | 0 | 62.94 | 55.88 | 0.01 | 0
2030 | NYISO_J-K_2_NYISO_G-I | NYISO_J-K | NYISO_G-I | Internal | Shoulder | B12 | 200 | 1999 | 0 | 62.94 | 51.57 | 0.01 | 0
2030 | NYISO_J-K_2_NYISO_G-I | NYISO_J-K | NYISO_G-I | Internal | Shoulder | B13 | 600 | 1999 | 0 | 62.94 | 50.17 | 0.01 | 0
2030 | NYISO_J-K_2_NYISO_G-I | NYISO_J-K | NYISO_G-I | Internal | Shoulder | B14 | 900 | 1999 | 0 | 47.25 | 47.01 | 0.01 | 0
2030 | NYISO_J-K_2_NYISO_G-I | NYISO_J-K | NYISO_G-I | Internal | Shoulder | B15 | 1203 | 1999 | 0 | 46.85 | 46.84 | 0.01 | 0
2030 | NYISO_J-K_2_NYISO_G-I | NYISO_J-K | NYISO_G-I | Internal | Summer | B1 | 10 | 1999 | 0.01 | 99.16 | 99.15 | 0.01 | 0
2030 | NYISO_J-K_2_NYISO_G-I | NYISO_J-K | NYISO_G-I | Internal | Summer | B2 | 25 | 1999 | 0 | 88.53 | 88.52 | 0.01 | 0
2030 | NYISO_J-K_2_NYISO_G-I | NYISO_J-K | NYISO_G-I | Internal | Summer | B3 | 75 | 1999 | 0 | 67.07 | 67.06 | 0.01 | 0
2030 | NYISO_J-K_2_NYISO_G-I | NYISO_J-K | NYISO_G-I | Internal | Summer | B4 | 100 | 1999 | 0 | 61.97 | 61.96 | 0.01 | 0
2030 | NYISO_J-K_2_NYISO_G-I | NYISO_J-K | NYISO_G-I | Internal | Summer | B5 | 200 | 1999 | 0 | 57.85 | 57.83 | 0.01 | 0
2030 | NYISO_J-K_2_NYISO_G-I | NYISO_J-K | NYISO_G-I | Internal | Summer | B6 | 300 | 1999 | 0 | 57.85 | 50.11 | 0.01 | 0
2030 | NYISO_J-K_2_NYISO_G-I | NYISO_J-K | NYISO_G-I | Internal | Summer | B7 | 400 | 1999 | 0 | 57.85 | 50.11 | 0.01 | 0
2030 | NYISO_J-K_2_NYISO_G-I | NYISO_J-K | NYISO_G-I | Internal | Summer | B8 | 500 | 1999 | 0 | 57.85 | 45.69 | 0.01 | 0
2030 | NYISO_J-K_2_NYISO_G-I | NYISO_J-K | NYISO_G-I | Internal | Summer | B9 | 800 | 1999 | 0 | 56.39 | 44.75 | 0.01 | 0
2030 | NYISO_J-K_2_NYISO_G-I | NYISO_J-K | NYISO_G-I | Internal | Summer | B10 | 1262 | 1999 | 0 | 44.74 | 44.73 | 0.01 | 0
2030 | NYISO_J-K_2_NYISO_G-I | NYISO_J-K | NYISO_G-I | Internal | Winter | B16 | 25 | 1999 | 0 | 80.72 | 69.01 | 0.01 | 0
2030 | NYISO_J-K_2_NYISO_G-I | NYISO_J-K | NYISO_G-I | Internal | Winter | B17 | 100 | 1999 | 0 | 80.72 | 56.39 | 0.01 | 0
2030 | NYISO_J-K_2_NYISO_G-I | NYISO_J-K | NYISO_G-I | Internal | Winter | B18 | 400 | 1999 | 0 | 80.72 | 56.39 | 0.01 | 0
2030 | NYISO_J-K_2_NYISO_G-I | NYISO_J-K | NYISO_G-I | Internal | Winter | B19 | 700 | 1999 | 0 | 60.42 | 54.53 | 0.01 | 0
2030 | NYISO_J-K_2_NYISO_G-I | NYISO_J-K | NYISO_G-I | Internal | Winter | B20 | 935 | 1999 | 0 | 56.77 | 53.94 | 0.01 | 0
2030 | NYISO_J-K_2_PJM_E | NYISO_J-K | PJM_E | Internal | Shoulder | B11 | 25 | 0.01 | 0 | 62.94 | 65.95 | 8 | 0.01
2030 | NYISO_J-K_2_PJM_E | NYISO_J-K | PJM_E | Internal | Shoulder | B12 | 200 | 0.01 | 0 | 62.94 | 56.94 | 8 | 0
2030 | NYISO_J-K_2_PJM_E | NYISO_J-K | PJM_E | Internal | Shoulder | B13 | 600 | 0.01 | 0 | 62.94 | 50.41 | 8 | 0
2030 | NYISO_J-K_2_PJM_E | NYISO_J-K | PJM_E | Internal | Shoulder | B14 | 900 | 0.01 | 0 | 47.25 | 47.23 | 8 | 0
2030 | NYISO_J-K_2_PJM_E | NYISO_J-K | PJM_E | Internal | Shoulder | B15 | 1203 | 0.01 | 0 | 46.85 | 43.51 | 8 | 0
2030 | NYISO_J-K_2_PJM_E | NYISO_J-K | PJM_E | Internal | Summer | B1 | 10 | 0.01 | 0 | 99.16 | 107.15 | 8 | 0.09
2030 | NYISO_J-K_2_PJM_E | NYISO_J-K | PJM_E | Internal | Summer | B2 | 25 | 0.01 | 0 | 88.53 | 96.52 | 8 | 0.02
2030 | NYISO_J-K_2_PJM_E | NYISO_J-K | PJM_E | Internal | Summer | B3 | 75 | 0.01 | 0 | 67.07 | 75.06 | 8 | 0
2030 | NYISO_J-K_2_PJM_E | NYISO_J-K | PJM_E | Internal | Summer | B4 | 100 | 0.01 | 0 | 61.97 | 73.21 | 8 | 3.24
2030 | NYISO_J-K_2_PJM_E | NYISO_J-K | PJM_E | Internal | Summer | B5 | 200 | 0.01 | 0 | 57.85 | 68.25 | 8 | 2.41
2030 | NYISO_J-K_2_PJM_E | NYISO_J-K | PJM_E | Internal | Summer | B6 | 300 | 0.01 | 0 | 57.85 | 57.18 | 8 | 0
2030 | NYISO_J-K_2_PJM_E | NYISO_J-K | PJM_E | Internal | Summer | B7 | 400 | 0.01 | 0 | 57.85 | 47.58 | 8 | 0
2030 | NYISO_J-K_2_PJM_E | NYISO_J-K | PJM_E | Internal | Summer | B8 | 500 | 0.01 | 0 | 57.85 | 44.58 | 8 | 0
2030 | NYISO_J-K_2_PJM_E | NYISO_J-K | PJM_E | Internal | Summer | B9 | 800 | 0.01 | 0 | 56.39 | 44.09 | 8 | 0
2030 | NYISO_J-K_2_PJM_E | NYISO_J-K | PJM_E | Internal | Summer | B10 | 1262 | 0.01 | 0 | 44.74 | 41.11 | 8 | 0
2030 | NYISO_J-K_2_PJM_E | NYISO_J-K | PJM_E | Internal | Winter | B16 | 25 | 0.01 | 0 | 80.72 | 77.01 | 8 | 0.01
2030 | NYISO_J-K_2_PJM_E | NYISO_J-K | PJM_E | Internal | Winter | B17 | 100 | 0.01 | 0 | 80.72 | 61.8 | 8 | 0
2030 | NYISO_J-K_2_PJM_E | NYISO_J-K | PJM_E | Internal | Winter | B18 | 400 | 0.01 | 0 | 80.72 | 53.51 | 8 | 0
2030 | NYISO_J-K_2_PJM_E | NYISO_J-K | PJM_E | Internal | Winter | B19 | 700 | 0.01 | 0 | 60.42 | 52.25 | 8 | 0
2030 | NYISO_J-K_2_PJM_E | NYISO_J-K | PJM_E | Internal | Winter | B20 | 935 | 0.01 | 0 | 56.77 | 47.94 | 8 | 0
2030 | PJM_E_2_NYISO_G-I | PJM_E | NYISO_G-I | Internal | Shoulder | B11 | 25 | 500 | 0 | 65.95 | 55.88 | 6 | 0
2030 | PJM_E_2_NYISO_G-I | PJM_E | NYISO_G-I | Internal | Shoulder | B12 | 200 | 500 | 0 | 56.94 | 51.57 | 6 | 0
2030 | PJM_E_2_NYISO_G-I | PJM_E | NYISO_G-I | Internal | Shoulder | B13 | 600 | 500 | 0 | 50.41 | 50.17 | 6 | 0
2030 | PJM_E_2_NYISO_G-I | PJM_E | NYISO_G-I | Internal | Shoulder | B14 | 900 | 500 | 0 | 47.23 | 47.01 | 6 | 0
2030 | PJM_E_2_NYISO_G-I | PJM_E | NYISO_G-I | Internal | Shoulder | B15 | 1203 | 500 | 0 | 43.51 | 46.84 | 6 | 0
2030 | PJM_E_2_NYISO_G-I | PJM_E | NYISO_G-I | Internal | Summer | B1 | 10 | 500 | 0 | 107.15 | 99.15 | 6 | 0
2030 | PJM_E_2_NYISO_G-I | PJM_E | NYISO_G-I | Internal | Summer | B2 | 25 | 500 | 0 | 96.52 | 88.52 | 6 | 0
2030 | PJM_E_2_NYISO_G-I | PJM_E | NYISO_G-I | Internal | Summer | B3 | 75 | 500 | 0 | 75.06 | 67.06 | 6 | 0
2030 | PJM_E_2_NYISO_G-I | PJM_E | NYISO_G-I | Internal | Summer | B4 | 100 | 500 | 0 | 73.21 | 61.96 | 6 | 0
2030 | PJM_E_2_NYISO_G-I | PJM_E | NYISO_G-I | Internal | Summer | B5 | 200 | 500 | 0 | 68.25 | 57.83 | 6 | 0
2030 | PJM_E_2_NYISO_G-I | PJM_E | NYISO_G-I | Internal | Summer | B6 | 300 | 500 | 0 | 57.18 | 50.11 | 6 | 0
2030 | PJM_E_2_NYISO_G-I | PJM_E | NYISO_G-I | Internal | Summer | B7 | 400 | 500 | 0 | 47.58 | 50.11 | 6 | 0
2030 | PJM_E_2_NYISO_G-I | PJM_E | NYISO_G-I | Internal | Summer | B8 | 500 | 500 | 0 | 44.58 | 45.69 | 6 | 0
2030 | PJM_E_2_NYISO_G-I | PJM_E | NYISO_G-I | Internal | Summer | B9 | 800 | 500 | 0 | 44.09 | 44.75 | 6 | 0
2030 | PJM_E_2_NYISO_G-I | PJM_E | NYISO_G-I | Internal | Summer | B10 | 1262 | 500 | 0 | 41.11 | 44.73 | 6 | 0
2030 | PJM_E_2_NYISO_G-I | PJM_E | NYISO_G-I | Internal | Winter | B16 | 25 | 500 | 0 | 77.01 | 69.01 | 6 | 0
2030 | PJM_E_2_NYISO_G-I | PJM_E | NYISO_G-I | Internal | Winter | B17 | 100 | 500 | 0 | 61.8 | 56.39 | 6 | 0
2030 | PJM_E_2_NYISO_G-I | PJM_E | NYISO_G-I | Internal | Winter | B18 | 400 | 500 | 0 | 53.51 | 56.39 | 6 | 0
2030 | PJM_E_2_NYISO_G-I | PJM_E | NYISO_G-I | Internal | Winter | B19 | 700 | 500 | 0 | 52.25 | 54.53 | 6 | 0
2030 | PJM_E_2_NYISO_G-I | PJM_E | NYISO_G-I | Internal | Winter | B20 | 935 | 500 | 288.39 | 47.94 | 53.94 | 6 | 0
2030 | PJM_E_2_NYISO_J-K | PJM_E | NYISO_J-K | Internal | Shoulder | B11 | 25 | 330 | 0 | 65.95 | 62.94 | 6 | 0
2030 | PJM_E_2_NYISO_J-K | PJM_E | NYISO_J-K | Internal | Shoulder | B12 | 200 | 330 | 316.42 | 56.94 | 62.94 | 6 | 0
2030 | PJM_E_2_NYISO_J-K | PJM_E | NYISO_J-K | Internal | Shoulder | B13 | 600 | 330 | 330 | 50.41 | 62.94 | 6 | 6.53
2030 | PJM_E_2_NYISO_J-K | PJM_E | NYISO_J-K | Internal | Shoulder | B14 | 900 | 330 | 0 | 47.23 | 47.25 | 6 | 0
2030 | PJM_E_2_NYISO_J-K | PJM_E | NYISO_J-K | Internal | Shoulder | B15 | 1203 | 330 | 0 | 43.51 | 46.85 | 6 | 0
2030 | PJM_E_2_NYISO_J-K | PJM_E | NYISO_J-K | Internal | Summer | B1 | 10 | 330 | 0 | 107.15 | 99.16 | 6 | 0
2030 | PJM_E_2_NYISO_J-K | PJM_E | NYISO_J-K | Internal | Summer | B2 | 25 | 330 | 0 | 96.52 | 88.53 | 6 | 0
2030 | PJM_E_2_NYISO_J-K | PJM_E | NYISO_J-K | Internal | Summer | B3 | 75 | 330 | 0 | 75.06 | 67.07 | 6 | 0
2030 | PJM_E_2_NYISO_J-K | PJM_E | NYISO_J-K | Internal | Summer | B4 | 100 | 330 | 0 | 73.21 | 61.97 | 6 | 0
2030 | PJM_E_2_NYISO_J-K | PJM_E | NYISO_J-K | Internal | Summer | B5 | 200 | 330 | 0 | 68.25 | 57.85 | 6 | 0
2030 | PJM_E_2_NYISO_J-K | PJM_E | NYISO_J-K | Internal | Summer | B6 | 300 | 330 | 0 | 57.18 | 57.85 | 6 | 0
2030 | PJM_E_2_NYISO_J-K | PJM_E | NYISO_J-K | Internal | Summer | B7 | 400 | 330 | 330 | 47.58 | 57.85 | 6 | 4.27
2030 | PJM_E_2_NYISO_J-K | PJM_E | NYISO_J-K | Internal | Summer | B8 | 500 | 330 | 330 | 44.58 | 57.85 | 6 | 7.26
2030 | PJM_E_2_NYISO_J-K | PJM_E | NYISO_J-K | Internal | Summer | B9 | 800 | 330 | 330 | 44.09 | 56.39 | 6 | 6.3
2030 | PJM_E_2_NYISO_J-K | PJM_E | NYISO_J-K | Internal | Summer | B10 | 1262 | 330 | 0 | 41.11 | 44.74 | 6 | 0
2030 | PJM_E_2_NYISO_J-K | PJM_E | NYISO_J-K | Internal | Winter | B16 | 25 | 330 | 0 | 77.01 | 80.72 | 6 | 0
2030 | PJM_E_2_NYISO_J-K | PJM_E | NYISO_J-K | Internal | Winter | B17 | 100 | 330 | 330 | 61.8 | 80.72 | 6 | 12.92
2030 | PJM_E_2_NYISO_J-K | PJM_E | NYISO_J-K | Internal | Winter | B18 | 400 | 330 | 330 | 53.51 | 80.72 | 6 | 21.21
2030 | PJM_E_2_NYISO_J-K | PJM_E | NYISO_J-K | Internal | Winter | B19 | 700 | 330 | 330 | 52.25 | 60.42 | 6 | 2.17
2030 | PJM_E_2_NYISO_J-K | PJM_E | NYISO_J-K | Internal | Winter | B20 | 935 | 330 | 330 | 47.94 | 56.77 | 6 | 2.84
2030 | PJM_E_2_PJM_ROM | PJM_E | PJM_ROM | Internal | Shoulder | B11 | 25 | 8000 | 1103.17 | 65.95 | 65.96 | 0.01 | 0
2030 | PJM_E_2_PJM_ROM | PJM_E | PJM_ROM | Internal | Shoulder | B12 | 200 | 8000 | 0 | 56.94 | 56.93 | 0.01 | 0
2030 | PJM_E_2_PJM_ROM | PJM_E | PJM_ROM | Internal | Shoulder | B13 | 600 | 8000 | 0 | 50.41 | 50.4 | 0.01 | 0
2030 | PJM_E_2_PJM_ROM | PJM_E | PJM_ROM | Internal | Shoulder | B14 | 900 | 8000 | 0 | 47.23 | 47.21 | 0.01 | 0
2030 | PJM_E_2_PJM_ROM | PJM_E | PJM_ROM | Internal | Shoulder | B15 | 1203 | 8000 | 0 | 43.51 | 43.5 | 0.01 | 0
2030 | PJM_E_2_PJM_ROM | PJM_E | PJM_ROM | Internal | Summer | B1 | 10 | 8000 | 0.01 | 107.15 | 107.13 | 0.01 | 0
2030 | PJM_E_2_PJM_ROM | PJM_E | PJM_ROM | Internal | Summer | B2 | 25 | 8000 | 0 | 96.52 | 96.5 | 0.01 | 0
2030 | PJM_E_2_PJM_ROM | PJM_E | PJM_ROM | Internal | Summer | B3 | 75 | 8000 | 0 | 75.06 | 75.05 | 0.01 | 0
2030 | PJM_E_2_PJM_ROM | PJM_E | PJM_ROM | Internal | Summer | B4 | 100 | 8000 | 0 | 73.21 | 73.19 | 0.01 | 0
2030 | PJM_E_2_PJM_ROM | PJM_E | PJM_ROM | Internal | Summer | B5 | 200 | 8000 | 0 | 68.25 | 68.24 | 0.01 | 0
2030 | PJM_E_2_PJM_ROM | PJM_E | PJM_ROM | Internal | Summer | B6 | 300 | 8000 | 0 | 57.18 | 57.17 | 0.01 | 0
2030 | PJM_E_2_PJM_ROM | PJM_E | PJM_ROM | Internal | Summer | B7 | 400 | 8000 | 0 | 47.58 | 47.57 | 0.01 | 0
2030 | PJM_E_2_PJM_ROM | PJM_E | PJM_ROM | Internal | Summer | B8 | 500 | 8000 | 0 | 44.58 | 44.57 | 0.01 | 0
2030 | PJM_E_2_PJM_ROM | PJM_E | PJM_ROM | Internal | Summer | B9 | 800 | 8000 | 0 | 44.09 | 44.08 | 0.01 | 0
2030 | PJM_E_2_PJM_ROM | PJM_E | PJM_ROM | Internal | Summer | B10 | 1262 | 8000 | 0 | 41.11 | 41.1 | 0.01 | 0
2030 | PJM_E_2_PJM_ROM | PJM_E | PJM_ROM | Internal | Winter | B16 | 25 | 8000 | 0 | 77.01 | 76.99 | 0.01 | 0
2030 | PJM_E_2_PJM_ROM | PJM_E | PJM_ROM | Internal | Winter | B17 | 100 | 8000 | 0 | 61.8 | 61.79 | 0.01 | 0
2030 | PJM_E_2_PJM_ROM | PJM_E | PJM_ROM | Internal | Winter | B18 | 400 | 8000 | 0 | 53.51 | 53.5 | 0.01 | 0
2030 | PJM_E_2_PJM_ROM | PJM_E | PJM_ROM | Internal | Winter | B19 | 700 | 8000 | 0 | 52.25 | 52.24 | 0.01 | 0
2030 | PJM_E_2_PJM_ROM | PJM_E | PJM_ROM | Internal | Winter | B20 | 935 | 8000 | 0 | 47.94 | 47.92 | 0.01 | 0
2030 | PJM_ROR_2_MISO_IN | PJM_ROR | MISO_IN | Internal | Shoulder | B11 | 25 | 909 | 908.99 | 65.95 | 67.96 | 2 | 0.01
2030 | PJM_ROR_2_MISO_IN | PJM_ROR | MISO_IN | Internal | Shoulder | B12 | 200 | 909 | 0 | 56.92 | 58.91 | 2 | 0
2030 | PJM_ROR_2_MISO_IN | PJM_ROR | MISO_IN | Internal | Shoulder | B13 | 600 | 909 | 0 | 50.39 | 52.38 | 2 | 0
2030 | PJM_ROR_2_MISO_IN | PJM_ROR | MISO_IN | Internal | Shoulder | B14 | 900 | 909 | 0 | 46.38 | 48.37 | 2 | 0
2030 | PJM_ROR_2_MISO_IN | PJM_ROR | MISO_IN | Internal | Shoulder | B15 | 1203 | 909 | 0 | 42.66 | 42.74 | 2 | 0
2030 | PJM_ROR_2_MISO_IN | PJM_ROR | MISO_IN | Internal | Summer | B1 | 10 | 909 | 0.02 | 97.13 | 99.12 | 2 | 0
2030 | PJM_ROR_2_MISO_IN | PJM_ROR | MISO_IN | Internal | Summer | B2 | 25 | 909 | 0 | 80.53 | 82.52 | 2 | 0
2030 | PJM_ROR_2_MISO_IN | PJM_ROR | MISO_IN | Internal | Summer | B3 | 75 | 909 | 0 | 75.03 | 77.02 | 2 | 0
2030 | PJM_ROR_2_MISO_IN | PJM_ROR | MISO_IN | Internal | Summer | B4 | 100 | 909 | 69.25 | 73.18 | 75.18 | 2 | 0
2030 | PJM_ROR_2_MISO_IN | PJM_ROR | MISO_IN | Internal | Summer | B5 | 200 | 909 | 909 | 68.23 | 70.5 | 2 | 0.28
2030 | PJM_ROR_2_MISO_IN | PJM_ROR | MISO_IN | Internal | Summer | B6 | 300 | 909 | 0 | 57.16 | 58.31 | 2 | 0
2030 | PJM_ROR_2_MISO_IN | PJM_ROR | MISO_IN | Internal | Summer | B7 | 400 | 909 | 0 | 46.77 | 48.76 | 2 | 0
2030 | PJM_ROR_2_MISO_IN | PJM_ROR | MISO_IN | Internal | Summer | B8 | 500 | 909 | 0 | 43.09 | 44.79 | 2 | 0
2030 | PJM_ROR_2_MISO_IN | PJM_ROR | MISO_IN | Internal | Summer | B9 | 800 | 909 | 0 | 41.09 | 41.76 | 2 | 0
2030 | PJM_ROR_2_MISO_IN | PJM_ROR | MISO_IN | Internal | Summer | B10 | 1262 | 909 | 0 | 41.09 | 41.33 | 2 | 0
2030 | PJM_ROR_2_MISO_IN | PJM_ROR | MISO_IN | Internal | Winter | B16 | 25 | 909 | 0 | 77.01 | 78.99 | 2 | 0
2030 | PJM_ROR_2_MISO_IN | PJM_ROR | MISO_IN | Internal | Winter | B17 | 100 | 909 | 0 | 61.78 | 59.78 | 2 | 0
2030 | PJM_ROR_2_MISO_IN | PJM_ROR | MISO_IN | Internal | Winter | B18 | 400 | 909 | 0 | 52.43 | 52.47 | 2 | 0
2030 | PJM_ROR_2_MISO_IN | PJM_ROR | MISO_IN | Internal | Winter | B19 | 700 | 909 | 0 | 49.89 | 47.89 | 2 | 0
2030 | PJM_ROR_2_MISO_IN | PJM_ROR | MISO_IN | Internal | Winter | B20 | 935 | 909 | 0 | 45.89 | 45.52 | 2 | 0
2030 | PJM_ROR_2_MISO_MI | PJM_ROR | MISO_MI | Internal | Shoulder | B11 | 25 | 1305 | 474.53 | 65.95 | 67.95 | 2 | 0
2030 | PJM_ROR_2_MISO_MI | PJM_ROR | MISO_MI | Internal | Shoulder | B12 | 200 | 1305 | 92.13 | 56.92 | 58.92 | 2 | 0
2030 | PJM_ROR_2_MISO_MI | PJM_ROR | MISO_MI | Internal | Shoulder | B13 | 600 | 1305 | 790.26 | 50.39 | 52.39 | 2 | 0
2030 | PJM_ROR_2_MISO_MI | PJM_ROR | MISO_MI | Internal | Shoulder | B14 | 900 | 1305 | 222.76 | 46.38 | 48.38 | 2 | 0
2030 | PJM_ROR_2_MISO_MI | PJM_ROR | MISO_MI | Internal | Shoulder | B15 | 1203 | 1305 | 0 | 42.66 | 42.76 | 2 | 0
2030 | PJM_ROR_2_MISO_MI | PJM_ROR | MISO_MI | Internal | Summer | B1 | 10 | 1305 | 444.53 | 97.13 | 99.13 | 2 | 0
2030 | PJM_ROR_2_MISO_MI | PJM_ROR | MISO_MI | Internal | Summer | B2 | 25 | 1305 | 758.73 | 80.53 | 82.53 | 2 | 0
2030 | PJM_ROR_2_MISO_MI | PJM_ROR | MISO_MI | Internal | Summer | B3 | 75 | 1305 | 354.98 | 75.03 | 77.03 | 2 | 0
2030 | PJM_ROR_2_MISO_MI | PJM_ROR | MISO_MI | Internal | Summer | B4 | 100 | 1305 | 0 | 73.18 | 75.17 | 2 | 0
2030 | PJM_ROR_2_MISO_MI | PJM_ROR | MISO_MI | Internal | Summer | B5 | 200 | 1305 | 1305 | 68.23 | 70.49 | 2 | 0.26
2030 | PJM_ROR_2_MISO_MI | PJM_ROR | MISO_MI | Internal | Summer | B6 | 300 | 1305 | 0 | 57.16 | 58.33 | 2 | 0
2030 | PJM_ROR_2_MISO_MI | PJM_ROR | MISO_MI | Internal | Summer | B7 | 400 | 1305 | 1030.05 | 46.77 | 48.77 | 2 | 0
2030 | PJM_ROR_2_MISO_MI | PJM_ROR | MISO_MI | Internal | Summer | B8 | 500 | 1305 | 0 | 43.09 | 44.97 | 2 | 0
2030 | PJM_ROR_2_MISO_MI | PJM_ROR | MISO_MI | Internal | Summer | B9 | 800 | 1305 | 0 | 41.09 | 41.77 | 2 | 0
2030 | PJM_ROR_2_MISO_MI | PJM_ROR | MISO_MI | Internal | Summer | B10 | 1262 | 1305 | 0 | 41.09 | 41.34 | 2 | 0
2030 | PJM_ROR_2_MISO_MI | PJM_ROR | MISO_MI | Internal | Winter | B16 | 25 | 1305 | 0 | 77.01 | 78.98 | 2 | 0
2030 | PJM_ROR_2_MISO_MI | PJM_ROR | MISO_MI | Internal | Winter | B17 | 100 | 1305 | 0 | 61.78 | 59.79 | 2 | 0
2030 | PJM_ROR_2_MISO_MI | PJM_ROR | MISO_MI | Internal | Winter | B18 | 400 | 1305 | 0 | 52.43 | 52.48 | 2 | 0
2030 | PJM_ROR_2_MISO_MI | PJM_ROR | MISO_MI | Internal | Winter | B19 | 700 | 1305 | 0 | 49.89 | 47.9 | 2 | 0
2030 | PJM_ROR_2_MISO_MI | PJM_ROR | MISO_MI | Internal | Winter | B20 | 935 | 1305 | 0 | 45.89 | 45.53 | 2 | 0
2030 | PJM_ROR_2_MISO_MO-IL | PJM_ROR | MISO_MO-IL | Internal | Shoulder | B11 | 25 | 1111 | 1111 | 65.95 | 79.14 | 2 | 11.19
2030 | PJM_ROR_2_MISO_MO-IL | PJM_ROR | MISO_MO-IL | Internal | Shoulder | B12 | 200 | 1111 | 95.79 | 56.92 | 58.92 | 2 | 0
2030 | PJM_ROR_2_MISO_MO-IL | PJM_ROR | MISO_MO-IL | Internal | Shoulder | B13 | 600 | 1111 | 566.65 | 50.39 | 52.39 | 2 | 0
2030 | PJM_ROR_2_MISO_MO-IL | PJM_ROR | MISO_MO-IL | Internal | Shoulder | B14 | 900 | 1111 | 188.05 | 46.38 | 48.38 | 2 | 0
2030 | PJM_ROR_2_MISO_MO-IL | PJM_ROR | MISO_MO-IL | Internal | Shoulder | B15 | 1203 | 1111 | 0 | 42.66 | 42.76 | 2 | 0
2030 | PJM_ROR_2_MISO_MO-IL | PJM_ROR | MISO_MO-IL | Internal | Summer | B1 | 10 | 1111 | 390.65 | 97.13 | 99.13 | 2 | 0
2030 | PJM_ROR_2_MISO_MO-IL | PJM_ROR | MISO_MO-IL | Internal | Summer | B2 | 25 | 1111 | 792.19 | 80.53 | 82.53 | 2 | 0
2030 | PJM_ROR_2_MISO_MO-IL | PJM_ROR | MISO_MO-IL | Internal | Summer | B3 | 75 | 1111 | 454.69 | 75.03 | 77.03 | 2 | 0
2030 | PJM_ROR_2_MISO_MO-IL | PJM_ROR | MISO_MO-IL | Internal | Summer | B4 | 100 | 1111 | 1111 | 73.18 | 75.19 | 2 | 0.01
2030 | PJM_ROR_2_MISO_MO-IL | PJM_ROR | MISO_MO-IL | Internal | Summer | B5 | 200 | 1111 | 1111 | 68.23 | 70.51 | 2 | 0.29
2030 | PJM_ROR_2_MISO_MO-IL | PJM_ROR | MISO_MO-IL | Internal | Summer | B6 | 300 | 1111 | 1111 | 57.16 | 61.88 | 2 | 2.72
2030 | PJM_ROR_2_MISO_MO-IL | PJM_ROR | MISO_MO-IL | Internal | Summer | B7 | 400 | 1111 | 914.81 | 46.77 | 48.77 | 2 | 0
2030 | PJM_ROR_2_MISO_MO-IL | PJM_ROR | MISO_MO-IL | Internal | Summer | B8 | 500 | 1111 | 0 | 43.09 | 44.8 | 2 | 0
2030 | PJM_ROR_2_MISO_MO-IL | PJM_ROR | MISO_MO-IL | Internal | Summer | B9 | 800 | 1111 | 0 | 41.09 | 41.77 | 2 | 0
2030 | PJM_ROR_2_MISO_MO-IL | PJM_ROR | MISO_MO-IL | Internal | Summer | B10 | 1262 | 1111 | 0 | 41.09 | 41.32 | 2 | 0
2030 | PJM_ROR_2_MISO_MO-IL | PJM_ROR | MISO_MO-IL | Internal | Winter | B16 | 25 | 1111 | 732.07 | 77.01 | 79.01 | 2 | 0
2030 | PJM_ROR_2_MISO_MO-IL | PJM_ROR | MISO_MO-IL | Internal | Winter | B17 | 100 | 1111 | 0 | 61.78 | 59.79 | 2 | 0
2030 | PJM_ROR_2_MISO_MO-IL | PJM_ROR | MISO_MO-IL | Internal | Winter | B18 | 400 | 1111 | 0 | 52.43 | 52.48 | 2 | 0
2030 | PJM_ROR_2_MISO_MO-IL | PJM_ROR | MISO_MO-IL | Internal | Winter | B19 | 700 | 1111 | 0 | 49.89 | 47.9 | 2 | 0
2030 | PJM_ROR_2_MISO_MO-IL | PJM_ROR | MISO_MO-IL | Internal | Winter | B20 | 935 | 1111 | 0 | 45.89 | 45.24 | 2 | 0
2030 | PJM_ROR_2_MISO_W | PJM_ROR | MISO_W | Internal | Shoulder | B11 | 25 | 709 | 709 | 65.95 | 80.59 | 2 | 12.63
2030 | PJM_ROR_2_MISO_W | PJM_ROR | MISO_W | Internal | Shoulder | B12 | 200 | 709 | 658.2 | 56.92 | 58.92 | 2 | 0
2030 | PJM_ROR_2_MISO_W | PJM_ROR | MISO_W | Internal | Shoulder | B13 | 600 | 709 | 709 | 50.39 | 52.4 | 2 | 0.01
2030 | PJM_ROR_2_MISO_W | PJM_ROR | MISO_W | Internal | Shoulder | B14 | 900 | 709 | 709 | 46.38 | 49.17 | 2 | 0.79
2030 | PJM_ROR_2_MISO_W | PJM_ROR | MISO_W | Internal | Shoulder | B15 | 1203 | 709 | 59.26 | 42.66 | 44.66 | 2 | 0
2030 | PJM_ROR_2_MISO_W | PJM_ROR | MISO_W | Internal | Summer | B1 | 10 | 709 | 503.57 | 97.13 | 99.13 | 2 | 0
2030 | PJM_ROR_2_MISO_W | PJM_ROR | MISO_W | Internal | Summer | B2 | 25 | 709 | 709 | 80.53 | 83.68 | 2 | 1.15
2030 | PJM_ROR_2_MISO_W | PJM_ROR | MISO_W | Internal | Summer | B3 | 75 | 709 | 709 | 75.03 | 85.97 | 2 | 8.94
2030 | PJM_ROR_2_MISO_W | PJM_ROR | MISO_W | Internal | Summer | B4 | 100 | 709 | 709 | 73.18 | 80.07 | 2 | 4.89
2030 | PJM_ROR_2_MISO_W | PJM_ROR | MISO_W | Internal | Summer | B5 | 200 | 709 | 709 | 68.23 | 78.5 | 2 | 8.28
2030 | PJM_ROR_2_MISO_W | PJM_ROR | MISO_W | Internal | Summer | B6 | 300 | 709 | 709 | 57.16 | 74.88 | 2 | 15.72
2030 | PJM_ROR_2_MISO_W | PJM_ROR | MISO_W | Internal | Summer | B7 | 400 | 709 | 709 | 46.77 | 52.76 | 2 | 3.99
2030 | PJM_ROR_2_MISO_W | PJM_ROR | MISO_W | Internal | Summer | B8 | 500 | 709 | 709 | 43.09 | 46.94 | 2 | 1.85
2030 | PJM_ROR_2_MISO_W | PJM_ROR | MISO_W | Internal | Summer | B9 | 800 | 709 | 709 | 41.09 | 46.94 | 2 | 3.85
2030 | PJM_ROR_2_MISO_W | PJM_ROR | MISO_W | Internal | Summer | B10 | 1262 | 709 | 0 | 41.09 | 41.3 | 2 | 0
2030 | PJM_ROR_2_MISO_W | PJM_ROR | MISO_W | Internal | Winter | B16 | 25 | 709 | 0 | 77.01 | 78.99 | 2 | 0
2030 | PJM_ROR_2_MISO_W | PJM_ROR | MISO_W | Internal | Winter | B17 | 100 | 709 | 0 | 61.78 | 59.78 | 2 | 0
2030 | PJM_ROR_2_MISO_W | PJM_ROR | MISO_W | Internal | Winter | B18 | 400 | 709 | 0 | 52.43 | 54.39 | 2 | 0
2030 | PJM_ROR_2_MISO_W | PJM_ROR | MISO_W | Internal | Winter | B19 | 700 | 709 | 709 | 49.89 | 52.59 | 2 | 0.7
2030 | PJM_ROR_2_MISO_W | PJM_ROR | MISO_W | Internal | Winter | B20 | 935 | 709 | 0 | 45.89 | 45.23 | 2 | 0
2030 | PJM_ROR_2_MISO_WUMS | PJM_ROR | MISO_WUMS | Internal | Shoulder | B11 | 25 | 1467 | 368.05 | 65.95 | 67.95 | 2 | 0
2030 | PJM_ROR_2_MISO_WUMS | PJM_ROR | MISO_WUMS | Internal | Shoulder | B12 | 200 | 1467 | 0 | 56.92 | 58.91 | 2 | 0
2030 | PJM_ROR_2_MISO_WUMS | PJM_ROR | MISO_WUMS | Internal | Shoulder | B13 | 600 | 1467 | 0 | 50.39 | 50.95 | 2 | 0
2030 | PJM_ROR_2_MISO_WUMS | PJM_ROR | MISO_WUMS | Internal | Shoulder | B14 | 900 | 1467 | 0 | 46.38 | 46.08 | 2 | 0
2030 | PJM_ROR_2_MISO_WUMS | PJM_ROR | MISO_WUMS | Internal | Shoulder | B15 | 1203 | 1467 | 0 | 42.66 | 42.91 | 2 | 0
2030 | PJM_ROR_2_MISO_WUMS | PJM_ROR | MISO_WUMS | Internal | Summer | B1 | 10 | 1467 | 0 | 97.13 | 73.13 | 2 | 0
2030 | PJM_ROR_2_MISO_WUMS | PJM_ROR | MISO_WUMS | Internal | Summer | B2 | 25 | 1467 | 0 | 80.53 | 73.13 | 2 | 0
2030 | PJM_ROR_2_MISO_WUMS | PJM_ROR | MISO_WUMS | Internal | Summer | B3 | 75 | 1467 | 0 | 75.03 | 73.13 | 2 | 0
2030 | PJM_ROR_2_MISO_WUMS | PJM_ROR | MISO_WUMS | Internal | Summer | B4 | 100 | 1467 | 0 | 73.18 | 73.13 | 2 | 0
2030 | PJM_ROR_2_MISO_WUMS | PJM_ROR | MISO_WUMS | Internal | Summer | B5 | 200 | 1467 | 434.87 | 68.23 | 70.23 | 2 | 0
2030 | PJM_ROR_2_MISO_WUMS | PJM_ROR | MISO_WUMS | Internal | Summer | B6 | 300 | 1467 | 0 | 57.16 | 55.16 | 2 | 0
2030 | PJM_ROR_2_MISO_WUMS | PJM_ROR | MISO_WUMS | Internal | Summer | B7 | 400 | 1467 | 0 | 46.77 | 44.77 | 2 | 0
2030 | PJM_ROR_2_MISO_WUMS | PJM_ROR | MISO_WUMS | Internal | Summer | B8 | 500 | 1467 | 0 | 43.09 | 44.48 | 2 | 0
2030 | PJM_ROR_2_MISO_WUMS | PJM_ROR | MISO_WUMS | Internal | Summer | B9 | 800 | 1467 | 685.27 | 41.09 | 43.09 | 2 | 0
2030 | PJM_ROR_2_MISO_WUMS | PJM_ROR | MISO_WUMS | Internal | Summer | B10 | 1262 | 1467 | 0 | 41.09 | 41.06 | 2 | 0
2030 | PJM_ROR_2_MISO_WUMS | PJM_ROR | MISO_WUMS | Internal | Winter | B16 | 25 | 1467 | 28.57 | 77.01 | 79.01 | 2 | 0
2030 | PJM_ROR_2_MISO_WUMS | PJM_ROR | MISO_WUMS | Internal | Winter | B17 | 100 | 1467 | 0 | 61.78 | 59.78 | 2 | 0
2030 | PJM_ROR_2_MISO_WUMS | PJM_ROR | MISO_WUMS | Internal | Winter | B18 | 400 | 1467 | 0 | 52.43 | 54.38 | 2 | 0
2030 | PJM_ROR_2_MISO_WUMS | PJM_ROR | MISO_WUMS | Internal | Winter | B19 | 700 | 1467 | 0 | 49.89 | 49.96 | 2 | 0
2030 | PJM_ROR_2_MISO_WUMS | PJM_ROR | MISO_WUMS | Internal | Winter | B20 | 935 | 1467 | 0 | 45.89 | 45.24 | 2 | 0
2030 | PJM_ROR_2_PJM_ROM | PJM_ROR | PJM_ROM | Internal | Shoulder | B11 | 25 | 8000 | 472.44 | 65.95 | 65.96 | 0.01 | 0
2030 | PJM_ROR_2_PJM_ROM | PJM_ROR | PJM_ROM | Internal | Shoulder | B12 | 200 | 8000 | 5091.63 | 56.92 | 56.93 | 0.01 | 0
2030 | PJM_ROR_2_PJM_ROM | PJM_ROR | PJM_ROM | Internal | Shoulder | B13 | 600 | 8000 | 6728.65 | 50.39 | 50.4 | 0.01 | 0
2030 | PJM_ROR_2_PJM_ROM | PJM_ROR | PJM_ROM | Internal | Shoulder | B14 | 900 | 8000 | 8000 | 46.38 | 47.21 | 0.01 | 0.82
2030 | PJM_ROR_2_PJM_ROM | PJM_ROR | PJM_ROM | Internal | Shoulder | B15 | 1203 | 8000 | 8000 | 42.66 | 43.5 | 0.01 | 0.83
2030 | PJM_ROR_2_PJM_ROM | PJM_ROR | PJM_ROM | Internal | Summer | B1 | 10 | 8000 | 8000 | 97.13 | 107.13 | 0.01 | 9.99
2030 | PJM_ROR_2_PJM_ROM | PJM_ROR | PJM_ROM | Internal | Summer | B2 | 25 | 8000 | 8000 | 80.53 | 96.5 | 0.01 | 15.96
2030 | PJM_ROR_2_PJM_ROM | PJM_ROR | PJM_ROM | Internal | Summer | B3 | 75 | 8000 | 5377.32 | 75.03 | 75.05 | 0.01 | 0
2030 | PJM_ROR_2_PJM_ROM | PJM_ROR | PJM_ROM | Internal | Summer | B4 | 100 | 8000 | 125.22 | 73.18 | 73.19 | 0.01 | 0
2030 | PJM_ROR_2_PJM_ROM | PJM_ROR | PJM_ROM | Internal | Summer | B5 | 200 | 8000 | 846.53 | 68.23 | 68.24 | 0.01 | 0
2030 | PJM_ROR_2_PJM_ROM | PJM_ROR | PJM_ROM | Internal | Summer | B6 | 300 | 8000 | 7005.69 | 57.16 | 57.17 | 0.01 | 0
2030 | PJM_ROR_2_PJM_ROM | PJM_ROR | PJM_ROM | Internal | Summer | B7 | 400 | 8000 | 8000 | 46.77 | 47.57 | 0.01 | 0.79
2030 | PJM_ROR_2_PJM_ROM | PJM_ROR | PJM_ROM | Internal | Summer | B8 | 500 | 8000 | 8000 | 43.09 | 44.57 | 0.01 | 1.47
2030 | PJM_ROR_2_PJM_ROM | PJM_ROR | PJM_ROM | Internal | Summer | B9 | 800 | 8000 | 8000 | 41.09 | 44.08 | 0.01 | 2.99
2030 | PJM_ROR_2_PJM_ROM | PJM_ROR | PJM_ROM | Internal | Summer | B10 | 1262 | 8000 | 5201.71 | 41.09 | 41.1 | 0.01 | 0
2030 | PJM_ROR_2_PJM_ROM | PJM_ROR | PJM_ROM | Internal | Winter | B16 | 25 | 8000 | 0 | 77.01 | 76.99 | 0.01 | 0
2030 | PJM_ROR_2_PJM_ROM | PJM_ROR | PJM_ROM | Internal | Winter | B17 | 100 | 8000 | 5548.52 | 61.78 | 61.79 | 0.01 | 0
2030 | PJM_ROR_2_PJM_ROM | PJM_ROR | PJM_ROM | Internal | Winter | B18 | 400 | 8000 | 8000 | 52.43 | 53.5 | 0.01 | 1.05
2030 | PJM_ROR_2_PJM_ROM | PJM_ROR | PJM_ROM | Internal | Winter | B19 | 700 | 8000 | 8000 | 49.89 | 52.24 | 0.01 | 2.33
2030 | PJM_ROR_2_PJM_ROM | PJM_ROR | PJM_ROM | Internal | Winter | B20 | 935 | 8000 | 8000 | 45.89 | 47.92 | 0.01 | 2.02
2030 | PJM_ROR_2_TVA_Transmission | PJM_ROR | TVA_Transmission | Internal | Shoulder | B11 | 25 | 2500 | 770.93 | 65.95 | 71.95 | 6 | 0
2030 | PJM_ROR_2_TVA_Transmission | PJM_ROR | TVA_Transmission | Internal | Shoulder | B12 | 200 | 2500 | 0 | 56.92 | 58.51 | 6 | 0
2030 | PJM_ROR_2_TVA_Transmission | PJM_ROR | TVA_Transmission | Internal | Shoulder | B13 | 600 | 2500 | 0 | 50.39 | 52.97 | 6 | 0
2030 | PJM_ROR_2_TVA_Transmission | PJM_ROR | TVA_Transmission | Internal | Shoulder | B14 | 900 | 2500 | 0 | 46.38 | 51.28 | 6 | 0
2030 | PJM_ROR_2_TVA_Transmission | PJM_ROR | TVA_Transmission | Internal | Shoulder | B15 | 1203 | 2500 | 153.05 | 42.66 | 48.66 | 6 | 0
2030 | PJM_ROR_2_TVA_Transmission | PJM_ROR | TVA_Transmission | Internal | Summer | B1 | 10 | 2500 | 0 | 97.13 | 96.53 | 6 | 0
2030 | PJM_ROR_2_TVA_Transmission | PJM_ROR | TVA_Transmission | Internal | Summer | B2 | 25 | 2500 | 1746.87 | 80.53 | 86.53 | 6 | 0
2030 | PJM_ROR_2_TVA_Transmission | PJM_ROR | TVA_Transmission | Internal | Summer | B3 | 75 | 2500 | 0 | 75.03 | 80.5 | 6 | 0
2030 | PJM_ROR_2_TVA_Transmission | PJM_ROR | TVA_Transmission | Internal | Summer | B4 | 100 | 2500 | 2500 | 73.18 | 80.01 | 6 | 0.83
2030 | PJM_ROR_2_TVA_Transmission | PJM_ROR | TVA_Transmission | Internal | Summer | B5 | 200 | 2500 | 2500 | 68.23 | 74.61 | 6 | 0.38
2030 | PJM_ROR_2_TVA_Transmission | PJM_ROR | TVA_Transmission | Internal | Summer | B6 | 300 | 2500 | 909.4 | 57.16 | 63.16 | 6 | 0
2030 | PJM_ROR_2_TVA_Transmission | PJM_ROR | TVA_Transmission | Internal | Summer | B7 | 400 | 2500 | 0 | 46.77 | 51.87 | 6 | 0
2030 | PJM_ROR_2_TVA_Transmission | PJM_ROR | TVA_Transmission | Internal | Summer | B8 | 500 | 2500 | 0 | 43.09 | 47.21 | 6 | 0
2030 | PJM_ROR_2_TVA_Transmission | PJM_ROR | TVA_Transmission | Internal | Summer | B9 | 800 | 2500 | 0 | 41.09 | 46.15 | 6 | 0
2030 | PJM_ROR_2_TVA_Transmission | PJM_ROR | TVA_Transmission | Internal | Summer | B10 | 1262 | 2500 | 0 | 41.09 | 45.82 | 6 | 0
2030 | PJM_ROR_2_TVA_Transmission | PJM_ROR | TVA_Transmission | Internal | Winter | B16 | 25 | 2500 | 2029.48 | 77.01 | 83.01 | 6 | 0
2030 | PJM_ROR_2_TVA_Transmission | PJM_ROR | TVA_Transmission | Internal | Winter | B17 | 100 | 2500 | 0 | 61.78 | 60.75 | 6 | 0
2030 | PJM_ROR_2_TVA_Transmission | PJM_ROR | TVA_Transmission | Internal | Winter | B18 | 400 | 2500 | 0 | 52.43 | 55.71 | 6 | 0
2030 | PJM_ROR_2_TVA_Transmission | PJM_ROR | TVA_Transmission | Internal | Winter | B19 | 700 | 2500 | 0 | 49.89 | 54.25 | 6 | 0
2030 | PJM_ROR_2_TVA_Transmission | PJM_ROR | TVA_Transmission | Internal | Winter | B20 | 935 | 2500 | 0 | 45.89 | 50.22 | 6 | 0
2030 | PJM_ROR_2_VACAR | PJM_ROR | VACAR | Internal | Shoulder | B11 | 25 | 3000 | 3000 | 65.95 | 73.95 | 6 | 2
2030 | PJM_ROR_2_VACAR | PJM_ROR | VACAR | Internal | Shoulder | B12 | 200 | 3000 | 0 | 56.92 | 61.67 | 6 | 0
2030 | PJM_ROR_2_VACAR | PJM_ROR | VACAR | Internal | Shoulder | B13 | 600 | 3000 | 0 | 50.39 | 53.08 | 6 | 0
2030 | PJM_ROR_2_VACAR | PJM_ROR | VACAR | Internal | Shoulder | B14 | 900 | 3000 | 0 | 46.38 | 49.97 | 6 | 0
2030 | PJM_ROR_2_VACAR | PJM_ROR | VACAR | Internal | Shoulder | B15 | 1203 | 3000 | 3000 | 42.66 | 49.97 | 6 | 1.31
2030 | PJM_ROR_2_VACAR | PJM_ROR | VACAR | Internal | Summer | B1 | 10 | 3000 | 1407.69 | 97.13 | 103.13 | 6 | 0
2030 | PJM_ROR_2_VACAR | PJM_ROR | VACAR | Internal | Summer | B2 | 25 | 3000 | 1486.78 | 80.53 | 86.53 | 6 | 0
2030 | PJM_ROR_2_VACAR | PJM_ROR | VACAR | Internal | Summer | B3 | 75 | 3000 | 3000 | 75.03 | 86.53 | 6 | 5.49
2030 | PJM_ROR_2_VACAR | PJM_ROR | VACAR | Internal | Summer | B4 | 100 | 3000 | 3000 | 73.18 | 84.65 | 6 | 5.47
2030 | PJM_ROR_2_VACAR | PJM_ROR | VACAR | Internal | Summer | B5 | 200 | 3000 | 3000 | 68.23 | 83.61 | 6 | 9.38
2030 | PJM_ROR_2_VACAR | PJM_ROR | VACAR | Internal | Summer | B6 | 300 | 3000 | 3000 | 57.16 | 65.16 | 6 | 2
2030 | PJM_ROR_2_VACAR | PJM_ROR | VACAR | Internal | Summer | B7 | 400 | 3000 | 2450.37 | 46.77 | 52.77 | 6 | 0
2030 | PJM_ROR_2_VACAR | PJM_ROR | VACAR | Internal | Summer | B8 | 500 | 3000 | 288.46 | 43.09 | 49.09 | 6 | 0
2030 | PJM_ROR_2_VACAR | PJM_ROR | VACAR | Internal | Summer | B9 | 800 | 3000 | 3000 | 41.09 | 47.91 | 6 | 0.82
2030 | PJM_ROR_2_VACAR | PJM_ROR | VACAR | Internal | Summer | B10 | 1262 | 3000 | 3000 | 41.09 | 47.91 | 6 | 0.82
2030 | PJM_ROR_2_VACAR | PJM_ROR | VACAR | Internal | Winter | B16 | 25 | 3000 | 3000 | 77.01 | 93.01 | 6 | 10
2030 | PJM_ROR_2_VACAR | PJM_ROR | VACAR | Internal | Winter | B17 | 100 | 3000 | 0 | 61.78 | 65.5 | 6 | 0
2030 | PJM_ROR_2_VACAR | PJM_ROR | VACAR | Internal | Winter | B18 | 400 | 3000 | 0 | 52.43 | 54.58 | 6 | 0
2030 | PJM_ROR_2_VACAR | PJM_ROR | VACAR | Internal | Winter | B19 | 700 | 3000 | 0 | 49.89 | 54.58 | 6 | 0
2030 | PJM_ROR_2_VACAR | PJM_ROR | VACAR | Internal | Winter | B20 | 935 | 3000 | 777.89 | 45.89 | 51.89 | 6 | 0
2030 | PJM_ROM_2_NYISO_A-F | PJM_ROM | NYISO_A-F | Internal | Shoulder | B11 | 25 | 2000 | 0 | 65.96 | 55.87 | 6 | 0
2030 | PJM_ROM_2_NYISO_A-F | PJM_ROM | NYISO_A-F | Internal | Shoulder | B12 | 200 | 2000 | 0 | 56.93 | 51.56 | 6 | 0
2030 | PJM_ROM_2_NYISO_A-F | PJM_ROM | NYISO_A-F | Internal | Shoulder | B13 | 600 | 2000 | 0 | 50.4 | 50.15 | 6 | 0
2030 | PJM_ROM_2_NYISO_A-F | PJM_ROM | NYISO_A-F | Internal | Shoulder | B14 | 900 | 2000 | 0 | 47.21 | 46.99 | 6 | 0
2030 | PJM_ROM_2_NYISO_A-F | PJM_ROM | NYISO_A-F | Internal | Shoulder | B15 | 1203 | 2000 | 0 | 43.5 | 46.85 | 6 | 0
2030 | PJM_ROM_2_NYISO_A-F | PJM_ROM | NYISO_A-F | Internal | Summer | B1 | 10 | 2000 | 0 | 107.13 | 99.13 | 6 | 0
2030 | PJM_ROM_2_NYISO_A-F | PJM_ROM | NYISO_A-F | Internal | Summer | B2 | 25 | 2000 | 0 | 96.5 | 88.5 | 6 | 0
2030 | PJM_ROM_2_NYISO_A-F | PJM_ROM | NYISO_A-F | Internal | Summer | B3 | 75 | 2000 | 0 | 75.05 | 67.05 | 6 | 0
2030 | PJM_ROM_2_NYISO_A-F | PJM_ROM | NYISO_A-F | Internal | Summer | B4 | 100 | 2000 | 0 | 73.19 | 61.95 | 6 | 0
2030 | PJM_ROM_2_NYISO_A-F | PJM_ROM | NYISO_A-F | Internal | Summer | B5 | 200 | 2000 | 0 | 68.24 | 57.82 | 6 | 0
2030 | PJM_ROM_2_NYISO_A-F | PJM_ROM | NYISO_A-F | Internal | Summer | B6 | 300 | 2000 | 0 | 57.17 | 50.1 | 6 | 0
2030 | PJM_ROM_2_NYISO_A-F | PJM_ROM | NYISO_A-F | Internal | Summer | B7 | 400 | 2000 | 0 | 47.57 | 50.1 | 6 | 0
2030 | PJM_ROM_2_NYISO_A-F | PJM_ROM | NYISO_A-F | Internal | Summer | B8 | 500 | 2000 | 0 | 44.57 | 45.67 | 6 | 0
2030 | PJM_ROM_2_NYISO_A-F | PJM_ROM | NYISO_A-F | Internal | Summer | B9 | 800 | 2000 | 0 | 44.08 | 44.74 | 6 | 0
2030 | PJM_ROM_2_NYISO_A-F | PJM_ROM | NYISO_A-F | Internal | Summer | B10 | 1262 | 2000 | 0 | 41.1 | 44.74 | 6 | 0
2030 | PJM_ROM_2_NYISO_A-F | PJM_ROM | NYISO_A-F | Internal | Winter | B16 | 25 | 2000 | 0 | 76.99 | 60.28 | 6 | 0
2030 | PJM_ROM_2_NYISO_A-F | PJM_ROM | NYISO_A-F | Internal | Winter | B17 | 100 | 2000 | 0 | 61.79 | 56.38 | 6 | 0
2030 | PJM_ROM_2_NYISO_A-F | PJM_ROM | NYISO_A-F | Internal | Winter | B18 | 400 | 2000 | 0 | 53.5 | 56.38 | 6 | 0
2030 | PJM_ROM_2_NYISO_A-F | PJM_ROM | NYISO_A-F | Internal | Winter | B19 | 700 | 2000 | 0 | 52.24 | 54.52 | 6 | 0
2030 | PJM_ROM_2_NYISO_A-F | PJM_ROM | NYISO_A-F | Internal | Winter | B20 | 935 | 2000 | 1481.63 | 47.92 | 53.92 | 6 | 0
2030 | PJM_ROM_2_PJM_E | PJM_ROM | PJM_E | Internal | Shoulder | B11 | 25 | 8000 | 0 | 65.96 | 65.95 | 0.01 | 0
2030 | PJM_ROM_2_PJM_E | PJM_ROM | PJM_E | Internal | Shoulder | B12 | 200 | 8000 | 1130.83 | 56.93 | 56.94 | 0.01 | 0
2030 | PJM_ROM_2_PJM_E | PJM_ROM | PJM_E | Internal | Shoulder | B13 | 600 | 8000 | 2846.91 | 50.4 | 50.41 | 0.01 | 0
2030 | PJM_ROM_2_PJM_E | PJM_ROM | PJM_E | Internal | Shoulder | B14 | 900 | 8000 | 4762.98 | 47.21 | 47.23 | 0.01 | 0
2030 | PJM_ROM_2_PJM_E | PJM_ROM | PJM_E | Internal | Shoulder | B15 | 1203 | 8000 | 5793.17 | 43.5 | 43.51 | 0.01 | 0
2030 | PJM_ROM_2_PJM_E | PJM_ROM | PJM_E | Internal | Summer | B1 | 10 | 8000 | 5664.94 | 107.13 | 107.15 | 0.01 | 0
2030 | PJM_ROM_2_PJM_E | PJM_ROM | PJM_E | Internal | Summer | B2 | 25 | 8000 | 6125.02 | 96.5 | 96.52 | 0.01 | 0
2030 | PJM_ROM_2_PJM_E | PJM_ROM | PJM_E | Internal | Summer | B3 | 75 | 8000 | 3588.38 | 75.05 | 75.06 | 0.01 | 0
2030 | PJM_ROM_2_PJM_E | PJM_ROM | PJM_E | Internal | Summer | B4 | 100 | 8000 | 557.53 | 73.19 | 73.21 | 0.01 | 0
2030 | PJM_ROM_2_PJM_E | PJM_ROM | PJM_E | Internal | Summer | B5 | 200 | 8000 | 2172.39 | 68.24 | 68.25 | 0.01 | 0
2030 | PJM_ROM_2_PJM_E | PJM_ROM | PJM_E | Internal | Summer | B6 | 300 | 8000 | 4059.08 | 57.17 | 57.18 | 0.01 | 0
2030 | PJM_ROM_2_PJM_E | PJM_ROM | PJM_E | Internal | Summer | B7 | 400 | 8000 | 5046.37 | 47.57 | 47.58 | 0.01 | 0
2030 | PJM_ROM_2_PJM_E | PJM_ROM | PJM_E | Internal | Summer | B8 | 500 | 8000 | 5971.87 | 44.57 | 44.58 | 0.01 | 0
2030 | PJM_ROM_2_PJM_E | PJM_ROM | PJM_E | Internal | Summer | B9 | 800 | 8000 | 5733.32 | 44.08 | 44.09 | 0.01 | 0
2030 | PJM_ROM_2_PJM_E | PJM_ROM | PJM_E | Internal | Summer | B10 | 1262 | 8000 | 6071.99 | 41.1 | 41.11 | 0.01 | 0
2030 | PJM_ROM_2_PJM_E | PJM_ROM | PJM_E | Internal | Winter | B16 | 25 | 8000 | 2315.67 | 76.99 | 77.01 | 0.01 | 0
2030 | PJM_ROM_2_PJM_E | PJM_ROM | PJM_E | Internal | Winter | B17 | 100 | 8000 | 3681.45 | 61.79 | 61.8 | 0.01 | 0
2030 | PJM_ROM_2_PJM_E | PJM_ROM | PJM_E | Internal | Winter | B18 | 400 | 8000 | 6562.66 | 53.5 | 53.51 | 0.01 | 0
2030 | PJM_ROM_2_PJM_E | PJM_ROM | PJM_E | Internal | Winter | B19 | 700 | 8000 | 5962.38 | 52.24 | 52.25 | 0.01 | 0
2030 | PJM_ROM_2_PJM_E | PJM_ROM | PJM_E | Internal | Winter | B20 | 935 | 8000 | 6392.64 | 47.92 | 47.94 | 0.01 | 0
2030 | PJM_ROM_2_PJM_ROR | PJM_ROM | PJM_ROR | Internal | Shoulder | B11 | 25 | 8000 | 0 | 65.96 | 65.95 | 0.01 | 0
2030 | PJM_ROM_2_PJM_ROR | PJM_ROM | PJM_ROR | Internal | Shoulder | B12 | 200 | 8000 | 0 | 56.93 | 56.92 | 0.01 | 0
2030 | PJM_ROM_2_PJM_ROR | PJM_ROM | PJM_ROR | Internal | Shoulder | B13 | 600 | 8000 | 0 | 50.4 | 50.39 | 0.01 | 0
2030 | PJM_ROM_2_PJM_ROR | PJM_ROM | PJM_ROR | Internal | Shoulder | B14 | 900 | 8000 | 0 | 47.21 | 46.38 | 0.01 | 0
2030 | PJM_ROM_2_PJM_ROR | PJM_ROM | PJM_ROR | Internal | Shoulder | B15 | 1203 | 8000 | 0 | 43.5 | 42.66 | 0.01 | 0
2030 | PJM_ROM_2_PJM_ROR | PJM_ROM | PJM_ROR | Internal | Summer | B1 | 10 | 8000 | 0 | 107.13 | 97.13 | 0.01 | 0
2030 | PJM_ROM_2_PJM_ROR | PJM_ROM | PJM_ROR | Internal | Summer | B2 | 25 | 8000 | 0 | 96.5 | 80.53 | 0.01 | 0
2030 | PJM_ROM_2_PJM_ROR | PJM_ROM | PJM_ROR | Internal | Summer | B3 | 75 | 8000 | 0 | 75.05 | 75.03 | 0.01 | 0
2030 | PJM_ROM_2_PJM_ROR | PJM_ROM | PJM_ROR | Internal | Summer | B4 | 100 | 8000 | 0 | 73.19 | 73.18 | 0.01 | 0
2030 | PJM_ROM_2_PJM_ROR | PJM_ROM | PJM_ROR | Internal | Summer | B5 | 200 | 8000 | 0 | 68.24 | 68.23 | 0.01 | 0
2030 | PJM_ROM_2_PJM_ROR | PJM_ROM | PJM_ROR | Internal | Summer | B6 | 300 | 8000 | 0 | 57.17 | 57.16 | 0.01 | 0
2030 | PJM_ROM_2_PJM_ROR | PJM_ROM | PJM_ROR | Internal | Summer | B7 | 400 | 8000 | 0 | 47.57 | 46.77 | 0.01 | 0
2030 | PJM_ROM_2_PJM_ROR | PJM_ROM | PJM_ROR | Internal | Summer | B8 | 500 | 8000 | 0 | 44.57 | 43.09 | 0.01 | 0
2030 | PJM_ROM_2_PJM_ROR | PJM_ROM | PJM_ROR | Internal | Summer | B9 | 800 | 8000 | 0 | 44.08 | 41.09 | 0.01 | 0
2030 | PJM_ROM_2_PJM_ROR | PJM_ROM | PJM_ROR | Internal | Summer | B10 | 1262 | 8000 | 0 | 41.1 | 41.09 | 0.01 | 0
2030 | PJM_ROM_2_PJM_ROR | PJM_ROM | PJM_ROR | Internal | Winter | B16 | 25 | 8000 | 625.44 | 76.99 | 77.01 | 0.01 | 0
2030 | PJM_ROM_2_PJM_ROR | PJM_ROM | PJM_ROR | Internal | Winter | B17 | 100 | 8000 | 0 | 61.79 | 61.78 | 0.01 | 0
2030 | PJM_ROM_2_PJM_ROR | PJM_ROM | PJM_ROR | Internal | Winter | B18 | 400 | 8000 | 0 | 53.5 | 52.43 | 0.01 | 0
2030 | PJM_ROM_2_PJM_ROR | PJM_ROM | PJM_ROR | Internal | Winter | B19 | 700 | 8000 | 0 | 52.24 | 49.89 | 0.01 | 0
2030 | PJM_ROM_2_PJM_ROR | PJM_ROM | PJM_ROR | Internal | Winter | B20 | 935 | 8000 | 0 | 47.92 | 45.89 | 0.01 | 0
2030 | SOCO_2_FRCC | SOCO | FRCC | Internal | Shoulder | B11 | 25 | 3700 | 391.25 | 80.95 | 90.95 | 10 | 0
2030 | SOCO_2_FRCC | SOCO | FRCC | Internal | Shoulder | B12 | 200 | 3700 | 0 | 51.67 | 61.05 | 10 | 0
2030 | SOCO_2_FRCC | SOCO | FRCC | Internal | Shoulder | B13 | 600 | 3700 | 0 | 51.11 | 57.53 | 10 | 0
2030 | SOCO_2_FRCC | SOCO | FRCC | Internal | Shoulder | B14 | 900 | 3700 | 0 | 51.11 | 56.34 | 10 | 0
2030 | SOCO_2_FRCC | SOCO | FRCC | Internal | Shoulder | B15 | 1203 | 3700 | 0 | 47.32 | 56.34 | 10 | 0
2030 | SOCO_2_FRCC | SOCO | FRCC | Internal | Summer | B1 | 10 | 3700 | 360.87 | 99.13 | 109.13 | 10 | 0
2030 | SOCO_2_FRCC | SOCO | FRCC | Internal | Summer | B2 | 25 | 3700 | 0 | 90.13 | 91.31 | 10 | 0
2030 | SOCO_2_FRCC | SOCO | FRCC | Internal | Summer | B3 | 75 | 3700 | 0 | 85.24 | 91.31 | 10 | 0
2030 | SOCO_2_FRCC | SOCO | FRCC | Internal | Summer | B4 | 100 | 3700 | 0 | 83.61 | 89.58 | 10 | 0
2030 | SOCO_2_FRCC | SOCO | FRCC | Internal | Summer | B5 | 200 | 3700 | 0 | 83.61 | 89.58 | 10 | 0
2030 | SOCO_2_FRCC | SOCO | FRCC | Internal | Summer | B6 | 300 | 3700 | 0 | 72.16 | 78.5 | 10 | 0
2030 | SOCO_2_FRCC | SOCO | FRCC | Internal | Summer | B7 | 400 | 3700 | 1454.51 | 59.77 | 69.77 | 10 | 0
2030 | SOCO_2_FRCC | SOCO | FRCC | Internal | Summer | B8 | 500 | 3700 | 0 | 49.6 | 57.82 | 10 | 0
2030 | SOCO_2_FRCC | SOCO | FRCC | Internal | Summer | B9 | 800 | 3700 | 0 | 49.6 | 55.43 | 10 | 0
2030 | SOCO_2_FRCC | SOCO | FRCC | Internal | Summer | B10 | 1262 | 3700 | 0 | 45.7 | 55.43 | 10 | 0
2030 | SOCO_2_FRCC | SOCO | FRCC | Internal | Winter | B16 | 25 | 3700 | 0 | 83.01 | 87.85 | 10 | 0
2030 | SOCO_2_FRCC | SOCO | FRCC | Internal | Winter | B17 | 100 | 3700 | 71.95 | 54.27 | 64.27 | 10 | 0
2030 | SOCO_2_FRCC | SOCO | FRCC | Internal | Winter | B18 | 400 | 3700 | 0 | 54.27 | 59 | 10 | 0
2030 | SOCO_2_FRCC | SOCO | FRCC | Internal | Winter | B19 | 700 | 3700 | 0 | 54.27 | 59 | 10 | 0
2030 | SOCO_2_FRCC | SOCO | FRCC | Internal | Winter | B20 | 935 | 3700 | 0 | 49.8 | 59 | 10 | 0
2030 | SOCO_2_VACAR | SOCO | VACAR | Internal | Shoulder | B11 | 25 | 2000 | 0 | 80.95 | 73.95 | 10 | 0
2030 | SOCO_2_VACAR | SOCO | VACAR | Internal | Shoulder | B12 | 200 | 2000 | 77.49 | 51.67 | 61.67 | 10 | 0
2030 | SOCO_2_VACAR | SOCO | VACAR | Internal | Shoulder | B13 | 600 | 2000 | 0 | 51.11 | 53.08 | 10 | 0
2030 | SOCO_2_VACAR | SOCO | VACAR | Internal | Shoulder | B14 | 900 | 2000 | 0 | 51.11 | 49.97 | 10 | 0
2030 | SOCO_2_VACAR | SOCO | VACAR | Internal | Shoulder | B15 | 1203 | 2000 | 0 | 47.32 | 49.97 | 10 | 0
2030 | SOCO_2_VACAR | SOCO | VACAR | Internal | Summer | B1 | 10 | 2000 | 0 | 99.13 | 103.13 | 10 | 0
2030 | SOCO_2_VACAR | SOCO | VACAR | Internal | Summer | B2 | 25 | 2000 | 0 | 90.13 | 86.53 | 10 | 0
2030 | SOCO_2_VACAR | SOCO | VACAR | Internal | Summer | B3 | 75 | 2000 | 0 | 85.24 | 86.53 | 10 | 0
2030 | SOCO_2_VACAR | SOCO | VACAR | Internal | Summer | B4 | 100 | 2000 | 0 | 83.61 | 84.65 | 10 | 0
2030 | SOCO_2_VACAR | SOCO | VACAR | Internal | Summer | B5 | 200 | 2000 | 0 | 83.61 | 83.61 | 10 | 0
2030 | SOCO_2_VACAR | SOCO | VACAR | Internal | Summer | B6 | 300 | 2000 | 0 | 72.16 | 65.16 | 10 | 0
2030 | SOCO_2_VACAR | SOCO | VACAR | Internal | Summer | B7 | 400 | 2000 | 0 | 59.77 | 52.77 | 10 | 0
2030 | SOCO_2_VACAR | SOCO | VACAR | Internal | Summer | B8 | 500 | 2000 | 0 | 49.6 | 49.09 | 10 | 0
2030 | SOCO_2_VACAR | SOCO | VACAR | Internal | Summer | B9 | 800 | 2000 | 0 | 49.6 | 47.91 | 10 | 0
2030 | SOCO_2_VACAR | SOCO | VACAR | Internal | Summer | B10 | 1262 | 2000 | 0 | 45.7 | 47.91 | 10 | 0
2030 | SOCO_2_VACAR | SOCO | VACAR | Internal | Winter | B16 | 25 | 2000 | 1617.28 | 83.01 | 93.01 | 10 | 0
2030 | SOCO_2_VACAR | SOCO | VACAR | Internal | Winter | B17 | 100 | 2000 | 2000 | 54.27 | 65.5 | 10 | 1.23
2030 | SOCO_2_VACAR | SOCO | VACAR | Internal | Winter | B18 | 400 | 2000 | 0 | 54.27 | 54.58 | 10 | 0
2030 | SOCO_2_VACAR | SOCO | VACAR | Internal | Winter | B19 | 700 | 2000 | 0 | 54.27 | 54.58 | 10 | 0
2030 | SOCO_2_VACAR | SOCO | VACAR | Internal | Winter | B20 | 935 | 2000 | 0 | 49.8 | 51.89 | 10 | 0
2030 | SPP_N_2_ENT | SPP_N | ENT | Internal | Shoulder | B11 | 25 | 1800 | 0 | 80.6 | 72.95 | 5 | 0
2030 | SPP_N_2_ENT | SPP_N | ENT | Internal | Shoulder | B12 | 200 | 1800 | 0 | 53.92 | 51.14 | 5 | 0
2030 | SPP_N_2_ENT | SPP_N | ENT | Internal | Shoulder | B13 | 600 | 1800 | 0 | 50.42 | 51.14 | 5 | 0
2030 | SPP_N_2_ENT | SPP_N | ENT | Internal | Shoulder | B14 | 900 | 1800 | 0 | 49 | 50.77 | 5 | 0
2030 | SPP_N_2_ENT | SPP_N | ENT | Internal | Shoulder | B15 | 1203 | 1800 | 0 | 46.15 | 49.1 | 5 | 0
2030 | SPP_N_2_ENT | SPP_N | ENT | Internal | Summer | B1 | 10 | 1800 | 0 | 94.13 | 91.13 | 5 | 0
2030 | SPP_N_2_ENT | SPP_N | ENT | Internal | Summer | B2 | 25 | 1800 | 0 | 80.98 | 82.13 | 5 | 0
2030 | SPP_N_2_ENT | SPP_N | ENT | Internal | Summer | B3 | 75 | 1800 | 0 | 80.98 | 77.24 | 5 | 0
2030 | SPP_N_2_ENT | SPP_N | ENT | Internal | Summer | B4 | 100 | 1800 | 0 | 80.08 | 75.61 | 5 | 0
2030 | SPP_N_2_ENT | SPP_N | ENT | Internal | Summer | B5 | 200 | 1800 | 0 | 78.51 | 73.85 | 5 | 0
2030 | SPP_N_2_ENT | SPP_N | ENT | Internal | Summer | B6 | 300 | 1800 | 0 | 69.88 | 69.88 | 5 | 0
2030 | SPP_N_2_ENT | SPP_N | ENT | Internal | Summer | B7 | 400 | 1800 | 0 | 59.76 | 51.77 | 5 | 0
2030 | SPP_N_2_ENT | SPP_N | ENT | Internal | Summer | B8 | 500 | 1800 | 0 | 49.47 | 49.48 | 5 | 0
2030 | SPP_N_2_ENT | SPP_N | ENT | Internal | Summer | B9 | 800 | 1800 | 0 | 47.31 | 49.12 | 5 | 0
2030 | SPP_N_2_ENT | SPP_N | ENT | Internal | Summer | B10 | 1262 | 1800 | 0 | 44.26 | 47.5 | 5 | 0
2030 | SPP_N_2_ENT | SPP_N | ENT | Internal | Winter | B16 | 25 | 1800 | 0 | 79.01 | 75.01 | 5 | 0
2030 | SPP_N_2_ENT | SPP_N | ENT | Internal | Winter | B17 | 100 | 1800 | 0 | 54.79 | 54.44 | 5 | 0
2030 | SPP_N_2_ENT | SPP_N | ENT | Internal | Winter | B18 | 400 | 1800 | 0 | 52.36 | 54.04 | 5 | 0
2030 | SPP_N_2_ENT | SPP_N | ENT | Internal | Winter | B19 | 700 | 1800 | 0 | 52.35 | 53.01 | 5 | 0
2030 | SPP_N_2_ENT | SPP_N | ENT | Internal | Winter | B20 | 935 | 1800 | 0 | 48.82 | 52.26 | 5 | 0
2030 | SPP_N_2_MISO_MO-IL | SPP_N | MISO_MO-IL | Internal | Shoulder | B11 | 25 | 2000 | 0 | 80.6 | 79.14 | 5 | 0
2030 | SPP_N_2_MISO_MO-IL | SPP_N | MISO_MO-IL | Internal | Shoulder | B12 | 200 | 2000 | 35.69 | 53.92 | 58.92 | 5 | 0
2030 | SPP_N_2_MISO_MO-IL | SPP_N | MISO_MO-IL | Internal | Shoulder | B13 | 600 | 2000 | 0 | 50.42 | 52.39 | 5 | 0
2030 | SPP_N_2_MISO_MO-IL | SPP_N | MISO_MO-IL | Internal | Shoulder | B14 | 900 | 2000 | 0 | 49 | 48.38 | 5 | 0
2030 | SPP_N_2_MISO_MO-IL | SPP_N | MISO_MO-IL | Internal | Shoulder | B15 | 1203 | 2000 | 0 | 46.15 | 42.76 | 5 | 0
2030 | SPP_N_2_MISO_MO-IL | SPP_N | MISO_MO-IL | Internal | Summer | B1 | 10 | 2000 | 821.95 | 94.13 | 99.13 | 5 | 0
2030 | SPP_N_2_MISO_MO-IL | SPP_N | MISO_MO-IL | Internal | Summer | B2 | 25 | 2000 | 0 | 80.98 | 82.53 | 5 | 0
2030 | SPP_N_2_MISO_MO-IL | SPP_N | MISO_MO-IL | Internal | Summer | B3 | 75 | 2000 | 0 | 80.98 | 77.03 | 5 | 0
2030 | SPP_N_2_MISO_MO-IL | SPP_N | MISO_MO-IL | Internal | Summer | B4 | 100 | 2000 | 0 | 80.08 | 75.19 | 5 | 0
2030 | SPP_N_2_MISO_MO-IL | SPP_N | MISO_MO-IL | Internal | Summer | B5 | 200 | 2000 | 0 | 78.51 | 70.51 | 5 | 0
2030 | SPP_N_2_MISO_MO-IL | SPP_N | MISO_MO-IL | Internal | Summer | B6 | 300 | 2000 | 0 | 69.88 | 61.88 | 5 | 0
2030 | SPP_N_2_MISO_MO-IL | SPP_N | MISO_MO-IL | Internal | Summer | B7 | 400 | 2000 | 0 | 59.76 | 48.77 | 5 | 0
2030 | SPP_N_2_MISO_MO-IL | SPP_N | MISO_MO-IL | Internal | Summer | B8 | 500 | 2000 | 0 | 49.47 | 44.8 | 5 | 0
2030 | SPP_N_2_MISO_MO-IL | SPP_N | MISO_MO-IL | Internal | Summer | B9 | 800 | 2000 | 0 | 47.31 | 41.77 | 5 | 0
2030 | SPP_N_2_MISO_MO-IL | SPP_N | MISO_MO-IL | Internal | Summer | B10 | 1262 | 2000 | 0 | 44.26 | 41.32 | 5 | 0
2030 | SPP_N_2_MISO_MO-IL | SPP_N | MISO_MO-IL | Internal | Winter | B16 | 25 | 2000 | 0 | 79.01 | 79.01 | 5 | 0
2030 | SPP_N_2_MISO_MO-IL | SPP_N | MISO_MO-IL | Internal | Winter | B17 | 100 | 2000 | 629.34 | 54.79 | 59.79 | 5 | 0
2030 | SPP_N_2_MISO_MO-IL | SPP_N | MISO_MO-IL | Internal | Winter | B18 | 400 | 2000 | 0 | 52.36 | 52.48 | 5 | 0
2030 | SPP_N_2_MISO_MO-IL | SPP_N | MISO_MO-IL | Internal | Winter | B19 | 700 | 2000 | 0 | 52.35 | 47.9 | 5 | 0
2030 | SPP_N_2_MISO_MO-IL | SPP_N | MISO_MO-IL | Internal | Winter | B20 | 935 | 2000 | 0 | 48.82 | 45.24 | 5 | 0
2030 | SPP_N_2_MISO_W | SPP_N | MISO_W | Internal | Shoulder | B11 | 25 | 750 | 0 | 80.6 | 80.59 | 5 | 0
2030 | SPP_N_2_MISO_W | SPP_N | MISO_W | Internal | Shoulder | B12 | 200 | 750 | 303.48 | 53.92 | 58.92 | 5 | 0
2030 | SPP_N_2_MISO_W | SPP_N | MISO_W | Internal | Shoulder | B13 | 600 | 750 | 0 | 50.42 | 52.4 | 5 | 0
2030 | SPP_N_2_MISO_W | SPP_N | MISO_W | Internal | Shoulder | B14 | 900 | 750 | 0 | 49 | 49.17 | 5 | 0
2030 | SPP_N_2_MISO_W | SPP_N | MISO_W | Internal | Shoulder | B15 | 1203 | 750 | 0 | 46.15 | 44.66 | 5 | 0
2030 | SPP_N_2_MISO_W | SPP_N | MISO_W | Internal | Summer | B1 | 10 | 750 | 578.06 | 94.13 | 99.13 | 5 | 0
2030 | SPP_N_2_MISO_W | SPP_N | MISO_W | Internal | Summer | B2 | 25 | 750 | 0 | 80.98 | 83.68 | 5 | 0
2030 | SPP_N_2_MISO_W | SPP_N | MISO_W | Internal | Summer | B3 | 75 | 750 | 0 | 80.98 | 85.97 | 5 | 0
2030 | SPP_N_2_MISO_W | SPP_N | MISO_W | Internal | Summer | B4 | 100 | 750 | 0 | 80.08 | 80.07 | 5 | 0
2030 | SPP_N_2_MISO_W | SPP_N | MISO_W | Internal | Summer | B5 | 200 | 750 | 0 | 78.51 | 78.5 | 5 | 0
2030 | SPP_N_2_MISO_W | SPP_N | MISO_W | Internal | Summer | B6 | 300 | 750 | 13.32 | 69.88 | 74.88 | 5 | 0
2030 | SPP_N_2_MISO_W | SPP_N | MISO_W | Internal | Summer | B7 | 400 | 750 | 0 | 59.76 | 52.76 | 5 | 0
2030 | SPP_N_2_MISO_W | SPP_N | MISO_W | Internal | Summer | B8 | 500 | 750 | 0 | 49.47 | 46.94 | 5 | 0
2030 | SPP_N_2_MISO_W | SPP_N | MISO_W | Internal | Summer | B9 | 800 | 750 | 0 | 47.31 | 46.94 | 5 | 0
2030 | SPP_N_2_MISO_W | SPP_N | MISO_W | Internal | Summer | B10 | 1262 | 750 | 0 | 44.26 | 41.3 | 5 | 0
2030 | SPP_N_2_MISO_W | SPP_N | MISO_W | Internal | Winter | B16 | 25 | 750 | 0 | 79.01 | 78.99 | 5 | 0
2030 | SPP_N_2_MISO_W | SPP_N | MISO_W | Internal | Winter | B17 | 100 | 750 | 0 | 54.79 | 59.78 | 5 | 0
2030 | SPP_N_2_MISO_W | SPP_N | MISO_W | Internal | Winter | B18 | 400 | 750 | 0 | 52.36 | 54.39 | 5 | 0
2030 | SPP_N_2_MISO_W | SPP_N | MISO_W | Internal | Winter | B19 | 700 | 750 | 0 | 52.35 | 52.59 | 5 | 0
2030 | SPP_N_2_MISO_W | SPP_N | MISO_W | Internal | Winter | B20 | 935 | 750 | 0 | 48.82 | 45.23 | 5 | 0
2030 | SPP_N_2_NE | SPP_N | NE | Internal | Shoulder | B11 | 25 | 330 | 0 | 80.6 | 80.59 | 0.01 | 0
2030 | SPP_N_2_NE | SPP_N | NE | Internal | Shoulder | B12 | 200 | 330 | 330 | 53.92 | 58.92 | 0.01 | 4.99
2030 | SPP_N_2_NE | SPP_N | NE | Internal | Shoulder | B13 | 600 | 330 | 330 | 50.42 | 52.99 | 0.01 | 2.55
2030 | SPP_N_2_NE | SPP_N | NE | Internal | Shoulder | B14 | 900 | 330 | 330 | 49 | 49.46 | 0.01 | 0.45
2030 | SPP_N_2_NE | SPP_N | NE | Internal | Shoulder | B15 | 1203 | 330 | 0 | 46.15 | 46.14 | 0.01 | 0
2030 | SPP_N_2_NE | SPP_N | NE | Internal | Summer | B1 | 10 | 330 | 0.03 | 94.13 | 94.13 | 0.01 | 0
2030 | SPP_N_2_NE | SPP_N | NE | Internal | Summer | B2 | 25 | 330 | 11.17 | 80.98 | 81 | 0.01 | 0
2030 | SPP_N_2_NE | SPP_N | NE | Internal | Summer | B3 | 75 | 330 | 0 | 80.98 | 80.97 | 0.01 | 0
2030 | SPP_N_2_NE | SPP_N | NE | Internal | Summer | B4 | 100 | 330 | 0 | 80.08 | 80.07 | 0.01 | 0
2030 | SPP_N_2_NE | SPP_N | NE | Internal | Summer | B5 | 200 | 330 | 0 | 78.51 | 78.5 | 0.01 | 0
2030 | SPP_N_2_NE | SPP_N | NE | Internal | Summer | B6 | 300 | 330 | 330 | 69.88 | 74.88 | 0.01 | 4.99
2030 | SPP_N_2_NE | SPP_N | NE | Internal | Summer | B7 | 400 | 330 | 0 | 59.76 | 59.75 | 0.01 | 0
2030 | SPP_N_2_NE | SPP_N | NE | Internal | Summer | B8 | 500 | 330 | 0 | 49.47 | 49.46 | 0.01 | 0
2030 | SPP_N_2_NE | SPP_N | NE | Internal | Summer | B9 | 800 | 330 | 0 | 47.31 | 47.3 | 0.01 | 0
2030 | SPP_N_2_NE | SPP_N | NE | Internal | Summer | B10 | 1262 | 330 | 0 | 44.26 | 43.42 | 0.01 | 0
2030 | SPP_N_2_NE | SPP_N | NE | Internal | Winter | B16 | 25 | 330 | 0 | 79.01 | 78.99 | 0.01 | 0
2030 | SPP_N_2_NE | SPP_N | NE | Internal | Winter | B17 | 100 | 330 | 0 | 54.79 | 54.78 | 0.01 | 0
2030 | SPP_N_2_NE | SPP_N | NE | Internal | Winter | B18 | 400 | 330 | 0 | 52.36 | 52.35 | 0.01 | 0
2030 | SPP_N_2_NE | SPP_N | NE | Internal | Winter | B19 | 700 | 330 | 0 | 52.35 | 52.34 | 0.01 | 0
2030 | SPP_N_2_NE | SPP_N | NE | Internal | Winter | B20 | 935 | 330 | 0 | 48.82 | 48.81 | 0.01 | 0
2030 | SPP_N_2_SPP_S | SPP_N | SPP_S | Internal | Shoulder | B11 | 25 | 4000 | 0 | 80.6 | 70.76 | 0.01 | 0
2030 | SPP_N_2_SPP_S | SPP_N | SPP_S | Internal | Shoulder | B12 | 200 | 4000 | 0 | 53.92 | 51.25 | 0.01 | 0
2030 | SPP_N_2_SPP_S | SPP_N | SPP_S | Internal | Shoulder | B13 | 600 | 4000 | 0 | 50.42 | 49.04 | 0.01 | 0
2030 | SPP_N_2_SPP_S | SPP_N | SPP_S | Internal | Shoulder | B14 | 900 | 4000 | 39.72 | 49 | 49.01 | 0.01 | 0
2030 | SPP_N_2_SPP_S | SPP_N | SPP_S | Internal | Shoulder | B15 | 1203 | 4000 | 2538.88 | 46.15 | 46.16 | 0.01 | 0
2030 | SPP_N_2_SPP_S | SPP_N | SPP_S | Internal | Summer | B1 | 10 | 4000 | 0 | 94.13 | 78.41 | 0.01 | 0
2030 | SPP_N_2_SPP_S | SPP_N | SPP_S | Internal | Summer | B2 | 25 | 4000 | 0 | 80.98 | 78.41 | 0.01 | 0
2030 | SPP_N_2_SPP_S | SPP_N | SPP_S | Internal | Summer | B3 | 75 | 4000 | 0 | 80.98 | 77.38 | 0.01 | 0
2030 | SPP_N_2_SPP_S | SPP_N | SPP_S | Internal | Summer | B4 | 100 | 4000 | 0 | 80.08 | 71.29 | 0.01 | 0
2030 | SPP_N_2_SPP_S | SPP_N | SPP_S | Internal | Summer | B5 | 200 | 4000 | 0 | 78.51 | 68.85 | 0.01 | 0
2030 | SPP_N_2_SPP_S | SPP_N | SPP_S | Internal | Summer | B6 | 300 | 4000 | 0 | 69.88 | 68.28 | 0.01 | 0
2030 | SPP_N_2_SPP_S | SPP_N | SPP_S | Internal | Summer | B7 | 400 | 4000 | 2273.85 | 59.76 | 59.77 | 0.01 | 0
2030 | SPP_N_2_SPP_S | SPP_N | SPP_S | Internal | Summer | B8 | 500 | 4000 | 1158.64 | 49.47 | 49.48 | 0.01 | 0
2030 | SPP_N_2_SPP_S | SPP_N | SPP_S | Internal | Summer | B9 | 800 | 4000 | 2333.6 | 47.31 | 47.32 | 0.01 | 0
2030 | SPP_N_2_SPP_S | SPP_N | SPP_S | Internal | Summer | B10 | 1262 | 4000 | 4000 | 44.26 | 45.45 | 0.01 | 1.18
2030 | SPP_N_2_SPP_S | SPP_N | SPP_S | Internal | Winter | B16 | 25 | 4000 | 0 | 79.01 | 72.62 | 0.01 | 0
2030 | SPP_N_2_SPP_S | SPP_N | SPP_S | Internal | Winter | B17 | 100 | 4000 | 0 | 54.79 | 54.78 | 0.01 | 0
2030 | SPP_N_2_SPP_S | SPP_N | SPP_S | Internal | Winter | B18 | 400 | 4000 | 87.78 | 52.36 | 52.37 | 0.01 | 0
2030 | SPP_N_2_SPP_S | SPP_N | SPP_S | Internal | Winter | B19 | 700 | 4000 | 979.59 | 52.35 | 52.37 | 0.01 | 0
2030 | SPP_N_2_SPP_S | SPP_N | SPP_S | Internal | Winter | B20 | 935 | 4000 | 2326.19 | 48.82 | 48.83 | 0.01 | 0
2030 | SPP_S_2_ENT | SPP_S | ENT | Internal | Shoulder | B11 | 25 | 850 | 0 | 70.76 | 72.95 | 5 | 0
2030 | SPP_S_2_ENT | SPP_S | ENT | Internal | Shoulder | B12 | 200 | 850 | 0 | 51.25 | 51.14 | 5 | 0
2030 | SPP_S_2_ENT | SPP_S | ENT | Internal | Shoulder | B13 | 600 | 850 | 0 | 49.04 | 51.14 | 5 | 0
2030 | SPP_S_2_ENT | SPP_S | ENT | Internal | Shoulder | B14 | 900 | 850 | 0 | 49.01 | 50.77 | 5 | 0
2030 | SPP_S_2_ENT | SPP_S | ENT | Internal | Shoulder | B15 | 1203 | 850 | 0 | 46.16 | 49.1 | 5 | 0
2030 | SPP_S_2_ENT | SPP_S | ENT | Internal | Summer | B1 | 10 | 850 | 850 | 78.41 | 91.13 | 5 | 7.73
2030 | SPP_S_2_ENT | SPP_S | ENT | Internal | Summer | B2 | 25 | 850 | 0 | 78.41 | 82.13 | 5 | 0
2030 | SPP_S_2_ENT | SPP_S | ENT | Internal | Summer | B3 | 75 | 850 | 0 | 77.38 | 77.24 | 5 | 0
2030 | SPP_S_2_ENT | SPP_S | ENT | Internal | Summer | B4 | 100 | 850 | 0 | 71.29 | 75.61 | 5 | 0
2030 | SPP_S_2_ENT | SPP_S | ENT | Internal | Summer | B5 | 200 | 850 | 227.53 | 68.85 | 73.85 | 5 | 0
2030 | SPP_S_2_ENT | SPP_S | ENT | Internal | Summer | B6 | 300 | 850 | 0 | 68.28 | 69.88 | 5 | 0
2030 | SPP_S_2_ENT | SPP_S | ENT | Internal | Summer | B7 | 400 | 850 | 0 | 59.77 | 51.77 | 5 | 0
2030 | SPP_S_2_ENT | SPP_S | ENT | Internal | Summer | B8 | 500 | 850 | 0 | 49.48 | 49.48 | 5 | 0
2030 | SPP_S_2_ENT | SPP_S | ENT | Internal | Summer | B9 | 800 | 850 | 0 | 47.32 | 49.12 | 5 | 0
2030 | SPP_S_2_ENT | SPP_S | ENT | Internal | Summer | B10 | 1262 | 850 | 0 | 45.45 | 47.5 | 5 | 0
2030 | SPP_S_2_ENT | SPP_S | ENT | Internal | Winter | B16 | 25 | 850 | 0 | 72.62 | 75.01 | 5 | 0
2030 | SPP_S_2_ENT | SPP_S | ENT | Internal | Winter | B17 | 100 | 850 | 0 | 54.78 | 54.44 | 5 | 0
2030 | SPP_S_2_ENT | SPP_S | ENT | Internal | Winter | B18 | 400 | 850 | 0 | 52.37 | 54.04 | 5 | 0
2030 | SPP_S_2_ENT | SPP_S | ENT | Internal | Winter | B19 | 700 | 850 | 0 | 52.37 | 53.01 | 5 | 0
2030 | SPP_S_2_ENT | SPP_S | ENT | Internal | Winter | B20 | 935 | 850 | 0 | 48.83 | 52.26 | 5 | 0
2030 | SPP_S_2_SPP_N | SPP_S | SPP_N | Internal | Shoulder | B11 | 25 | 640 | 640 | 70.76 | 80.6 | 0.01 | 9.83
2030 | SPP_S_2_SPP_N | SPP_S | SPP_N | Internal | Shoulder | B12 | 200 | 640 | 640 | 51.25 | 53.92 | 0.01 | 2.66
2030 | SPP_S_2_SPP_N | SPP_S | SPP_N | Internal | Shoulder | B13 | 600 | 640 | 640 | 49.04 | 50.42 | 0.01 | 1.37
2030 | SPP_S_2_SPP_N | SPP_S | SPP_N | Internal | Shoulder | B14 | 900 | 640 | 0 | 49.01 | 49 | 0.01 | 0
2030 | SPP_S_2_SPP_N | SPP_S | SPP_N | Internal | Shoulder | B15 | 1203 | 640 | 0 | 46.16 | 46.15 | 0.01 | 0
2030 | SPP_S_2_SPP_N | SPP_S | SPP_N | Internal | Summer | B1 | 10 | 640 | 640 | 78.41 | 94.13 | 0.01 | 15.71
2030 | SPP_S_2_SPP_N | SPP_S | SPP_N | Internal | Summer | B2 | 25 | 640 | 640 | 78.41 | 80.98 | 0.01 | 2.56
2030 | SPP_S_2_SPP_N | SPP_S | SPP_N | Internal | Summer | B3 | 75 | 640 | 640 | 77.38 | 80.98 | 0.01 | 3.59
2030 | SPP_S_2_SPP_N | SPP_S | SPP_N | Internal | Summer | B4 | 100 | 640 | 640 | 71.29 | 80.08 | 0.01 | 8.78
2030 | SPP_S_2_SPP_N | SPP_S | SPP_N | Internal | Summer | B5 | 200 | 640 | 640 | 68.85 | 78.51 | 0.01 | 9.65
2030 | SPP_S_2_SPP_N | SPP_S | SPP_N | Internal | Summer | B6 | 300 | 640 | 640 | 68.28 | 69.88 | 0.01 | 1.58
2030 | SPP_S_2_SPP_N | SPP_S | SPP_N | Internal | Summer | B7 | 400 | 640 | 0 | 59.77 | 59.76 | 0.01 | 0
2030 | SPP_S_2_SPP_N | SPP_S | SPP_N | Internal | Summer | B8 | 500 | 640 | 0 | 49.48 | 49.47 | 0.01 | 0
2030 | SPP_S_2_SPP_N | SPP_S | SPP_N | Internal | Summer | B9 | 800 | 640 | 0 | 47.32 | 47.31 | 0.01 | 0
2030 | SPP_S_2_SPP_N | SPP_S | SPP_N | Internal | Summer | B10 | 1262 | 640 | 0 | 45.45 | 44.26 | 0.01 | 0
2030 | SPP_S_2_SPP_N | SPP_S | SPP_N | Internal | Winter | B16 | 25 | 640 | 640 | 72.62 | 79.01 | 0.01 | 6.38
2030 | SPP_S_2_SPP_N | SPP_S | SPP_N | Internal | Winter | B17 | 100 | 640 | 531.13 | 54.78 | 54.79 | 0.01 | 0
2030 | SPP_S_2_SPP_N | SPP_S | SPP_N | Internal | Winter | B18 | 400 | 640 | 0 | 52.37 | 52.36 | 0.01 | 0
2030 | SPP_S_2_SPP_N | SPP_S | SPP_N | Internal | Winter | B19 | 700 | 640 | 0 | 52.37 | 52.35 | 0.01 | 0
2030 | SPP_S_2_SPP_N | SPP_S | SPP_N | Internal | Winter | B20 | 935 | 640 | 0 | 48.83 | 48.82 | 0.01 | 0
2030 | TVA_2_ENT | TVA | ENT | Internal | Shoulder | B11 | 25 | 500 | 0 | 71.95 | 72.95 | 9 | 0
2030 | TVA_2_ENT | TVA | ENT | Internal | Shoulder | B12 | 200 | 500 | 0 | 52.67 | 51.14 | 9 | 0
2030 | TVA_2_ENT | TVA | ENT | Internal | Shoulder | B13 | 600 | 500 | 0 | 50.5 | 51.14 | 9 | 0
2030 | TVA_2_ENT | TVA | ENT | Internal | Shoulder | B14 | 900 | 500 | 0 | 50.5 | 50.77 | 9 | 0
2030 | TVA_2_ENT | TVA | ENT | Internal | Shoulder | B15 | 1203 | 500 | 0 | 48.67 | 49.1 | 9 | 0
2030 | TVA_2_ENT | TVA | ENT | Internal | Summer | B1 | 10 | 500 | 0 | 88.13 | 91.13 | 9 | 0
2030 | TVA_2_ENT | TVA | ENT | Internal | Summer | B2 | 25 | 500 | 0 | 86.54 | 82.13 | 9 | 0
2030 | TVA_2_ENT | TVA | ENT | Internal | Summer | B3 | 75 | 500 | 0 | 80.02 | 77.24 | 9 | 0
2030 | TVA_2_ENT | TVA | ENT | Internal | Summer | B4 | 100 | 500 | 0 | 80.02 | 75.61 | 9 | 0
2030 | TVA_2_ENT | TVA | ENT | Internal | Summer | B5 | 200 | 500 | 0 | 74.62 | 73.85 | 9 | 0
2030 | TVA_2_ENT | TVA | ENT | Internal | Summer | B6 | 300 | 500 | 0 | 62.58 | 69.88 | 9 | 0
2030 | TVA_2_ENT | TVA | ENT | Internal | Summer | B7 | 400 | 500 | 0 | 49.07 | 51.77 | 9 | 0
2030 | TVA_2_ENT | TVA | ENT | Internal | Summer | B8 | 500 | 500 | 0 | 45.15 | 49.48 | 9 | 0
2030 | TVA_2_ENT | TVA | ENT | Internal | Summer | B9 | 800 | 500 | 0 | 45.15 | 49.12 | 9 | 0
2030 | TVA_2_ENT | TVA | ENT | Internal | Summer | B10 | 1262 | 500 | 0 | 45.15 | 47.5 | 9 | 0
2030 | TVA_2_ENT | TVA | ENT | Internal | Winter | B16 | 25 | 500 | 0 | 83.02 | 75.01 | 9 | 0
2030 | TVA_2_ENT | TVA | ENT | Internal | Winter | B17 | 100 | 500 | 0 | 55.84 | 54.44 | 9 | 0
2030 | TVA_2_ENT | TVA | ENT | Internal | Winter | B18 | 400 | 500 | 0 | 53.53 | 54.04 | 9 | 0
2030 | TVA_2_ENT | TVA | ENT | Internal | Winter | B19 | 700 | 500 | 0 | 53.53 | 53.01 | 9 | 0
2030 | TVA_2_ENT | TVA | ENT | Internal | Winter | B20 | 935 | 500 | 0 | 49.14 | 52.26 | 9 | 0
2030 | TVA_2_MISO_MO-IL | TVA | MISO_MO-IL | Internal | Shoulder | B11 | 25 | 50 | 0 | 71.95 | 79.14 | 9 | 0
2030 | TVA_2_MISO_MO-IL | TVA | MISO_MO-IL | Internal | Shoulder | B12 | 200 | 50 | 0 | 52.67 | 58.92 | 9 | 0
2030 | TVA_2_MISO_MO-IL | TVA | MISO_MO-IL | Internal | Shoulder | B13 | 600 | 50 | 0 | 50.5 | 52.39 | 9 | 0
2030 | TVA_2_MISO_MO-IL | TVA | MISO_MO-IL | Internal | Shoulder | B14 | 900 | 50 | 0 | 50.5 | 48.38 | 9 | 0
2030 | TVA_2_MISO_MO-IL | TVA | MISO_MO-IL | Internal | Shoulder | B15 | 1203 | 50 | 0 | 48.67 | 42.76 | 9 | 0
2030 | TVA_2_MISO_MO-IL | TVA | MISO_MO-IL | Internal | Summer | B1 | 10 | 50 | 50 | 88.13 | 99.13 | 9 | 2
2030 | TVA_2_MISO_MO-IL | TVA | MISO_MO-IL | Internal | Summer | B2 | 25 | 50 | 0 | 86.54 | 82.53 | 9 | 0
2030 | TVA_2_MISO_MO-IL | TVA | MISO_MO-IL | Internal | Summer | B3 | 75 | 50 | 0 | 80.02 | 77.03 | 9 | 0
2030 | TVA_2_MISO_MO-IL | TVA | MISO_MO-IL | Internal | Summer | B4 | 100 | 50 | 0 | 80.02 | 75.19 | 9 | 0
2030 | TVA_2_MISO_MO-IL | TVA | MISO_MO-IL | Internal | Summer | B5 | 200 | 50 | 0 | 74.62 | 70.51 | 9 | 0
2030 | TVA_2_MISO_MO-IL | TVA | MISO_MO-IL | Internal | Summer | B6 | 300 | 50 | 0 | 62.58 | 61.88 | 9 | 0
2030 | TVA_2_MISO_MO-IL | TVA | MISO_MO-IL | Internal | Summer | B7 | 400 | 50 | 0 | 49.07 | 48.77 | 9 | 0
2030 | TVA_2_MISO_MO-IL | TVA | MISO_MO-IL | Internal | Summer | B8 | 500 | 50 | 0 | 45.15 | 44.8 | 9 | 0
2030 | TVA_2_MISO_MO-IL | TVA | MISO_MO-IL | Internal | Summer | B9 | 800 | 50 | 0 | 45.15 | 41.77 | 9 | 0
2030 | TVA_2_MISO_MO-IL | TVA | MISO_MO-IL | Internal | Summer | B10 | 1262 | 50 | 0 | 45.15 | 41.32 | 9 | 0
2030 | TVA_2_MISO_MO-IL | TVA | MISO_MO-IL | Internal | Winter | B16 | 25 | 50 | 0 | 83.02 | 79.01 | 9 | 0
2030 | TVA_2_MISO_MO-IL | TVA | MISO_MO-IL | Internal | Winter | B17 | 100 | 50 | 0 | 55.84 | 59.79 | 9 | 0
2030 | TVA_2_MISO_MO-IL | TVA | MISO_MO-IL | Internal | Winter | B18 | 400 | 50 | 0 | 53.53 | 52.48 | 9 | 0
2030 | TVA_2_MISO_MO-IL | TVA | MISO_MO-IL | Internal | Winter | B19 | 700 | 50 | 0 | 53.53 | 47.9 | 9 | 0
2030 | TVA_2_MISO_MO-IL | TVA | MISO_MO-IL | Internal | Winter | B20 | 935 | 50 | 0 | 49.14 | 45.24 | 9 | 0
2030 | TVA_2_NonRTO_Midwest | TVA | NonRTO_Midwest | Internal | Shoulder | B11 | 25 | 100 | 0 | 71.95 | 75.96 | 9 | 0
2030 | TVA_2_NonRTO_Midwest | TVA | NonRTO_Midwest | Internal | Shoulder | B12 | 200 | 100 | 100 | 52.67 | 66.91 | 9 | 5.24
2030 | TVA_2_NonRTO_Midwest | TVA | NonRTO_Midwest | Internal | Shoulder | B13 | 600 | 100 | 0 | 50.5 | 53.2 | 9 | 0
2030 | TVA_2_NonRTO_Midwest | TVA | NonRTO_Midwest | Internal | Shoulder | B14 | 900 | 100 | 0 | 50.5 | 46.45 | 9 | 0
2030 | TVA_2_NonRTO_Midwest | TVA | NonRTO_Midwest | Internal | Shoulder | B15 | 1203 | 100 | 0 | 48.67 | 46.45 | 9 | 0
2030 | TVA_2_NonRTO_Midwest | TVA | NonRTO_Midwest | Internal | Summer | B1 | 10 | 100 | 0 | 88.13 | 91.12 | 9 | 0
2030 | TVA_2_NonRTO_Midwest | TVA | NonRTO_Midwest | Internal | Summer | B2 | 25 | 100 | 0 | 86.54 | 81.89 | 9 | 0
2030 | TVA_2_NonRTO_Midwest | TVA | NonRTO_Midwest | Internal | Summer | B3 | 75 | 100 | 0 | 80.02 | 81.89 | 9 | 0
2030 | TVA_2_NonRTO_Midwest | TVA | NonRTO_Midwest | Internal | Summer | B4 | 100 | 100 | 0 | 80.02 | 81.89 | 9 | 0
2030 | TVA_2_NonRTO_Midwest | TVA | NonRTO_Midwest | Internal | Summer | B5 | 200 | 100 | 0 | 74.62 | 78.5 | 9 | 0
2030 | TVA_2_NonRTO_Midwest | TVA | NonRTO_Midwest | Internal | Summer | B6 | 300 | 100 | 0 | 62.58 | 66.31 | 9 | 0
2030 | TVA_2_NonRTO_Midwest | TVA | NonRTO_Midwest | Internal | Summer | B7 | 400 | 100 | 0 | 49.07 | 51.7 | 9 | 0
2030 | TVA_2_NonRTO_Midwest | TVA | NonRTO_Midwest | Internal | Summer | B8 | 500 | 100 | 0 | 45.15 | 44.93 | 9 | 0
2030 | TVA_2_NonRTO_Midwest | TVA | NonRTO_Midwest | Internal | Summer | B9 | 800 | 100 | 0 | 45.15 | 44.93 | 9 | 0
2030 | TVA_2_NonRTO_Midwest | TVA | NonRTO_Midwest | Internal | Summer | B10 | 1262 | 100 | 0 | 45.15 | 39.4 | 9 | 0
2030 | TVA_2_NonRTO_Midwest | TVA | NonRTO_Midwest | Internal | Winter | B16 | 25 | 100 | 0 | 83.02 | 86.99 | 9 | 0
2030 | TVA_2_NonRTO_Midwest | TVA | NonRTO_Midwest | Internal | Winter | B17 | 100 | 100 | 100 | 55.84 | 67.78 | 9 | 2.94
2030 | TVA_2_NonRTO_Midwest | TVA | NonRTO_Midwest | Internal | Winter | B18 | 400 | 100 | 0 | 53.53 | 58.89 | 9 | 0
2030 | TVA_2_NonRTO_Midwest | TVA | NonRTO_Midwest | Internal | Winter | B19 | 700 | 100 | 0 | 53.53 | 49.44 | 9 | 0
2030 | TVA_2_NonRTO_Midwest | TVA | NonRTO_Midwest | Internal | Winter | B20 | 935 | 100 | 0 | 49.14 | 46.32 | 9 | 0
2030 | TVA_2_PJM_ROR | TVA | PJM_ROR | Internal | Shoulder | B11 | 25 | 500 | 0 | 71.95 | 65.95 | 9 | 0
2030 | TVA_2_PJM_ROR | TVA | PJM_ROR | Internal | Shoulder | B12 | 200 | 500 | 0 | 52.67 | 56.92 | 9 | 0
2030 | TVA_2_PJM_ROR | TVA | PJM_ROR | Internal | Shoulder | B13 | 600 | 500 | 0 | 50.5 | 50.39 | 9 | 0
2030 | TVA_2_PJM_ROR | TVA | PJM_ROR | Internal | Shoulder | B14 | 900 | 500 | 0 | 50.5 | 46.38 | 9 | 0
2030 | TVA_2_PJM_ROR | TVA | PJM_ROR | Internal | Shoulder | B15 | 1203 | 500 | 0 | 48.67 | 42.66 | 9 | 0
2030 | TVA_2_PJM_ROR | TVA | PJM_ROR | Internal | Summer | B1 | 10 | 500 | 445.61 | 88.13 | 97.13 | 9 | 0
2030 | TVA_2_PJM_ROR | TVA | PJM_ROR | Internal | Summer | B2 | 25 | 500 | 0 | 86.54 | 80.53 | 9 | 0
2030 | TVA_2_PJM_ROR | TVA | PJM_ROR | Internal | Summer | B3 | 75 | 500 | 0 | 80.02 | 75.03 | 9 | 0
2030 | TVA_2_PJM_ROR | TVA | PJM_ROR | Internal | Summer | B4 | 100 | 500 | 0 | 80.02 | 73.18 | 9 | 0
2030 | TVA_2_PJM_ROR | TVA | PJM_ROR | Internal | Summer | B5 | 200 | 500 | 0 | 74.62 | 68.23 | 9 | 0
2030 | TVA_2_PJM_ROR | TVA | PJM_ROR | Internal | Summer | B6 | 300 | 500 | 0 | 62.58 | 57.16 | 9 | 0
2030 | TVA_2_PJM_ROR | TVA | PJM_ROR | Internal | Summer | B7 | 400 | 500 | 0 | 49.07 | 46.77 | 9 | 0
2030 | TVA_2_PJM_ROR | TVA | PJM_ROR | Internal | Summer | B8 | 500 | 500 | 0 | 45.15 | 43.09 | 9 | 0
2030 | TVA_2_PJM_ROR | TVA | PJM_ROR | Internal | Summer | B9 | 800 | 500 | 0 | 45.15 | 41.09 | 9 | 0
2030 | TVA_2_PJM_ROR | TVA | PJM_ROR | Internal | Summer | B10 | 1262 | 500 | 0 | 45.15 | 41.09 | 9 | 0
2030 | TVA_2_PJM_ROR | TVA | PJM_ROR | Internal | Winter | B16 | 25 | 500 | 0 | 83.02 | 77.01 | 9 | 0
2030 | TVA_2_PJM_ROR | TVA | PJM_ROR | Internal | Winter | B17 | 100 | 500 | 0 | 55.84 | 61.78 | 9 | 0
2030 | TVA_2_PJM_ROR | TVA | PJM_ROR | Internal | Winter | B18 | 400 | 500 | 0 | 53.53 | 52.43 | 9 | 0
2030 | TVA_2_PJM_ROR | TVA | PJM_ROR | Internal | Winter | B19 | 700 | 500 | 0 | 53.53 | 49.89 | 9 | 0
2030 | TVA_2_PJM_ROR | TVA | PJM_ROR | Internal | Winter | B20 | 935 | 500 | 0 | 49.14 | 45.89 | 9 | 0
2030 | TVA_2_SOCO | TVA | SOCO | Internal | Shoulder | B11 | 25 | 500 | 66.89 | 71.95 | 80.95 | 9 | 0
2030 | TVA_2_SOCO | TVA | SOCO | Internal | Shoulder | B12 | 200 | 500 | 0 | 52.67 | 51.67 | 9 | 0
2030 | TVA_2_SOCO | TVA | SOCO | Internal | Shoulder | B13 | 600 | 500 | 0 | 50.5 | 51.11 | 9 | 0
2030 | TVA_2_SOCO | TVA | SOCO | Internal | Shoulder | B14 | 900 | 500 | 0 | 50.5 | 51.11 | 9 | 0
2030 | TVA_2_SOCO | TVA | SOCO | Internal | Shoulder | B15 | 1203 | 500 | 0 | 48.67 | 47.32 | 9 | 0
2030 | TVA_2_SOCO | TVA | SOCO | Internal | Summer | B1 | 10 | 500 | 500 | 88.13 | 99.13 | 9 | 2
2030 | TVA_2_SOCO | TVA | SOCO | Internal | Summer | B2 | 25 | 500 | 0 | 86.54 | 90.13 | 9 | 0
2030 | TVA_2_SOCO | TVA | SOCO | Internal | Summer | B3 | 75 | 500 | 0 | 80.02 | 85.24 | 9 | 0
2030 | TVA_2_SOCO | TVA | SOCO | Internal | Summer | B4 | 100 | 500 | 0 | 80.02 | 83.61 | 9 | 0
2030 | TVA_2_SOCO | TVA | SOCO | Internal | Summer | B5 | 200 | 500 | 0 | 74.62 | 83.61 | 9 | 0
2030 | TVA_2_SOCO | TVA | SOCO | Internal | Summer | B6 | 300 | 500 | 500 | 62.58 | 72.16 | 9 | 0.58
2030 | TVA_2_SOCO | TVA | SOCO | Internal | Summer | B7 | 400 | 500 | 500 | 49.07 | 59.77 | 9 | 1.7
2030 | TVA_2_SOCO | TVA | SOCO | Internal | Summer | B8 | 500 | 500 | 0 | 45.15 | 49.6 | 9 | 0
2030 | TVA_2_SOCO | TVA | SOCO | Internal | Summer | B9 | 800 | 500 | 0 | 45.15 | 49.6 | 9 | 0
2030 | TVA_2_SOCO | TVA | SOCO | Internal | Summer | B10 | 1262 | 500 | 0 | 45.15 | 45.7 | 9 | 0
2030 | TVA_2_SOCO | TVA | SOCO | Internal | Winter | B16 | 25 | 500 | 0 | 83.02 | 83.01 | 9 | 0
2030 | TVA_2_SOCO | TVA | SOCO | Internal | Winter | B17 | 100 | 500 | 0 | 55.84 | 54.27 | 9 | 0
2030 | TVA_2_SOCO | TVA | SOCO | Internal | Winter | B18 | 400 | 500 | 0 | 53.53 | 54.27 | 9 | 0
2030 | TVA_2_SOCO | TVA | SOCO | Internal | Winter | B19 | 700 | 500 | 0 | 53.53 | 54.27 | 9 | 0
2030 | TVA_2_SOCO | TVA | SOCO | Internal | Winter | B20 | 935 | 500 | 0 | 49.14 | 49.8 | 9 | 0
2030 | TVA_2_VACAR | TVA | VACAR | Internal | Shoulder | B11 | 25 | 150 | 0 | 71.95 | 73.95 | 9 | 0
2030 | TVA_2_VACAR | TVA | VACAR | Internal | Shoulder | B12 | 200 | 150 | 125.96 | 52.67 | 61.67 | 9 | 0
2030 | TVA_2_VACAR | TVA | VACAR | Internal | Shoulder | B13 | 600 | 150 | 0 | 50.5 | 53.08 | 9 | 0
2030 | TVA_2_VACAR | TVA | VACAR | Internal | Shoulder | B14 | 900 | 150 | 0 | 50.5 | 49.97 | 9 | 0
2030 | TVA_2_VACAR | TVA | VACAR | Internal | Shoulder | B15 | 1203 | 150 | 0 | 48.67 | 49.97 | 9 | 0
2030 | TVA_2_VACAR | TVA | VACAR | Internal | Summer | B1 | 10 | 150 | 150 | 88.13 | 103.13 | 9 | 6
2030 | TVA_2_VACAR | TVA | VACAR | Internal | Summer | B2 | 25 | 150 | 0 | 86.54 | 86.53 | 9 | 0
2030 | TVA_2_VACAR | TVA | VACAR | Internal | Summer | B3 | 75 | 150 | 0 | 80.02 | 86.53 | 9 | 0
2030 | TVA_2_VACAR | TVA | VACAR | Internal | Summer | B4 | 100 | 150 | 0 | 80.02 | 84.65 | 9 | 0
2030 | TVA_2_VACAR | TVA | VACAR | Internal | Summer | B5 | 200 | 150 | 0 | 74.62 | 83.61 | 9 | 0
2030 | TVA_2_VACAR | TVA | VACAR | Internal | Summer | B6 | 300 | 150 | 0 | 62.58 | 65.16 | 9 | 0
2030 | TVA_2_VACAR | TVA | VACAR | Internal | Summer | B7 | 400 | 150 | 0 | 49.07 | 52.77 | 9 | 0
2030 | TVA_2_VACAR | TVA | VACAR | Internal | Summer | B8 | 500 | 150 | 0 | 45.15 | 49.09 | 9 | 0
2030 | TVA_2_VACAR | TVA | VACAR | Internal | Summer | B9 | 800 | 150 | 0 | 45.15 | 47.91 | 9 | 0
2030 | TVA_2_VACAR | TVA | VACAR | Internal | Summer | B10 | 1262 | 150 | 0 | 45.15 | 47.91 | 9 | 0
2030 | TVA_2_VACAR | TVA | VACAR | Internal | Winter | B16 | 25 | 150 | 150 | 83.02 | 93.01 | 9 | 0.99
2030 | TVA_2_VACAR | TVA | VACAR | Internal | Winter | B17 | 100 | 150 | 150 | 55.84 | 65.5 | 9 | 0.66
2030 | TVA_2_VACAR | TVA | VACAR | Internal | Winter | B18 | 400 | 150 | 0 | 53.53 | 54.58 | 9 | 0
2030 | TVA_2_VACAR | TVA | VACAR | Internal | Winter | B19 | 700 | 150 | 0 | 53.53 | 54.58 | 9 | 0
2030 | TVA_2_VACAR | TVA | VACAR | Internal | Winter | B20 | 935 | 150 | 0 | 49.14 | 51.89 | 9 | 0
2030 | TVA_Transmission_2_MISO_MO-IL | TVA_Transmission | MISO_MO-IL | Internal | Shoulder | B11 | 25 | 4000 | 0 | 71.95 | 79.14 | 9 | 0
2030 | TVA_Transmission_2_MISO_MO-IL | TVA_Transmission | MISO_MO-IL | Internal | Shoulder | B12 | 200 | 4000 | 0 | 58.51 | 58.92 | 9 | 0
2030 | TVA_Transmission_2_MISO_MO-IL | TVA_Transmission | MISO_MO-IL | Internal | Shoulder | B13 | 600 | 4000 | 0 | 52.97 | 52.39 | 9 | 0
2030 | TVA_Transmission_2_MISO_MO-IL | TVA_Transmission | MISO_MO-IL | Internal | Shoulder | B14 | 900 | 4000 | 0 | 51.28 | 48.38 | 9 | 0
2030 | TVA_Transmission_2_MISO_MO-IL | TVA_Transmission | MISO_MO-IL | Internal | Shoulder | B15 | 1203 | 4000 | 0 | 48.66 | 42.76 | 9 | 0
2030 | TVA_Transmission_2_MISO_MO-IL | TVA_Transmission | MISO_MO-IL | Internal | Summer | B1 | 10 | 4000 | 0 | 96.53 | 99.13 | 9 | 0
2030 | TVA_Transmission_2_MISO_MO-IL | TVA_Transmission | MISO_MO-IL | Internal | Summer | B2 | 25 | 4000 | 0 | 86.53 | 82.53 | 9 | 0
2030 | TVA_Transmission_2_MISO_MO-IL | TVA_Transmission | MISO_MO-IL | Internal | Summer | B3 | 75 | 4000 | 0 | 80.5 | 77.03 | 9 | 0
2030 | TVA_Transmission_2_MISO_MO-IL | TVA_Transmission | MISO_MO-IL | Internal | Summer | B4 | 100 | 4000 | 0 | 80.01 | 75.19 | 9 | 0
2030 | TVA_Transmission_2_MISO_MO-IL | TVA_Transmission | MISO_MO-IL | Internal | Summer | B5 | 200 | 4000 | 0 | 74.61 | 70.51 | 9 | 0
2030 | TVA_Transmission_2_MISO_MO-IL | TVA_Transmission | MISO_MO-IL | Internal | Summer | B6 | 300 | 4000 | 0 | 63.16 | 61.88 | 9 | 0
2030 | TVA_Transmission_2_MISO_MO-IL | TVA_Transmission | MISO_MO-IL | Internal | Summer | B7 | 400 | 4000 | 0 | 51.87 | 48.77 | 9 | 0
2030 | TVA_Transmission_2_MISO_MO-IL | TVA_Transmission | MISO_MO-IL | Internal | Summer | B8 | 500 | 4000 | 0 | 47.21 | 44.8 | 9 | 0
2030 | TVA_Transmission_2_MISO_MO-IL | TVA_Transmission | MISO_MO-IL | Internal | Summer | B9 | 800 | 4000 | 0 | 46.15 | 41.77 | 9 | 0
2030 | TVA_Transmission_2_MISO_MO-IL | TVA_Transmission | MISO_MO-IL | Internal | Summer | B10 | 1262 | 4000 | 0 | 45.82 | 41.32 | 9 | 0
2030 | TVA_Transmission_2_MISO_MO-IL | TVA_Transmission | MISO_MO-IL | Internal | Winter | B16 | 25 | 4000 | 0 | 83.01 | 79.01 | 9 | 0
2030 | TVA_Transmission_2_MISO_MO-IL | TVA_Transmission | MISO_MO-IL | Internal | Winter | B17 | 100 | 4000 | 0 | 60.75 | 59.79 | 9 | 0
2030 | TVA_Transmission_2_MISO_MO-IL | TVA_Transmission | MISO_MO-IL | Internal | Winter | B18 | 400 | 4000 | 0 | 55.71 | 52.48 | 9 | 0
2030 | TVA_Transmission_2_MISO_MO-IL | TVA_Transmission | MISO_MO-IL | Internal | Winter | B19 | 700 | 4000 | 0 | 54.25 | 47.9 | 9 | 0
2030 | TVA_Transmission_2_MISO_MO-IL | TVA_Transmission | MISO_MO-IL | Internal | Winter | B20 | 935 | 4000 | 0 | 50.22 | 45.24 | 9 | 0
2030 | TVA_Transmission_2_SOCO | TVA_Transmission | SOCO | Internal | Shoulder | B11 | 25 | 3200 | 770.92 | 71.95 | 80.95 | 9 | 0
2030 | TVA_Transmission_2_SOCO | TVA_Transmission | SOCO | Internal | Shoulder | B12 | 200 | 3200 | 0 | 58.51 | 51.67 | 9 | 0
2030 | TVA_Transmission_2_SOCO | TVA_Transmission | SOCO | Internal | Shoulder | B13 | 600 | 3200 | 0 | 52.97 | 51.11 | 9 | 0
2030 | TVA_Transmission_2_SOCO | TVA_Transmission | SOCO | Internal | Shoulder | B14 | 900 | 3200 | 0 | 51.28 | 51.11 | 9 | 0
2030 | TVA_Transmission_2_SOCO | TVA_Transmission | SOCO | Internal | Shoulder | B15 | 1203 | 3200 | 0 | 48.66 | 47.32 | 9 | 0
2030 | TVA_Transmission_2_SOCO | TVA_Transmission | SOCO | Internal | Summer | B1 | 10 | 3200 | 0 | 96.53 | 99.13 | 9 | 0
2030 | TVA_Transmission_2_SOCO | TVA_Transmission | SOCO | Internal | Summer | B2 | 25 | 3200 | 0 | 86.53 | 90.13 | 9 | 0
2030 | TVA_Transmission_2_SOCO | TVA_Transmission | SOCO | Internal | Summer | B3 | 75 | 3200 | 0 | 80.5 | 85.24 | 9 | 0
2030 | TVA_Transmission_2_SOCO | TVA_Transmission | SOCO | Internal | Summer | B4 | 100 | 3200 | 0 | 80.01 | 83.61 | 9 | 0
2030 | TVA_Transmission_2_SOCO | TVA_Transmission | SOCO | Internal | Summer | B5 | 200 | 3200 | 1026.74 | 74.61 | 83.61 | 9 | 0
2030 | TVA_Transmission_2_SOCO | TVA_Transmission | SOCO | Internal | Summer | B6 | 300 | 3200 | 909.4 | 63.16 | 72.16 | 9 | 0
2030 | TVA_Transmission_2_SOCO | TVA_Transmission | SOCO | Internal | Summer | B7 | 400 | 3200 | 0 | 51.87 | 59.77 | 9 | 0
2030 | TVA_Transmission_2_SOCO | TVA_Transmission | SOCO | Internal | Summer | B8 | 500 | 3200 | 0 | 47.21 | 49.6 | 9 | 0
2030 | TVA_Transmission_2_SOCO | TVA_Transmission | SOCO | Internal | Summer | B9 | 800 | 3200 | 0 | 46.15 | 49.6 | 9 | 0
2030 | TVA_Transmission_2_SOCO | TVA_Transmission | SOCO | Internal | Summer | B10 | 1262 | 3200 | 0 | 45.82 | 45.7 | 9 | 0
2030 | TVA_Transmission_2_SOCO | TVA_Transmission | SOCO | Internal | Winter | B16 | 25 | 3200 | 0 | 83.01 | 83.01 | 9 | 0
2030 | TVA_Transmission_2_SOCO | TVA_Transmission | SOCO | Internal | Winter | B17 | 100 | 3200 | 0 | 60.75 | 54.27 | 9 | 0
2030 | TVA_Transmission_2_SOCO | TVA_Transmission | SOCO | Internal | Winter | B18 | 400 | 3200 | 0 | 55.71 | 54.27 | 9 | 0
2030 | TVA_Transmission_2_SOCO | TVA_Transmission | SOCO | Internal | Winter | B19 | 700 | 3200 | 0 | 54.25 | 54.27 | 9 | 0
2030 | TVA_Transmission_2_SOCO | TVA_Transmission | SOCO | Internal | Winter | B20 | 935 | 3200 | 0 | 50.22 | 49.8 | 9 | 0
2030 | TVA_Transmission_2_TVA | TVA_Transmission | TVA | Internal | Shoulder | B11 | 25 | 99999 | 0 | 71.95 | 71.95 | 0.01 | 0
2030 | TVA_Transmission_2_TVA | TVA_Transmission | TVA | Internal | Shoulder | B12 | 200 | 99999 | 0 | 58.51 | 52.67 | 0.01 | 0
2030 | TVA_Transmission_2_TVA | TVA_Transmission | TVA | Internal | Shoulder | B13 | 600 | 99999 | 0 | 52.97 | 50.5 | 0.01 | 0
2030 | TVA_Transmission_2_TVA | TVA_Transmission | TVA | Internal | Shoulder | B14 | 900 | 99999 | 0 | 51.28 | 50.5 | 0.01 | 0
2030 | TVA_Transmission_2_TVA | TVA_Transmission | TVA | Internal | Shoulder | B15 | 1203 | 99999 | 153.05 | 48.66 | 48.67 | 0.01 | 0
2030 | TVA_Transmission_2_TVA | TVA_Transmission | TVA | Internal | Summer | B1 | 10 | 99999 | 0 | 96.53 | 88.13 | 0.01 | 0
2030 | TVA_Transmission_2_TVA | TVA_Transmission | TVA | Internal | Summer | B2 | 25 | 99999 | 1746.87 | 86.53 | 86.54 | 0.01 | 0
2030 | TVA_Transmission_2_TVA | TVA_Transmission | TVA | Internal | Summer | B3 | 75 | 99999 | 0 | 80.5 | 80.02 | 0.01 | 0
2030 | TVA_Transmission_2_TVA | TVA_Transmission | TVA | Internal | Summer | B4 | 100 | 99999 | 2500 | 80.01 | 80.02 | 0.01 | 0
2030 | TVA_Transmission_2_TVA | TVA_Transmission | TVA | Internal | Summer | B5 | 200 | 99999 | 1254.23 | 74.61 | 74.62 | 0.01 | 0
2030 | TVA_Transmission_2_TVA | TVA_Transmission | TVA | Internal | Summer | B6 | 300 | 99999 | 0 | 63.16 | 62.58 | 0.01 | 0
2030 | TVA_Transmission_2_TVA | TVA_Transmission | TVA | Internal | Summer | B7 | 400 | 99999 | 0 | 51.87 | 49.07 | 0.01 | 0
2030 | TVA_Transmission_2_TVA | TVA_Transmission | TVA | Internal | Summer | B8 | 500 | 99999 | 0 | 47.21 | 45.15 | 0.01 | 0
2030 | TVA_Transmission_2_TVA | TVA_Transmission | TVA | Internal | Summer | B9 | 800 | 99999 | 0 | 46.15 | 45.15 | 0.01 | 0
2030 | TVA_Transmission_2_TVA | TVA_Transmission | TVA | Internal | Summer | B10 | 1262 | 99999 | 0 | 45.82 | 45.15 | 0.01 | 0
2030 | TVA_Transmission_2_TVA | TVA_Transmission | TVA | Internal | Winter | B16 | 25 | 99999 | 1392.24 | 83.01 | 83.02 | 0.01 | 0
2030 | TVA_Transmission_2_TVA | TVA_Transmission | TVA | Internal | Winter | B17 | 100 | 99999 | 0 | 60.75 | 55.84 | 0.01 | 0
2030 | TVA_Transmission_2_TVA | TVA_Transmission | TVA | Internal | Winter | B18 | 400 | 99999 | 0 | 55.71 | 53.53 | 0.01 | 0
2030 | TVA_Transmission_2_TVA | TVA_Transmission | TVA | Internal | Winter | B19 | 700 | 99999 | 0 | 54.25 | 53.53 | 0.01 | 0
2030 | TVA_Transmission_2_TVA | TVA_Transmission | TVA | Internal | Winter | B20 | 935 | 99999 | 0 | 50.22 | 49.14 | 0.01 | 0
2030 | TVA_Transmission_2_VACAR | TVA_Transmission | VACAR | Internal | Shoulder | B11 | 25 | 900 | 0 | 71.95 | 73.95 | 9 | 0
2030 | TVA_Transmission_2_VACAR | TVA_Transmission | VACAR | Internal | Shoulder | B12 | 200 | 900 | 0 | 58.51 | 61.67 | 9 | 0
2030 | TVA_Transmission_2_VACAR | TVA_Transmission | VACAR | Internal | Shoulder | B13 | 600 | 900 | 0 | 52.97 | 53.08 | 9 | 0
2030 | TVA_Transmission_2_VACAR | TVA_Transmission | VACAR | Internal | Shoulder | B14 | 900 | 900 | 0 | 51.28 | 49.97 | 9 | 0
2030 | TVA_Transmission_2_VACAR | TVA_Transmission | VACAR | Internal | Shoulder | B15 | 1203 | 900 | 0 | 48.66 | 49.97 | 9 | 0
2030 | TVA_Transmission_2_VACAR | TVA_Transmission | VACAR | Internal | Summer | B1 | 10 | 900 | 0 | 96.53 | 103.13 | 9 | 0
2030 | TVA_Transmission_2_VACAR | TVA_Transmission | VACAR | Internal | Summer | B2 | 25 | 900 | 0 | 86.53 | 86.53 | 9 | 0
2030 | TVA_Transmission_2_VACAR | TVA_Transmission | VACAR | Internal | Summer | B3 | 75 | 900 | 0 | 80.5 | 86.53 | 9 | 0
2030 | TVA_Transmission_2_VACAR | TVA_Transmission | VACAR | Internal | Summer | B4 | 100 | 900 | 0 | 80.01 | 84.65 | 9 | 0
2030 | TVA_Transmission_2_VACAR | TVA_Transmission | VACAR | Internal | Summer | B5 | 200 | 900 | 219.04 | 74.61 | 83.61 | 9 | 0
2030 | TVA_Transmission_2_VACAR | TVA_Transmission | VACAR | Internal | Summer | B6 | 300 | 900 | 0 | 63.16 | 65.16 | 9 | 0
2030 | TVA_Transmission_2_VACAR | TVA_Transmission | VACAR | Internal | Summer | B7 | 400 | 900 | 0 | 51.87 | 52.77 | 9 | 0
2030 | TVA_Transmission_2_VACAR | TVA_Transmission | VACAR | Internal | Summer | B8 | 500 | 900 | 0 | 47.21 | 49.09 | 9 | 0
2030 | TVA_Transmission_2_VACAR | TVA_Transmission | VACAR | Internal | Summer | B9 | 800 | 900 | 0 | 46.15 | 47.91 | 9 | 0
2030 | TVA_Transmission_2_VACAR | TVA_Transmission | VACAR | Internal | Summer | B10 | 1262 | 900 | 0 | 45.82 | 47.91 | 9 | 0
2030 | TVA_Transmission_2_VACAR | TVA_Transmission | VACAR | Internal | Winter | B16 | 25 | 900 | 900 | 83.01 | 93.01 | 9 | 1
2030 | TVA_Transmission_2_VACAR | TVA_Transmission | VACAR | Internal | Winter | B17 | 100 | 900 | 0 | 60.75 | 65.5 | 9 | 0
2030 | TVA_Transmission_2_VACAR | TVA_Transmission | VACAR | Internal | Winter | B18 | 400 | 900 | 0 | 55.71 | 54.58 | 9 | 0
2030 | TVA_Transmission_2_VACAR | TVA_Transmission | VACAR | Internal | Winter | B19 | 700 | 900 | 0 | 54.25 | 54.58 | 9 | 0
2030 | TVA_Transmission_2_VACAR | TVA_Transmission | VACAR | Internal | Winter | B20 | 935 | 900 | 0 | 50.22 | 51.89 | 9 | 0
2030 | VACAR_2_SOCO | VACAR | SOCO | Internal | Shoulder | B11 | 25 | 3000 | 2897.37 | 73.95 | 80.95 | 7 | 0
2030 | VACAR_2_SOCO | VACAR | SOCO | Internal | Shoulder | B12 | 200 | 3000 | 0 | 61.67 | 51.67 | 7 | 0
2030 | VACAR_2_SOCO | VACAR | SOCO | Internal | Shoulder | B13 | 600 | 3000 | 0 | 53.08 | 51.11 | 7 | 0
2030 | VACAR_2_SOCO | VACAR | SOCO | Internal | Shoulder | B14 | 900 | 3000 | 0 | 49.97 | 51.11 | 7 | 0
2030 | VACAR_2_SOCO | VACAR | SOCO | Internal | Shoulder | B15 | 1203 | 3000 | 0 | 49.97 | 47.32 | 7 | 0
2030 | VACAR_2_SOCO | VACAR | SOCO | Internal | Summer | B1 | 10 | 3000 | 0 | 103.13 | 99.13 | 7 | 0
2030 | VACAR_2_SOCO | VACAR | SOCO | Internal | Summer | B2 | 25 | 3000 | 0 | 86.53 | 90.13 | 7 | 0
2030 | VACAR_2_SOCO | VACAR | SOCO | Internal | Summer | B3 | 75 | 3000 | 0 | 86.53 | 85.24 | 7 | 0
2030 | VACAR_2_SOCO | VACAR | SOCO | Internal | Summer | B4 | 100 | 3000 | 0 | 84.65 | 83.61 | 7 | 0
2030 | VACAR_2_SOCO | VACAR | SOCO | Internal | Summer | B5 | 200 | 3000 | 0 | 83.61 | 83.61 | 7 | 0
2030 | VACAR_2_SOCO | VACAR | SOCO | Internal | Summer | B6 | 300 | 3000 | 149.87 | 65.16 | 72.16 | 7 | 0
2030 | VACAR_2_SOCO | VACAR | SOCO | Internal | Summer | B7 | 400 | 3000 | 1886.32 | 52.77 | 59.77 | 7 | 0
2030 | VACAR_2_SOCO | VACAR | SOCO | Internal | Summer | B8 | 500 | 3000 | 0 | 49.09 | 49.6 | 7 | 0
2030 | VACAR_2_SOCO | VACAR | SOCO | Internal | Summer | B9 | 800 | 3000 | 0 | 47.91 | 49.6 | 7 | 0
2030 | VACAR_2_SOCO | VACAR | SOCO | Internal | Summer | B10 | 1262 | 3000 | 0 | 47.91 | 45.7 | 7 | 0
2030 | VACAR_2_SOCO | VACAR | SOCO | Internal | Winter | B16 | 25 | 3000 | 0 | 93.01 | 83.01 | 7 | 0
2030 | VACAR_2_SOCO | VACAR | SOCO | Internal | Winter | B17 | 100 | 3000 | 0 | 65.5 | 54.27 | 7 | 0
2030 | VACAR_2_SOCO | VACAR | SOCO | Internal | Winter | B18 | 400 | 3000 | 0 | 54.58 | 54.27 | 7 | 0
2030 | VACAR_2_SOCO | VACAR | SOCO | Internal | Winter | B19 | 700 | 3000 | 0 | 54.58 | 54.27 | 7 | 0
2030 | VACAR_2_SOCO | VACAR | SOCO | Internal | Winter | B20 | 935 | 3000 | 0 | 51.89 | 49.8 | 7 | 0
2035 | ENT_2_MISO_MO-IL | ENT | MISO_MO-IL | Internal | Shoulder | B11 | 25 | 2260 | 0 | 81.48 | 87.82 | 8 | 0
2035 | ENT_2_MISO_MO-IL | ENT | MISO_MO-IL | Internal | Shoulder | B12 | 200 | 2260 | 196.38 | 56.8 | 64.8 | 8 | 0
2035 | ENT_2_MISO_MO-IL | ENT | MISO_MO-IL | Internal | Shoulder | B13 | 600 | 2260 | 0 | 56.38 | 55.51 | 8 | 0
2035 | ENT_2_MISO_MO-IL | ENT | MISO_MO-IL | Internal | Shoulder | B14 | 900 | 2260 | 0 | 54.83 | 53.23 | 8 | 0
2035 | ENT_2_MISO_MO-IL | ENT | MISO_MO-IL | Internal | Shoulder | B15 | 1203 | 2260 | 0 | 54.51 | 47.37 | 8 | 0
2035 | ENT_2_MISO_MO-IL | ENT | MISO_MO-IL | Internal | Summer | B1 | 10 | 2260 | 870.89 | 104.27 | 112.27 | 8 | 0
2035 | ENT_2_MISO_MO-IL | ENT | MISO_MO-IL | Internal | Summer | B2 | 25 | 2260 | 0 | 86.27 | 91.98 | 8 | 0
2035 | ENT_2_MISO_MO-IL | ENT | MISO_MO-IL | Internal | Summer | B3 | 75 | 2260 | 0 | 84.45 | 84.99 | 8 | 0
2035 | ENT_2_MISO_MO-IL | ENT | MISO_MO-IL | Internal | Summer | B4 | 100 | 2260 | 0 | 84.45 | 84.49 | 8 | 0
2035 | ENT_2_MISO_MO-IL | ENT | MISO_MO-IL | Internal | Summer | B5 | 200 | 2260 | 0 | 78.81 | 84.49 | 8 | 0
2035 | ENT_2_MISO_MO-IL | ENT | MISO_MO-IL | Internal | Summer | B6 | 300 | 2260 | 0 | 77.71 | 75.82 | 8 | 0
2035 | ENT_2_MISO_MO-IL | ENT | MISO_MO-IL | Internal | Summer | B7 | 400 | 2260 | 0 | 54.94 | 52.08 | 8 | 0
2035 | ENT_2_MISO_MO-IL | ENT | MISO_MO-IL | Internal | Summer | B8 | 500 | 2260 | 0 | 54.94 | 46.94 | 8 | 0
2035 | ENT_2_MISO_MO-IL | ENT | MISO_MO-IL | Internal | Summer | B9 | 800 | 2260 | 0 | 53.43 | 45.84 | 8 | 0
2035 | ENT_2_MISO_MO-IL | ENT | MISO_MO-IL | Internal | Summer | B10 | 1262 | 2260 | 0 | 52.74 | 44.74 | 8 | 0
2035 | ENT_2_MISO_MO-IL | ENT | MISO_MO-IL | Internal | Winter | B16 | 25 | 2260 | 0 | 81.09 | 88.43 | 8 | 0
2035 | ENT_2_MISO_MO-IL | ENT | MISO_MO-IL | Internal | Winter | B17 | 100 | 2260 | 0 | 60.13 | 67.05 | 8 | 0
2035 | ENT_2_MISO_MO-IL | ENT | MISO_MO-IL | Internal | Winter | B18 | 400 | 2260 | 0 | 58.8 | 59.02 | 8 | 0
2035 | ENT_2_MISO_MO-IL | ENT | MISO_MO-IL | Internal | Winter | B19 | 700 | 2260 | 0 | 58.13 | 54.3 | 8 | 0
2035 | ENT_2_MISO_MO-IL | ENT | MISO_MO-IL | Internal | Winter | B20 | 935 | 2260 | 0 | 58.13 | 50.4 | 8 | 0
2035 | ENT_2_SOCO | ENT | SOCO | Internal | Shoulder | B11 | 25 | 2000 | 0 | 81.48 | 87.82 | 8 | 0
2035 | ENT_2_SOCO | ENT | SOCO | Internal | Shoulder | B12 | 200 | 2000 | 0 | 56.8 | 56.72 | 8 | 0
2035 | ENT_2_SOCO | ENT | SOCO | Internal | Shoulder | B13 | 600 | 2000 | 0 | 56.38 | 56.72 | 8 | 0
2035 | ENT_2_SOCO | ENT | SOCO | Internal | Shoulder | B14 | 900 | 2000 | 0 | 54.83 | 56.72 | 8 | 0
2035 | ENT_2_SOCO | ENT | SOCO | Internal | Shoulder | B15 | 1203 | 2000 | 0 | 54.51 | 51.99 | 8 | 0
2035 | ENT_2_SOCO | ENT | SOCO | Internal | Summer | B1 | 10 | 2000 | 1317.58 | 104.27 | 112.27 | 8 | 0
2035 | ENT_2_SOCO | ENT | SOCO | Internal | Summer | B2 | 25 | 2000 | 222.54 | 86.27 | 94.27 | 8 | 0
2035 | ENT_2_SOCO | ENT | SOCO | Internal | Summer | B3 | 75 | 2000 | 1546.69 | 84.45 | 92.45 | 8 | 0
2035 | ENT_2_SOCO | ENT | SOCO | Internal | Summer | B4 | 100 | 2000 | 1511.78 | 84.45 | 92.45 | 8 | 0
2035 | ENT_2_SOCO | ENT | SOCO | Internal | Summer | B5 | 200 | 2000 | 2000 | 78.81 | 92.45 | 8 | 5.64
2035 | ENT_2_SOCO | ENT | SOCO | Internal | Summer | B6 | 300 | 2000 | 0 | 77.71 | 78.14 | 8 | 0
2035 | ENT_2_SOCO | ENT | SOCO | Internal | Summer | B7 | 400 | 2000 | 152.37 | 54.94 | 62.94 | 8 | 0
2035 | ENT_2_SOCO | ENT | SOCO | Internal | Summer | B8 | 500 | 2000 | 0 | 54.94 | 55.15 | 8 | 0
2035 | ENT_2_SOCO | ENT | SOCO | Internal | Summer | B9 | 800 | 2000 | 0 | 53.43 | 55.15 | 8 | 0
2035 | ENT_2_SOCO | ENT | SOCO | Internal | Summer | B10 | 1262 | 2000 | 0 | 52.74 | 50.59 | 8 | 0
2035 | ENT_2_SOCO | ENT | SOCO | Internal | Winter | B16 | 25 | 2000 | 264.35 | 81.09 | 89.09 | 8 | 0
2035 | ENT_2_SOCO | ENT | SOCO | Internal | Winter | B17 | 100 | 2000 | 0 | 60.13 | 60.2 | 8 | 0
2035 | ENT_2_SOCO | ENT | SOCO | Internal | Winter | B18 | 400 | 2000 | 0 | 58.8 | 60.2 | 8 | 0
2035 | ENT_2_SOCO | ENT | SOCO | Internal | Winter | B19 | 700 | 2000 | 0 | 58.13 | 59.66 | 8 | 0
2035 | ENT_2_SOCO | ENT | SOCO | Internal | Winter | B20 | 935 | 2000 | 0 | 58.13 | 55.1 | 8 | 0
2035 | ENT_2_SPP_N | ENT | SPP_N | Internal | Shoulder | B11 | 25 | 1300 | 1027.13 | 81.48 | 89.48 | 8 | 0
2035 | ENT_2_SPP_N | ENT | SPP_N | Internal | Shoulder | B12 | 200 | 1300 | 0 | 56.8 | 59.8 | 8 | 0
2035 | ENT_2_SPP_N | ENT | SPP_N | Internal | Shoulder | B13 | 600 | 1300 | 0 | 56.38 | 55.52 | 8 | 0
2035 | ENT_2_SPP_N | ENT | SPP_N | Internal | Shoulder | B14 | 900 | 1300 | 0 | 54.83 | 50.78 | 8 | 0
2035 | ENT_2_SPP_N | ENT | SPP_N | Internal | Shoulder | B15 | 1203 | 1300 | 0 | 54.51 | 50.78 | 8 | 0
2035 | ENT_2_SPP_N | ENT | SPP_N | Internal | Summer | B1 | 10 | 1300 | 0 | 104.27 | 107.27 | 8 | 0
2035 | ENT_2_SPP_N | ENT | SPP_N | Internal | Summer | B2 | 25 | 1300 | 0 | 86.27 | 89.77 | 8 | 0
2035 | ENT_2_SPP_N | ENT | SPP_N | Internal | Summer | B3 | 75 | 1300 | 0 | 84.45 | 89.77 | 8 | 0
2035 | ENT_2_SPP_N | ENT | SPP_N | Internal | Summer | B4 | 100 | 1300 | 0 | 84.45 | 87.54 | 8 | 0
2035 | ENT_2_SPP_N | ENT | SPP_N | Internal | Summer | B5 | 200 | 1300 | 46.34 | 78.81 | 86.81 | 8 | 0
2035 | ENT_2_SPP_N | ENT | SPP_N | Internal | Summer | B6 | 300 | 1300 | 0 | 77.71 | 83.82 | 8 | 0
2035 | ENT_2_SPP_N | ENT | SPP_N | Internal | Summer | B7 | 400 | 1300 | 0 | 54.94 | 59.62 | 8 | 0
2035 | ENT_2_SPP_N | ENT | SPP_N | Internal | Summer | B8 | 500 | 1300 | 0 | 54.94 | 52.58 | 8 | 0
2035 | ENT_2_SPP_N | ENT | SPP_N | Internal | Summer | B9 | 800 | 1300 | 0 | 53.43 | 50.26 | 8 | 0
2035 | ENT_2_SPP_N | ENT | SPP_N | Internal | Summer | B10 | 1262 | 1300 | 0 | 52.74 | 48.19 | 8 | 0
2035 | ENT_2_SPP_N | ENT | SPP_N | Internal | Winter | B16 | 25 | 1300 | 994.38 | 81.09 | 89.09 | 8 | 0
2035 | ENT_2_SPP_N | ENT | SPP_N | Internal | Winter | B17 | 100 | 1300 | 0 | 60.13 | 62.05 | 8 | 0
2035 | ENT_2_SPP_N | ENT | SPP_N | Internal | Winter | B18 | 400 | 1300 | 0 | 58.8 | 55.28 | 8 | 0
2035 | ENT_2_SPP_N | ENT | SPP_N | Internal | Winter | B19 | 700 | 1300 | 0 | 58.13 | 54.27 | 8 | 0
2035 | ENT_2_SPP_N | ENT | SPP_N | Internal | Winter | B20 | 935 | 1300 | 0 | 58.13 | 53.15 | 8 | 0
2035 | ENT_2_SPP_S | ENT | SPP_S | Internal | Shoulder | B11 | 25 | 1300 | 0 | 81.48 | 74.51 | 8 | 0
2035 | ENT_2_SPP_S | ENT | SPP_S | Internal | Shoulder | B12 | 200 | 1300 | 0 | 56.8 | 54.3 | 8 | 0
2035 | ENT_2_SPP_S | ENT | SPP_S | Internal | Shoulder | B13 | 600 | 1300 | 0 | 56.38 | 54.3 | 8 | 0
2035 | ENT_2_SPP_S | ENT | SPP_S | Internal | Shoulder | B14 | 900 | 1300 | 0 | 54.83 | 49.83 | 8 | 0
2035 | ENT_2_SPP_S | ENT | SPP_S | Internal | Shoulder | B15 | 1203 | 1300 | 0 | 54.51 | 49.83 | 8 | 0
2035 | ENT_2_SPP_S | ENT | SPP_S | Internal | Summer | B1 | 10 | 1300 | 0 | 104.27 | 66.61 | 8 | 0
2035 | ENT_2_SPP_S | ENT | SPP_S | Internal | Summer | B2 | 25 | 1300 | 0 | 86.27 | 76.62 | 8 | 0
2035 | ENT_2_SPP_S | ENT | SPP_S | Internal | Summer | B3 | 75 | 1300 | 0 | 84.45 | 76.62 | 8 | 0
2035 | ENT_2_SPP_S | ENT | SPP_S | Internal | Summer | B4 | 100 | 1300 | 0 | 84.45 | 76.62 | 8 | 0
2035 | ENT_2_SPP_S | ENT | SPP_S | Internal | Summer | B5 | 200 | 1300 | 0 | 78.81 | 75.98 | 8 | 0
2035 | ENT_2_SPP_S | ENT | SPP_S | Internal | Summer | B6 | 300 | 1300 | 0 | 77.71 | 75.98 | 8 | 0
2035 | ENT_2_SPP_S | ENT | SPP_S | Internal | Summer | B7 | 400 | 1300 | 0 | 54.94 | 54.99 | 8 | 0
2035 | ENT_2_SPP_S | ENT | SPP_S | Internal | Summer | B8 | 500 | 1300 | 0 | 54.94 | 52.57 | 8 | 0
2035 | ENT_2_SPP_S | ENT | SPP_S | Internal | Summer | B9 | 800 | 1300 | 0 | 53.43 | 50.28 | 8 | 0
2035 | ENT_2_SPP_S | ENT | SPP_S | Internal | Summer | B10 | 1262 | 1300 | 0 | 52.74 | 48.18 | 8 | 0
2035 | ENT_2_SPP_S | ENT | SPP_S | Internal | Winter | B16 | 25 | 1300 | 0 | 81.09 | 58.2 | 8 | 0
2035 | ENT_2_SPP_S | ENT | SPP_S | Internal | Winter | B17 | 100 | 1300 | 0 | 60.13 | 58.06 | 8 | 0
2035 | ENT_2_SPP_S | ENT | SPP_S | Internal | Winter | B18 | 400 | 1300 | 0 | 58.8 | 53.8 | 8 | 0
2035 | ENT_2_SPP_S | ENT | SPP_S | Internal | Winter | B19 | 700 | 1300 | 0 | 58.13 | 53.19 | 8 | 0
2035 | ENT_2_SPP_S | ENT | SPP_S | Internal | Winter | B20 | 935 | 1300 | 0 | 58.13 | 53.13 | 8 | 0
2035 | ENT_2_TVA_Transmission | ENT | TVA_Transmission | Internal | Shoulder | B11 | 25 | 2100 | 0 | 81.48 | 78.82 | 8 | 0
2035 | ENT_2_TVA_Transmission | ENT | TVA_Transmission | Internal | Shoulder | B12 | 200 | 2100 | 0 | 56.8 | 64.26 | 8 | 0
2035 | ENT_2_TVA_Transmission | ENT | TVA_Transmission | Internal | Shoulder | B13 | 600 | 2100 | 0 | 56.38 | 57.87 | 8 | 0
2035 | ENT_2_TVA_Transmission | ENT | TVA_Transmission | Internal | Shoulder | B14 | 900 | 2100 | 0 | 54.83 | 57.05 | 8 | 0
2035 | ENT_2_TVA_Transmission | ENT | TVA_Transmission | Internal | Shoulder | B15 | 1203 | 2100 | 0 | 54.51 | 53.29 | 8 | 0
2035 | ENT_2_TVA_Transmission | ENT | TVA_Transmission | Internal | Summer | B1 | 10 | 2100 | 0 | 104.27 | 109.56 | 8 | 0
2035 | ENT_2_TVA_Transmission | ENT | TVA_Transmission | Internal | Summer | B2 | 25 | 2100 | 0 | 86.27 | 93.14 | 8 | 0
2035 | ENT_2_TVA_Transmission | ENT | TVA_Transmission | Internal | Summer | B3 | 75 | 2100 | 0 | 84.45 | 88.5 | 8 | 0
2035 | ENT_2_TVA_Transmission | ENT | TVA_Transmission | Internal | Summer | B4 | 100 | 2100 | 0 | 84.45 | 88.09 | 8 | 0
2035 | ENT_2_TVA_Transmission | ENT | TVA_Transmission | Internal | Summer | B5 | 200 | 2100 | 15.15 | 78.81 | 86.81 | 8 | 0
2035 | ENT_2_TVA_Transmission | ENT | TVA_Transmission | Internal | Summer | B6 | 300 | 2100 | 0 | 77.71 | 69.14 | 8 | 0
2035 | ENT_2_TVA_Transmission | ENT | TVA_Transmission | Internal | Summer | B7 | 400 | 2100 | 0 | 54.94 | 55.25 | 8 | 0
2035 | ENT_2_TVA_Transmission | ENT | TVA_Transmission | Internal | Summer | B8 | 500 | 2100 | 0 | 54.94 | 52.2 | 8 | 0
2035 | ENT_2_TVA_Transmission | ENT | TVA_Transmission | Internal | Summer | B9 | 800 | 2100 | 0 | 53.43 | 50.64 | 8 | 0
2035 | ENT_2_TVA_Transmission | ENT | TVA_Transmission | Internal | Summer | B10 | 1262 | 2100 | 0 | 52.74 | 50.63 | 8 | 0
2035 | ENT_2_TVA_Transmission | ENT | TVA_Transmission | Internal | Winter | B16 | 25 | 2100 | 2100 | 81.09 | 92.43 | 8 | 3.34
2035 | ENT_2_TVA_Transmission | ENT | TVA_Transmission | Internal | Winter | B17 | 100 | 2100 | 475.22 | 60.13 | 68.13 | 8 | 0
2035 | ENT_2_TVA_Transmission | ENT | TVA_Transmission | Internal | Winter | B18 | 400 | 2100 | 0 | 58.8 | 61.22 | 8 | 0
2035 | ENT_2_TVA_Transmission | ENT | TVA_Transmission | Internal | Winter | B19 | 700 | 2100 | 0 | 58.13 | 59.84 | 8 | 0
2035 | ENT_2_TVA_Transmission | ENT | TVA_Transmission | Internal | Winter | B20 | 935 | 2100 | 0 | 58.13 | 55.69 | 8 | 0
2035 | FRCC_2_SOCO | FRCC | SOCO | Internal | Shoulder | B11 | 25 | 900 | 0 | 97.59 | 87.82 | 8 | 0
2035 | FRCC_2_SOCO | FRCC | SOCO | Internal | Shoulder | B12 | 200 | 900 | 0 | 64.6 | 56.72 | 8 | 0
2035 | FRCC_2_SOCO | FRCC | SOCO | Internal | Shoulder | B13 | 600 | 900 | 0 | 61.92 | 56.72 | 8 | 0
2035 | FRCC_2_SOCO | FRCC | SOCO | Internal | Shoulder | B14 | 900 | 900 | 0 | 61.92 | 56.72 | 8 | 0
2035 | FRCC_2_SOCO | FRCC | SOCO | Internal | Shoulder | B15 | 1203 | 900 | 0 | 56.64 | 51.99 | 8 | 0
2035 | FRCC_2_SOCO | FRCC | SOCO | Internal | Summer | B1 | 10 | 900 | 54.63 | 104.27 | 112.27 | 8 | 0
2035 | FRCC_2_SOCO | FRCC | SOCO | Internal | Summer | B2 | 25 | 900 | 0 | 99.8 | 94.27 | 8 | 0
2035 | FRCC_2_SOCO | FRCC | SOCO | Internal | Summer | B3 | 75 | 900 | 0 | 97.73 | 92.45 | 8 | 0
2035 | FRCC_2_SOCO | FRCC | SOCO | Internal | Summer | B4 | 100 | 900 | 0 | 97.73 | 92.45 | 8 | 0
2035 | FRCC_2_SOCO | FRCC | SOCO | Internal | Summer | B5 | 200 | 900 | 0 | 86.28 | 92.45 | 8 | 0
2035 | FRCC_2_SOCO | FRCC | SOCO | Internal | Summer | B6 | 300 | 900 | 0 | 86.28 | 78.14 | 8 | 0
2035 | FRCC_2_SOCO | FRCC | SOCO | Internal | Summer | B7 | 400 | 900 | 0 | 72.38 | 62.94 | 8 | 0
2035 | FRCC_2_SOCO | FRCC | SOCO | Internal | Summer | B8 | 500 | 900 | 0 | 63.49 | 55.15 | 8 | 0
2035 | FRCC_2_SOCO | FRCC | SOCO | Internal | Summer | B9 | 800 | 900 | 0 | 60.86 | 55.15 | 8 | 0
2035 | FRCC_2_SOCO | FRCC | SOCO | Internal | Summer | B10 | 1262 | 900 | 0 | 55.69 | 50.59 | 8 | 0
2035 | FRCC_2_SOCO | FRCC | SOCO | Internal | Winter | B16 | 25 | 900 | 0 | 91.98 | 89.09 | 8 | 0
2035 | FRCC_2_SOCO | FRCC | SOCO | Internal | Winter | B17 | 100 | 900 | 0 | 67.29 | 60.2 | 8 | 0
2035 | FRCC_2_SOCO | FRCC | SOCO | Internal | Winter | B18 | 400 | 900 | 0 | 64.83 | 60.2 | 8 | 0
2035 | FRCC_2_SOCO | FRCC | SOCO | Internal | Winter | B19 | 700 | 900 | 0 | 64.83 | 59.66 | 8 | 0
2035 | FRCC_2_SOCO | FRCC | SOCO | Internal | Winter | B20 | 935 | 900 | 0 | 59.24 | 55.1 | 8 | 0
2035 | HQ_NEISO_2_NEISO | HQ_NEISO | NEISO | Internal | Shoulder | B11 | 25 | 99999 | 2920 | 50.58 | 50.59 | 0.01 | 0
2035 | HQ_NEISO_2_NEISO | HQ_NEISO | NEISO | Internal | Shoulder | B12 | 200 | 99999 | 2920 | 50.58 | 50.59 | 0.01 | 0
2035 | HQ_NEISO_2_NEISO | HQ_NEISO | NEISO | Internal | Shoulder | B13 | 600 | 99999 | 2920 | 45.99 | 46 | 0.01 | 0
2035 | HQ_NEISO_2_NEISO | HQ_NEISO | NEISO | Internal | Shoulder | B14 | 900 | 99999 | 2920 | 45.99 | 46 | 0.01 | 0
2035 | HQ_NEISO_2_NEISO | HQ_NEISO | NEISO | Internal | Shoulder | B15 | 1203 | 99999 | 1143.24 | 45.99 | 46 | 0.01 | 0
2035 | HQ_NEISO_2_NEISO | HQ_NEISO | NEISO | Internal | Summer | B1 | 10 | 99999 | 2920.1 | 95.28 | 95.29 | 0.01 | 0
2035 | HQ_NEISO_2_NEISO | HQ_NEISO | NEISO | Internal | Summer | B2 | 25 | 99999 | 2920 | 76.15 | 76.16 | 0.01 | 0
2035 | HQ_NEISO_2_NEISO | HQ_NEISO | NEISO | Internal | Summer | B3 | 75 | 99999 | 2920 | 69.95 | 69.96 | 0.01 | 0
2035 | HQ_NEISO_2_NEISO | HQ_NEISO | NEISO | Internal | Summer | B4 | 100 | 99999 | 2920 | 65.51 | 65.52 | 0.01 | 0
2035 | HQ_NEISO_2_NEISO | HQ_NEISO | NEISO | Internal | Summer | B5 | 200 | 99999 | 2920 | 58.86 | 58.87 | 0.01 | 0
2035 | HQ_NEISO_2_NEISO | HQ_NEISO | NEISO | Internal | Summer | B6 | 300 | 99999 | 2920 | 52.15 | 52.16 | 0.01 | 0
2035 | HQ_NEISO_2_NEISO | HQ_NEISO | NEISO | Internal | Summer | B7 | 400 | 99999 | 2920 | 46.57 | 46.58 | 0.01 | 0
2035 | HQ_NEISO_2_NEISO | HQ_NEISO | NEISO | Internal | Summer | B8 | 500 | 99999 | 2920 | 45.17 | 45.18 | 0.01 | 0
2035 | HQ_NEISO_2_NEISO | HQ_NEISO | NEISO | Internal | Summer | B9 | 800 | 99999 | 2920 | 42.36 | 42.37 | 0.01 | 0
2035 | HQ_NEISO_2_NEISO | HQ_NEISO | NEISO | Internal | Summer | B10 | 1262 | 99999 | 795.94 | 42.36 | 42.37 | 0.01 | 0
2035 | HQ_NEISO_2_NEISO | HQ_NEISO | NEISO | Internal | Winter | B16 | 25 | 99999 | 2920 | 75.34 | 75.35 | 0.01 | 0
2035 | HQ_NEISO_2_NEISO | HQ_NEISO | NEISO | Internal | Winter | B17 | 100 | 99999 | 2920 | 60.24 | 60.25 | 0.01 | 0
2035 | HQ_NEISO_2_NEISO | HQ_NEISO | NEISO | Internal | Winter | B18 | 400 | 99999 | 2920 | 57.17 | 57.18 | 0.01 | 0
2035 | HQ_NEISO_2_NEISO | HQ_NEISO | NEISO | Internal | Winter | B19 | 700 | 99999 | 2920 | 57.17 | 57.18 | 0.01 | 0
2035 | HQ_NEISO_2_NEISO | HQ_NEISO | NEISO | Internal | Winter | B20 | 935 | 99999 | 1233.58 | 57.17 | 57.18 | 0.01 | 0
2035 | HQ_NY_2_NYISO_A-F | HQ_NY | NYISO_A-F | Internal | Shoulder | B11 | 25 | 99999 | 1000 | 56.64 | 56.65 | 0.01 | 0
2035 | HQ_NY_2_NYISO_A-F | HQ_NY | NYISO_A-F | Internal | Shoulder | B12 | 200 | 99999 | 1000 | 55.28 | 55.3 | 0.01 | 0
2035 | HQ_NY_2_NYISO_A-F | HQ_NY | NYISO_A-F | Internal | Shoulder | B13 | 600 | 99999 | 1000 | 49.45 | 49.46 | 0.01 | 0
2035 | HQ_NY_2_NYISO_A-F | HQ_NY | NYISO_A-F | Internal | Shoulder | B14 | 900 | 99999 | 1000 | 48.99 | 49 | 0.01 | 0
2035 | HQ_NY_2_NYISO_A-F | HQ_NY | NYISO_A-F | Internal | Shoulder | B15 | 1203 | 99999 | 188.69 | 48.99 | 49 | 0.01 | 0
2035 | HQ_NY_2_NYISO_A-F | HQ_NY | NYISO_A-F | Internal | Summer | B1 | 10 | 99999 | 1000.1 | 98.26 | 98.27 | 0.01 | 0
2035 | HQ_NY_2_NYISO_A-F | HQ_NY | NYISO_A-F | Internal | Summer | B2 | 25 | 99999 | 1000 | 79.14 | 79.15 | 0.01 | 0
2035 | HQ_NY_2_NYISO_A-F | HQ_NY | NYISO_A-F | Internal | Summer | B3 | 75 | 99999 | 1000 | 70.89 | 70.9 | 0.01 | 0
2035 | HQ_NY_2_NYISO_A-F | HQ_NY | NYISO_A-F | Internal | Summer | B4 | 100 | 99999 | 1000 | 68.48 | 68.49 | 0.01 | 0
2035 | HQ_NY_2_NYISO_A-F | HQ_NY | NYISO_A-F | Internal | Summer | B5 | 200 | 99999 | 1000 | 64.25 | 64.27 | 0.01 | 0
2035 | HQ_NY_2_NYISO_A-F | HQ_NY | NYISO_A-F | Internal | Summer | B6 | 300 | 99999 | 1000 | 55.15 | 55.16 | 0.01 | 0
2035 | HQ_NY_2_NYISO_A-F | HQ_NY | NYISO_A-F | Internal | Summer | B7 | 400 | 99999 | 1000 | 49.57 | 49.58 | 0.01 | 0
2035 | HQ_NY_2_NYISO_A-F | HQ_NY | NYISO_A-F | Internal | Summer | B8 | 500 | 99999 | 1000 | 48.15 | 48.17 | 0.01 | 0
2035 | HQ_NY_2_NYISO_A-F | HQ_NY | NYISO_A-F | Internal | Summer | B9 | 800 | 99999 | 1000 | 48.15 | 48.17 | 0.01 | 0
2035 | HQ_NY_2_NYISO_A-F | HQ_NY | NYISO_A-F | Internal | Summer | B10 | 1262 | 99999 | 30.11 | 48.15 | 48.17 | 0.01 | 0
2035 | HQ_NY_2_NYISO_A-F | HQ_NY | NYISO_A-F | Internal | Winter | B16 | 25 | 99999 | 1000 | 78.34 | 78.35 | 0.01 | 0
2035 | HQ_NY_2_NYISO_A-F | HQ_NY | NYISO_A-F | Internal | Winter | B17 | 100 | 99999 | 1000 | 62.34 | 62.35 | 0.01 | 0
2035 | HQ_NY_2_NYISO_A-F | HQ_NY | NYISO_A-F | Internal | Winter | B18 | 400 | 99999 | 1000 | 57.28 | 57.29 | 0.01 | 0
2035 | HQ_NY_2_NYISO_A-F | HQ_NY | NYISO_A-F | Internal | Winter | B19 | 700 | 99999 | 1000 | 57.14 | 57.15 | 0.01 | 0
2035 | HQ_NY_2_NYISO_A-F | HQ_NY | NYISO_A-F | Internal | Winter | B20 | 935 | 99999 | 229.95 | 56.97 | 56.98 | 0.01 | 0
2035 | HQ_IESO_2_IESO | HQ_IESO | IESO | Internal | Shoulder | B11 | 25 | 99999 | 400 | 49.64 | 49.65 | 0.01 | 0
2035 | HQ_IESO_2_IESO | HQ_IESO | IESO | Internal | Shoulder | B12 | 200 | 99999 | 400 | 49.64 | 49.65 | 0.01 | 0
2035 | HQ_IESO_2_IESO | HQ_IESO | IESO | Internal | Shoulder | B13 | 600 | 99999 | 400 | 49.12 | 49.13 | 0.01 | 0
2035 | HQ_IESO_2_IESO | HQ_IESO | IESO | Internal | Shoulder | B14 | 900 | 99999 | 400 | 49.12 | 49.13 | 0.01 | 0
2035 | HQ_IESO_2_IESO | HQ_IESO | IESO | Internal | Shoulder | B15 | 1203 | 99999 | 75.48 | 49.12 | 49.13 | 0.01 | 0
2035 | HQ_IESO_2_IESO | HQ_IESO | IESO | Internal | Summer | B1 | 10 | 99999 | 400.1 | 105.26 | 105.27 | 0.01 | 0
2035 | HQ_IESO_2_IESO | HQ_IESO | IESO | Internal | Summer | B2 | 25 | 99999 | 400 | 82.14 | 82.15 | 0.01 | 0
2035 | HQ_IESO_2_IESO | HQ_IESO | IESO | Internal | Summer | B3 | 75 | 99999 | 400 | 77.89 | 77.9 | 0.01 | 0
2035 | HQ_IESO_2_IESO | HQ_IESO | IESO | Internal | Summer | B4 | 100 | 99999 | 400 | 61.48 | 61.49 | 0.01 | 0
2035 | HQ_IESO_2_IESO | HQ_IESO | IESO | Internal | Summer | B5 | 200 | 99999 | 400 | 57.25 | 57.27 | 0.01 | 0
2035 | HQ_IESO_2_IESO | HQ_IESO | IESO | Internal | Summer | B6 | 300 | 99999 | 400 | 48.84 | 48.85 | 0.01 | 0
2035 | HQ_IESO_2_IESO | HQ_IESO | IESO | Internal | Summer | B7 | 400 | 99999 | 400 | 48.84 | 48.85 | 0.01 | 0
2035 | HQ_IESO_2_IESO | HQ_IESO | IESO | Internal | Summer | B8 | 500 | 99999 | 400 | 46.75 | 46.76 | 0.01 | 0
2035 | HQ_IESO_2_IESO | HQ_IESO | IESO | Internal | Summer | B9 | 800 | 99999 | 400 | 46.75 | 46.76 | 0.01 | 0
2035 | HQ_IESO_2_IESO | HQ_IESO | IESO | Internal | Summer | B10 | 1262 | 99999 | 12.04 | 46.75 | 46.76 | 0.01 | 0
2035 | HQ_IESO_2_IESO | HQ_IESO | IESO | Internal | Winter | B16 | 25 | 99999 | 400 | 71.34 | 71.35 | 0.01 | 0
2035 | HQ_IESO_2_IESO | HQ_IESO | IESO | Internal | Winter | B17 | 100 | 99999 | 400 | 55.34 | 55.35 | 0.01 | 0
2035 | HQ_IESO_2_IESO | HQ_IESO | IESO | Internal | Winter | B18 | 400 | 99999 | 400 | 52 | 52.02 | 0.01 | 0
2035 | HQ_IESO_2_IESO | HQ_IESO | IESO | Internal | Winter | B19 | 700 | 99999 | 400 | 52 | 52.02 | 0.01 | 0
2035 | HQ_IESO_2_IESO | HQ_IESO | IESO | Internal | Winter | B20 | 935 | 99999 | 91.98 | 52 | 52.02 | 0.01 | 0
2035 | IESO_2_MAPP_CA | IESO | MAPP_CA | Internal | Shoulder | B11 | 25 | 262 | 88.85 | 49.65 | 56.65 | 7 | 0
2035 | IESO_2_MAPP_CA | IESO | MAPP_CA | Internal | Shoulder | B12 | 200 | 262 | 262 | 49.65 | 60.87 | 7 | 4.22
2035 | IESO_2_MAPP_CA | IESO | MAPP_CA | Internal | Shoulder | B13 | 600 | 262 | 0 | 49.13 | 55.5 | 7 | 0
2035 | IESO_2_MAPP_CA | IESO | MAPP_CA | Internal | Shoulder | B14 | 900 | 262 | 0 | 49.13 | 54.71 | 7 | 0
2035 | IESO_2_MAPP_CA | IESO | MAPP_CA | Internal | Shoulder | B15 | 1203 | 262 | 0 | 49.13 | 54.71 | 7 | 0
2035 | IESO_2_MAPP_CA | IESO | MAPP_CA | Internal | Summer | B1 | 10 | 262 | 0 | 105.27 | 89.99 | 7 | 0
2035 | IESO_2_MAPP_CA | IESO | MAPP_CA | Internal | Summer | B2 | 25 | 262 | 0 | 82.15 | 78 | 7 | 0
2035 | IESO_2_MAPP_CA | IESO | MAPP_CA | Internal | Summer | B3 | 75 | 262 | 0 | 77.9 | 78 | 7 | 0
2035 | IESO_2_MAPP_CA | IESO | MAPP_CA | Internal | Summer | B4 | 100 | 262 | 167.63 | 61.49 | 68.49 | 7 | 0
2035 | IESO_2_MAPP_CA | IESO | MAPP_CA | Internal | Summer | B5 | 200 | 262 | 185.54 | 57.27 | 64.27 | 7 | 0
2035 | IESO_2_MAPP_CA | IESO | MAPP_CA | Internal | Summer | B6 | 300 | 262 | 262 | 48.85 | 58.46 | 7 | 2.61
2035 | IESO_2_MAPP_CA | IESO | MAPP_CA | Internal | Summer | B7 | 400 | 262 | 0 | 48.85 | 52.61 | 7 | 0
2035 | IESO_2_MAPP_CA | IESO | MAPP_CA | Internal | Summer | B8 | 500 | 262 | 0 | 46.76 | 50.31 | 7 | 0
2035 | IESO_2_MAPP_CA | IESO | MAPP_CA | Internal | Summer | B9 | 800 | 262 | 0 | 46.76 | 50.31 | 7 | 0
2035 | IESO_2_MAPP_CA | IESO | MAPP_CA | Internal | Summer | B10 | 1262 | 262 | 0 | 46.76 | 50.31 | 7 | 0
2035 | IESO_2_MAPP_CA | IESO | MAPP_CA | Internal | Winter | B16 | 25 | 262 | 262 | 71.35 | 88.4 | 7 | 10.05
2035 | IESO_2_MAPP_CA | IESO | MAPP_CA | Internal | Winter | B17 | 100 | 262 | 262 | 55.35 | 67.02 | 7 | 4.67
2035 | IESO_2_MAPP_CA | IESO | MAPP_CA | Internal | Winter | B18 | 400 | 262 | 92.86 | 52.02 | 59.02 | 7 | 0
2035 | IESO_2_MAPP_CA | IESO | MAPP_CA | Internal | Winter | B19 | 700 | 262 | 0 | 52.02 | 58.46 | 7 | 0
2035 | IESO_2_MAPP_CA | IESO | MAPP_CA | Internal | Winter | B20 | 935 | 262 | 0 | 52.02 | 58.46 | 7 | 0
2035 | IESO_2_MISO_MI | IESO | MISO_MI | Internal | Shoulder | B11 | 25 | 1840 | 1840 | 49.65 | 74.81 | 7 | 18.16
2035 | IESO_2_MISO_MI | IESO | MISO_MI | Internal | Shoulder | B12 | 200 | 1840 | 1840 | 49.65 | 64.78 | 7 | 8.14
2035 | IESO_2_MISO_MI | IESO | MISO_MI | Internal | Shoulder | B13 | 600 | 1840 | 0 | 49.13 | 55.51 | 7 | 0
2035 | IESO_2_MISO_MI | IESO | MISO_MI | Internal | Shoulder | B14 | 900 | 1840 | 0 | 49.13 | 53.31 | 7 | 0
2035 | IESO_2_MISO_MI | IESO | MISO_MI | Internal | Shoulder | B15 | 1203 | 1840 | 0 | 49.13 | 47.37 | 7 | 0
2035 | IESO_2_MISO_MI | IESO | MISO_MI | Internal | Summer | B1 | 10 | 1840 | 525.03 | 105.27 | 112.27 | 7 | 0
2035 | IESO_2_MISO_MI | IESO | MISO_MI | Internal | Summer | B2 | 25 | 1840 | 301.11 | 82.15 | 89.15 | 7 | 0
2035 | IESO_2_MISO_MI | IESO | MISO_MI | Internal | Summer | B3 | 75 | 1840 | 1840 | 77.9 | 84.99 | 7 | 0.09
2035 | IESO_2_MISO_MI | IESO | MISO_MI | Internal | Summer | B4 | 100 | 1840 | 1840 | 61.49 | 81.6 | 7 | 13.11
2035 | IESO_2_MISO_MI | IESO | MISO_MI | Internal | Summer | B5 | 200 | 1840 | 1840 | 57.27 | 77.57 | 7 | 13.3
2035 | IESO_2_MISO_MI | IESO | MISO_MI | Internal | Summer | B6 | 300 | 1840 | 1840 | 48.85 | 63.9 | 7 | 8.05
2035 | IESO_2_MISO_MI | IESO | MISO_MI | Internal | Summer | B7 | 400 | 1840 | 0 | 48.85 | 52.08 | 7 | 0
2035 | IESO_2_MISO_MI | IESO | MISO_MI | Internal | Summer | B8 | 500 | 1840 | 0 | 46.76 | 50.18 | 7 | 0
2035 | IESO_2_MISO_MI | IESO | MISO_MI | Internal | Summer | B9 | 800 | 1840 | 0 | 46.76 | 47.58 | 7 | 0
2035 | IESO_2_MISO_MI | IESO | MISO_MI | Internal | Summer | B10 | 1262 | 1840 | 0 | 46.76 | 46.15 | 7 | 0
2035 | IESO_2_MISO_MI | IESO | MISO_MI | Internal | Winter | B16 | 25 | 1840 | 1840 | 71.35 | 88.43 | 7 | 10.08
2035 | IESO_2_MISO_MI | IESO | MISO_MI | Internal | Winter | B17 | 100 | 1840 | 1840 | 55.35 | 67.05 | 7 | 4.7
2035 | IESO_2_MISO_MI | IESO | MISO_MI | Internal | Winter | B18 | 400 | 1840 | 445.9 | 52.02 | 59.02 | 7 | 0
2035 | IESO_2_MISO_MI | IESO | MISO_MI | Internal | Winter | B19 | 700 | 1840 | 0 | 52.02 | 54.3 | 7 | 0
2035 | IESO_2_MISO_MI | IESO | MISO_MI | Internal | Winter | B20 | 935 | 1840 | 0 | 52.02 | 50.54 | 7 | 0
2035 | IESO_2_MISO_W | IESO | MISO_W | Internal | Shoulder | B11 | 25 | 140 | 140 | 49.65 | 89.47 | 7 | 32.82
2035 | IESO_2_MISO_W | IESO | MISO_W | Internal | Shoulder | B12 | 200 | 140 | 140 | 49.65 | 64.78 | 7 | 8.14
2035 | IESO_2_MISO_W | IESO | MISO_W | Internal | Shoulder | B13 | 600 | 140 | 0 | 49.13 | 55.51 | 7 | 0
2035 | IESO_2_MISO_W | IESO | MISO_W | Internal | Shoulder | B14 | 900 | 140 | 0 | 49.13 | 54.72 | 7 | 0
2035 | IESO_2_MISO_W | IESO | MISO_W | Internal | Shoulder | B15 | 1203 | 140 | 0 | 49.13 | 47.35 | 7 | 0
2035 | IESO_2_MISO_W | IESO | MISO_W | Internal | Summer | B1 | 10 | 140 | 0.02 | 105.27 | 112.26 | 7 | 0
2035 | IESO_2_MISO_W | IESO | MISO_W | Internal | Summer | B2 | 25 | 140 | 140 | 82.15 | 92 | 7 | 2.85
2035 | IESO_2_MISO_W | IESO | MISO_W | Internal | Summer | B3 | 75 | 140 | 140 | 77.9 | 92 | 7 | 7.1
2035 | IESO_2_MISO_W | IESO | MISO_W | Internal | Summer | B4 | 100 | 140 | 140 | 61.49 | 87.52 | 7 | 19.03
2035 | IESO_2_MISO_W | IESO | MISO_W | Internal | Summer | B5 | 200 | 140 | 140 | 57.27 | 86.8 | 7 | 22.53
2035 | IESO_2_MISO_W | IESO | MISO_W | Internal | Summer | B6 | 300 | 140 | 140 | 48.85 | 83.81 | 7 | 27.96
2035 | IESO_2_MISO_W | IESO | MISO_W | Internal | Summer | B7 | 400 | 140 | 0 | 48.85 | 52.62 | 7 | 0
2035 | IESO_2_MISO_W | IESO | MISO_W | Internal | Summer | B8 | 500 | 140 | 0 | 46.76 | 50.31 | 7 | 0
2035 | IESO_2_MISO_W | IESO | MISO_W | Internal | Summer | B9 | 800 | 140 | 0 | 46.76 | 46.29 | 7 | 0
2035 | IESO_2_MISO_W | IESO | MISO_W | Internal | Summer | B10 | 1262 | 140 | 0 | 46.76 | 44.73 | 7 | 0
2035 | IESO_2_MISO_W | IESO | MISO_W | Internal | Winter | B16 | 25 | 140 | 140 | 71.35 | 88.41 | 7 | 10.07
2035 | IESO_2_MISO_W | IESO | MISO_W | Internal | Winter | B17 | 100 | 140 | 140 | 55.35 | 67.03 | 7 | 4.68
2035 | IESO_2_MISO_W | IESO | MISO_W | Internal | Winter | B18 | 400 | 140 | 140 | 52.02 | 59.03 | 7 | 0.01
2035 | IESO_2_MISO_W | IESO | MISO_W | Internal | Winter | B19 | 700 | 140 | 0 | 52.02 | 57.09 | 7 | 0
2035 | IESO_2_MISO_W | IESO | MISO_W | Internal | Winter | B20 | 935 | 140 | 0 | 52.02 | 50.39 | 7 | 0
2035 | IESO_2_NYISO_A-F | IESO | NYISO_A-F | Internal | Shoulder | B11 | 25 | 1725 | 1290.24 | 49.65 | 56.65 | 7 | 0
2035 | IESO_2_NYISO_A-F | IESO | NYISO_A-F | Internal | Shoulder | B12 | 200 | 1725 | 0 | 49.65 | 55.3 | 7 | 0
2035 | IESO_2_NYISO_A-F | IESO | NYISO_A-F | Internal | Shoulder | B13 | 600 | 1725 | 0 | 49.13 | 49.46 | 7 | 0
2035 | IESO_2_NYISO_A-F | IESO | NYISO_A-F | Internal | Shoulder | B14 | 900 | 1725 | 0 | 49.13 | 49 | 7 | 0
2035 | IESO_2_NYISO_A-F | IESO | NYISO_A-F | Internal | Shoulder | B15 | 1203 | 1725 | 0 | 49.13 | 49 | 7 | 0
2035 | IESO_2_NYISO_A-F | IESO | NYISO_A-F | Internal | Summer | B1 | 10 | 1725 | 0 | 105.27 | 98.27 | 7 | 0
2035 | IESO_2_NYISO_A-F | IESO | NYISO_A-F | Internal | Summer | B2 | 25 | 1725 | 0 | 82.15 | 79.15 | 7 | 0
2035 | IESO_2_NYISO_A-F | IESO | NYISO_A-F | Internal | Summer | B3 | 75 | 1725 | 0 | 77.9 | 70.9 | 7 | 0
2035 | IESO_2_NYISO_A-F | IESO | NYISO_A-F | Internal | Summer | B4 | 100 | 1725 | 134.6 | 61.49 | 68.49 | 7 | 0
2035 | IESO_2_NYISO_A-F | IESO | NYISO_A-F | Internal | Summer | B5 | 200 | 1725 | 1053.08 | 57.27 | 64.27 | 7 | 0
2035 | IESO_2_NYISO_A-F | IESO | NYISO_A-F | Internal | Summer | B6 | 300 | 1725 | 0 | 48.85 | 55.16 | 7 | 0
2035 | IESO_2_NYISO_A-F | IESO | NYISO_A-F | Internal | Summer | B7 | 400 | 1725 | 0 | 48.85 | 49.58 | 7 | 0
2035 | IESO_2_NYISO_A-F | IESO | NYISO_A-F | Internal | Summer | B8 | 500 | 1725 | 0 | 46.76 | 48.17 | 7 | 0
2035 | IESO_2_NYISO_A-F | IESO | NYISO_A-F | Internal | Summer | B9 | 800 | 1725 | 0 | 46.76 | 48.17 | 7 | 0
2035 | IESO_2_NYISO_A-F | IESO | NYISO_A-F | Internal | Summer | B10 | 1262 | 1725 | 0 | 46.76 | 48.17 | 7 | 0
2035 | IESO_2_NYISO_A-F | IESO | NYISO_A-F | Internal | Winter | B16 | 25 | 1725 | 1306.01 | 71.35 | 78.35 | 7 | 0
2035 | IESO_2_NYISO_A-F | IESO | NYISO_A-F | Internal | Winter | B17 | 100 | 1725 | 846.98 | 55.35 | 62.35 | 7 | 0
2035 | IESO_2_NYISO_A-F | IESO | NYISO_A-F | Internal | Winter | B18 | 400 | 1725 | 0 | 52.02 | 57.29 | 7 | 0
2035 | IESO_2_NYISO_A-F | IESO | NYISO_A-F | Internal | Winter | B19 | 700 | 1725 | 0 | 52.02 | 57.15 | 7 | 0
2035 | IESO_2_NYISO_A-F | IESO | NYISO_A-F | Internal | Winter | B20 | 935 | 1725 | 0 | 52.02 | 56.98 | 7 | 0
2035 | MAPP_CA_2_IESO | MAPP_CA | IESO | Internal | Shoulder | B11 | 25 | 330 | 0 | 56.65 | 49.65 | 8 | 0
2035 | MAPP_CA_2_IESO | MAPP_CA | IESO | Internal | Shoulder | B12 | 200 | 330 | 0 | 60.87 | 49.65 | 8 | 0
2035 | MAPP_CA_2_IESO | MAPP_CA | IESO | Internal | Shoulder | B13 | 600 | 330 | 0 | 55.5 | 49.13 | 8 | 0
2035 | MAPP_CA_2_IESO | MAPP_CA | IESO | Internal | Shoulder | B14 | 900 | 330 | 0 | 54.71 | 49.13 | 8 | 0
2035 | MAPP_CA_2_IESO | MAPP_CA | IESO | Internal | Shoulder | B15 | 1203 | 330 | 0 | 54.71 | 49.13 | 8 | 0
2035 | MAPP_CA_2_IESO | MAPP_CA | IESO | Internal | Summer | B1 | 10 | 330 | 330 | 89.99 | 105.27 | 8 | 7.28
2035 | MAPP_CA_2_IESO | MAPP_CA | IESO | Internal | Summer | B2 | 25 | 330 | 0 | 78 | 82.15 | 8 | 0
2035 | MAPP_CA_2_IESO | MAPP_CA | IESO | Internal | Summer | B3 | 75 | 330 | 0 | 78 | 77.9 | 8 | 0
2035 | MAPP_CA_2_IESO | MAPP_CA | IESO | Internal | Summer | B4 | 100 | 330 | 0 | 68.49 | 61.49 | 8 | 0
2035 | MAPP_CA_2_IESO | MAPP_CA | IESO | Internal | Summer | B5 | 200 | 330 | 0 | 64.27 | 57.27 | 8 | 0
2035 | MAPP_CA_2_IESO | MAPP_CA | IESO | Internal | Summer | B6 | 300 | 330 | 0 | 58.46 | 48.85 | 8 | 0
2035 | MAPP_CA_2_IESO | MAPP_CA | IESO | Internal | Summer | B7 | 400 | 330 | 0 | 52.61 | 48.85 | 8 | 0
2035 | MAPP_CA_2_IESO | MAPP_CA | IESO | Internal | Summer | B8 | 500 | 330 | 0 | 50.31 | 46.76 | 8 | 0
2035 | MAPP_CA_2_IESO | MAPP_CA | IESO | Internal | Summer | B9 | 800 | 330 | 0 | 50.31 | 46.76 | 8 | 0
2035 | MAPP_CA_2_IESO | MAPP_CA | IESO | Internal | Summer | B10 | 1262 | 330 | 0 | 50.31 | 46.76 | 8 | 0
2035 | MAPP_CA_2_IESO | MAPP_CA | IESO | Internal | Winter | B16 | 25 | 330 | 0 | 88.4 | 71.35 | 8 | 0
2035 | MAPP_CA_2_IESO | MAPP_CA | IESO | Internal | Winter | B17 | 100 | 330 | 0 | 67.02 | 55.35 | 8 | 0
2035 | MAPP_CA_2_IESO | MAPP_CA | IESO | Internal | Winter | B18 | 400 | 330 | 0 | 59.02 | 52.02 | 8 | 0
2035 | MAPP_CA_2_IESO | MAPP_CA | IESO | Internal | Winter | B19 | 700 | 330 | 0 | 58.46 | 52.02 | 8 | 0
2035 | MAPP_CA_2_IESO | MAPP_CA | IESO | Internal | Winter | B20 | 935 | 330 | 0 | 58.46 | 52.02 | 8 | 0
2035 | MAPP_CA_2_MAPP_US | MAPP_CA | MAPP_US | Internal | Shoulder | B11 | 25 | 372 | 372 | 56.65 | 82.47 | 7 | 18.82
2035 | MAPP_CA_2_MAPP_US | MAPP_CA | MAPP_US | Internal | Shoulder | B12 | 200 | 372 | 0 | 60.87 | 57.78 | 7 | 0
2035 | MAPP_CA_2_MAPP_US | MAPP_CA | MAPP_US | Internal | Shoulder | B13 | 600 | 372 | 0 | 55.5 | 48.51 | 7 | 0
2035 | MAPP_CA_2_MAPP_US | MAPP_CA | MAPP_US | Internal | Shoulder | B14 | 900 | 372 | 0 | 54.71 | 48.51 | 7 | 0
2035 | MAPP_CA_2_MAPP_US | MAPP_CA | MAPP_US | Internal | Shoulder | B15 | 1203 | 372 | 0 | 54.71 | 46.5 | 7 | 0
2035 | MAPP_CA_2_MAPP_US | MAPP_CA | MAPP_US | Internal | Summer | B1 | 10 | 372 | 372 | 89.99 | 105.26 | 7 | 8.27
2035 | MAPP_CA_2_MAPP_US | MAPP_CA | MAPP_US | Internal | Summer | B2 | 25 | 372 | 339.09 | 78 | 85 | 7 | 0
2035 | MAPP_CA_2_MAPP_US | MAPP_CA | MAPP_US | Internal | Summer | B3 | 75 | 372 | 209.75 | 78 | 85 | 7 | 0
2035 | MAPP_CA_2_MAPP_US | MAPP_CA | MAPP_US | Internal | Summer | B4 | 100 | 372 | 372 | 68.49 | 80.52 | 7 | 5.03
2035 | MAPP_CA_2_MAPP_US | MAPP_CA | MAPP_US | Internal | Summer | B5 | 200 | 372 | 372 | 64.27 | 79.8 | 7 | 8.53
2035 | MAPP_CA_2_MAPP_US | MAPP_CA | MAPP_US | Internal | Summer | B6 | 300 | 372 | 372 | 58.46 | 76.81 | 7 | 11.35
2035 | MAPP_CA_2_MAPP_US | MAPP_CA | MAPP_US | Internal | Summer | B7 | 400 | 372 | 0 | 52.61 | 52.38 | 7 | 0
2035 | MAPP_CA_2_MAPP_US | MAPP_CA | MAPP_US | Internal | Summer | B8 | 500 | 372 | 0 | 50.31 | 43.31 | 7 | 0
2035 | MAPP_CA_2_MAPP_US | MAPP_CA | MAPP_US | Internal | Summer | B9 | 800 | 372 | 0 | 50.31 | 39.59 | 7 | 0
2035 | MAPP_CA_2_MAPP_US | MAPP_CA | MAPP_US | Internal | Summer | B10 | 1262 | 372 | 0 | 50.31 | 37.73 | 7 | 0
2035 | MAPP_CA_2_MAPP_US | MAPP_CA | MAPP_US | Internal | Winter | B16 | 25 | 372 | 0 | 88.4 | 81.41 | 7 | 0
2035 | MAPP_CA_2_MAPP_US | MAPP_CA | MAPP_US | Internal | Winter | B17 | 100 | 372 | 0 | 67.02 | 60.03 | 7 | 0
2035 | MAPP_CA_2_MAPP_US | MAPP_CA | MAPP_US | Internal | Winter | B18 | 400 | 372 | 0 | 59.02 | 55.01 | 7 | 0
2035 | MAPP_CA_2_MAPP_US | MAPP_CA | MAPP_US | Internal | Winter | B19 | 700 | 372 | 0 | 58.46 | 55.01 | 7 | 0
2035 | MAPP_CA_2_MAPP_US | MAPP_CA | MAPP_US | Internal | Winter | B20 | 935 | 372 | 0 | 58.46 | 43.39 | 7 | 0
2035 | MAPP_CA_2_MISO_W | MAPP_CA | MISO_W | Internal | Shoulder | B11 | 25 | 1970 | 1970 | 56.65 | 89.47 | 0.01 | 32.81
2035 | MAPP_CA_2_MISO_W | MAPP_CA | MISO_W | Internal | Shoulder | B12 | 200 | 1970 | 1970 | 60.87 | 64.78 | 0.01 | 3.91
2035 | MAPP_CA_2_MISO_W | MAPP_CA | MISO_W | Internal | Shoulder | B13 | 600 | 1970 | 1392.92 | 55.5 | 55.51 | 0.01 | 0
2035 | MAPP_CA_2_MISO_W | MAPP_CA | MISO_W | Internal | Shoulder | B14 | 900 | 1970 | 753.96 | 54.71 | 54.72 | 0.01 | 0
2035 | MAPP_CA_2_MISO_W | MAPP_CA | MISO_W | Internal | Shoulder | B15 | 1203 | 1970 | 0 | 54.71 | 47.35 | 0.01 | 0
2035 | MAPP_CA_2_MISO_W | MAPP_CA | MISO_W | Internal | Summer | B1 | 10 | 1970 | 1970 | 89.99 | 112.26 | 0.01 | 22.26
2035 | MAPP_CA_2_MISO_W | MAPP_CA | MISO_W | Internal | Summer | B2 | 25 | 1970 | 1970 | 78 | 92 | 0.01 | 13.99
2035 | MAPP_CA_2_MISO_W | MAPP_CA | MISO_W | Internal | Summer | B3 | 75 | 1970 | 1970 | 78 | 92 | 0.01 | 13.99
2035 | MAPP_CA_2_MISO_W | MAPP_CA | MISO_W | Internal | Summer | B4 | 100 | 1970 | 1970 | 68.49 | 87.52 | 0.01 | 19.02
2035 | MAPP_CA_2_MISO_W | MAPP_CA | MISO_W | Internal | Summer | B5 | 200 | 1970 | 1970 | 64.27 | 86.8 | 0.01 | 22.52
2035 | MAPP_CA_2_MISO_W | MAPP_CA | MISO_W | Internal | Summer | B6 | 300 | 1970 | 1970 | 58.46 | 83.81 | 0.01 | 25.34
2035 | MAPP_CA_2_MISO_W | MAPP_CA | MISO_W | Internal | Summer | B7 | 400 | 1970 | 1558.52 | 52.61 | 52.62 | 0.01 | 0
2035 | MAPP_CA_2_MISO_W | MAPP_CA | MISO_W | Internal | Summer | B8 | 500 | 1970 | 0 | 50.31 | 50.31 | 0.01 | 0
2035 | MAPP_CA_2_MISO_W | MAPP_CA | MISO_W | Internal | Summer | B9 | 800 | 1970 | 0 | 50.31 | 46.29 | 0.01 | 0
2035 | MAPP_CA_2_MISO_W | MAPP_CA | MISO_W | Internal | Summer | B10 | 1262 | 1970 | 0 | 50.31 | 44.73 | 0.01 | 0
2035 | MAPP_CA_2_MISO_W | MAPP_CA | MISO_W | Internal | Winter | B16 | 25 | 1970 | 1631.42 | 88.4 | 88.41 | 0.01 | 0
2035 | MAPP_CA_2_MISO_W | MAPP_CA | MISO_W | Internal | Winter | B17 | 100 | 1970 | 1307.39 | 67.02 | 67.03 | 0.01 | 0
2035 | MAPP_CA_2_MISO_W | MAPP_CA | MISO_W | Internal | Winter | B18 | 400 | 1970 | 553.49 | 59.02 | 59.03 | 0.01 | 0
2035 | MAPP_CA_2_MISO_W | MAPP_CA | MISO_W | Internal | Winter | B19 | 700 | 1970 | 0 | 58.46 | 57.09 | 0.01 | 0
2035 | MAPP_CA_2_MISO_W | MAPP_CA | MISO_W | Internal | Winter | B20 | 935 | 1970 | 0 | 58.46 | 50.39 | 0.01 | 0
2035 | MAPP_US_2_MAPP_CA | MAPP_US | MAPP_CA | Internal | Shoulder | B11 | 25 | 165 | 0 | 82.47 | 56.65 | 7 | 0
2035 | MAPP_US_2_MAPP_CA | MAPP_US | MAPP_CA | Internal | Shoulder | B12 | 200 | 165 | 0 | 57.78 | 60.87 | 7 | 0
2035 | MAPP_US_2_MAPP_CA | MAPP_US | MAPP_CA | Internal | Shoulder | B13 | 600 | 165 | 0 | 48.51 | 55.5 | 7 | 0
2035 | MAPP_US_2_MAPP_CA | MAPP_US | MAPP_CA | Internal | Shoulder | B14 | 900 | 165 | 0 | 48.51 | 54.71 | 7 | 0
2035 | MAPP_US_2_MAPP_CA | MAPP_US | MAPP_CA | Internal | Shoulder | B15 | 1203 | 165 | 165 | 46.5 | 54.71 | 7 | 1.21
2035 | MAPP_US_2_MAPP_CA | MAPP_US | MAPP_CA | Internal | Summer | B1 | 10 | 165 | 0 | 105.26 | 89.99 | 7 | 0
2035 | MAPP_US_2_MAPP_CA | MAPP_US | MAPP_CA | Internal | Summer | B2 | 25 | 165 | 0 | 85 | 78 | 7 | 0
2035 | MAPP_US_2_MAPP_CA | MAPP_US | MAPP_CA | Internal | Summer | B3 | 75 | 165 | 0 | 85 | 78 | 7 | 0
2035 | MAPP_US_2_MAPP_CA | MAPP_US | MAPP_CA | Internal | Summer | B4 | 100 | 165 | 0 | 80.52 | 68.49 | 7 | 0
2035 | MAPP_US_2_MAPP_CA | MAPP_US | MAPP_CA | Internal | Summer | B5 | 200 | 165 | 0 | 79.8 | 64.27 | 7 | 0
2035 | MAPP_US_2_MAPP_CA | MAPP_US | MAPP_CA | Internal | Summer | B6 | 300 | 165 | 0 | 76.81 | 58.46 | 7 | 0
2035 | MAPP_US_2_MAPP_CA | MAPP_US | MAPP_CA | Internal | Summer | B7 | 400 | 165 | 0 | 52.38 | 52.61 | 7 | 0
2035 | MAPP_US_2_MAPP_CA | MAPP_US | MAPP_CA | Internal | Summer | B8 | 500 | 165 | 63.94 | 43.31 | 50.31 | 7 | 0
2035 | MAPP_US_2_MAPP_CA | MAPP_US | MAPP_CA | Internal | Summer | B9 | 800 | 165 | 165 | 39.59 | 50.31 | 7 | 3.72
2035 | MAPP_US_2_MAPP_CA | MAPP_US | MAPP_CA | Internal | Summer | B10 | 1262 | 165 | 165 | 37.73 | 50.31 | 7 | 5.58
2035 | MAPP_US_2_MAPP_CA | MAPP_US | MAPP_CA | Internal | Winter | B16 | 25 | 165 | 0.01 | 81.41 | 88.4 | 7 | 0
2035 | MAPP_US_2_MAPP_CA | MAPP_US | MAPP_CA | Internal | Winter | B17 | 100 | 165 | 0 | 60.03 | 67.02 | 7 | 0
2035 | MAPP_US_2_MAPP_CA | MAPP_US | MAPP_CA | Internal | Winter | B18 | 400 | 165 | 0 | 55.01 | 59.02 | 7 | 0
2035 | MAPP_US_2_MAPP_CA | MAPP_US | MAPP_CA | Internal | Winter | B19 | 700 | 165 | 0 | 55.01 | 58.46 | 7 | 0
2035 | MAPP_US_2_MAPP_CA | MAPP_US | MAPP_CA | Internal | Winter | B20 | 935 | 165 | 165 | 43.39 | 58.46 | 7 | 8.07
2035 | MAPP_US_2_MISO_W | MAPP_US | MISO_W | Internal | Shoulder | B11 | 25 | 2635 | 1712.01 | 82.47 | 89.47 | 7 | 0
2035 | MAPP_US_2_MISO_W | MAPP_US | MISO_W | Internal | Shoulder | B12 | 200 | 2635 | 971.87 | 57.78 | 64.78 | 7 | 0
2035 | MAPP_US_2_MISO_W | MAPP_US | MISO_W | Internal | Shoulder | B13 | 600 | 2635 | 419.31 | 48.51 | 55.51 | 7 | 0
2035 | MAPP_US_2_MISO_W | MAPP_US | MISO_W | Internal | Shoulder | B14 | 900 | 2635 | 0 | 48.51 | 54.72 | 7 | 0
2035 | MAPP_US_2_MISO_W | MAPP_US | MISO_W | Internal | Shoulder | B15 | 1203 | 2635 | 0 | 46.5 | 47.35 | 7 | 0
2035 | MAPP_US_2_MISO_W | MAPP_US | MISO_W | Internal | Summer | B1 | 10 | 2635 | 2074.75 | 105.26 | 112.26 | 7 | 0
2035 | MAPP_US_2_MISO_W | MAPP_US | MISO_W | Internal | Summer | B2 | 25 | 2635 | 1640.68 | 85 | 92 | 7 | 0
2035 | MAPP_US_2_MISO_W | MAPP_US | MISO_W | Internal | Summer | B3 | 75 | 2635 | 1712.7 | 85 | 92 | 7 | 0
2035 | MAPP_US_2_MISO_W | MAPP_US | MISO_W | Internal | Summer | B4 | 100 | 2635 | 270.18 | 80.52 | 87.52 | 7 | 0
2035 | MAPP_US_2_MISO_W | MAPP_US | MISO_W | Internal | Summer | B5 | 200 | 2635 | 505.21 | 79.8 | 86.8 | 7 | 0
2035 | MAPP_US_2_MISO_W | MAPP_US | MISO_W | Internal | Summer | B6 | 300 | 2635 | 839.01 | 76.81 | 83.81 | 7 | 0
2035 | MAPP_US_2_MISO_W | MAPP_US | MISO_W | Internal | Summer | B7 | 400 | 2635 | 0 | 52.38 | 52.62 | 7 | 0
2035 | MAPP_US_2_MISO_W | MAPP_US | MISO_W | Internal | Summer | B8 | 500 | 2635 | 31.52 | 43.31 | 50.31 | 7 | 0
2035 | MAPP_US_2_MISO_W | MAPP_US | MISO_W | Internal | Summer | B9 | 800 | 2635 | 0 | 39.59 | 46.29 | 7 | 0
2035 | MAPP_US_2_MISO_W | MAPP_US | MISO_W | Internal | Summer | B10 | 1262 | 2635 | 678.88 | 37.73 | 44.73 | 7 | 0
2035 | MAPP_US_2_MISO_W | MAPP_US | MISO_W | Internal | Winter | B16 | 25 | 2635 | 274.51 | 81.41 | 88.41 | 7 | 0
2035 | MAPP_US_2_MISO_W | MAPP_US | MISO_W | Internal | Winter | B17 | 100 | 2635 | 861.67 | 60.03 | 67.03 | 7 | 0
2035 | MAPP_US_2_MISO_W | MAPP_US | MISO_W | Internal | Winter | B18 | 400 | 2635 | 0 | 55.01 | 59.03 | 7 | 0
2035 | MAPP_US_2_MISO_W | MAPP_US | MISO_W | Internal | Winter | B19 | 700 | 2635 | 0 | 55.01 | 57.09 | 7 | 0
2035 | MAPP_US_2_MISO_W | MAPP_US | MISO_W | Internal | Winter | B20 | 935 | 2635 | 301.98 | 43.39 | 50.39 | 7 | 0
2035 | MAPP_US_2_NE | MAPP_US | NE | Internal | Shoulder | B11 | 25 | 2000 | 569.79 | 82.47 | 89.47 | 7 | 0
2035 | MAPP_US_2_NE | MAPP_US | NE | Internal | Shoulder | B12 | 200 | 2000 | 0 | 57.78 | 59.78 | 7 | 0
2035 | MAPP_US_2_NE | MAPP_US | NE | Internal | Shoulder | B13 | 600 | 2000 | 271.23 | 48.51 | 55.51 | 7 | 0
2035 | MAPP_US_2_NE | MAPP_US | NE | Internal | Shoulder | B14 | 900 | 2000 | 0 | 48.51 | 50.77 | 7 | 0
2035 | MAPP_US_2_NE | MAPP_US | NE | Internal | Shoulder | B15 | 1203 | 2000 | 0 | 46.5 | 50.21 | 7 | 0
2035 | MAPP_US_2_NE | MAPP_US | NE | Internal | Summer | B1 | 10 | 2000 | 0 | 105.26 | 107.26 | 7 | 0
2035 | MAPP_US_2_NE | MAPP_US | NE | Internal | Summer | B2 | 25 | 2000 | 0 | 85 | 89.76 | 7 | 0
2035 | MAPP_US_2_NE | MAPP_US | NE | Internal | Summer | B3 | 75 | 2000 | 0 | 85 | 89.76 | 7 | 0
2035 | MAPP_US_2_NE | MAPP_US | NE | Internal | Summer | B4 | 100 | 2000 | 600.36 | 80.52 | 87.52 | 7 | 0
2035 | MAPP_US_2_NE | MAPP_US | NE | Internal | Summer | B5 | 200 | 2000 | 749.3 | 79.8 | 86.8 | 7 | 0
2035 | MAPP_US_2_NE | MAPP_US | NE | Internal | Summer | B6 | 300 | 2000 | 562.22 | 76.81 | 83.81 | 7 | 0
2035 | MAPP_US_2_NE | MAPP_US | NE | Internal | Summer | B7 | 400 | 2000 | 909.42 | 52.38 | 59.38 | 7 | 0
2035 | MAPP_US_2_NE | MAPP_US | NE | Internal | Summer | B8 | 500 | 2000 | 982.62 | 43.31 | 50.31 | 7 | 0
2035 | MAPP_US_2_NE | MAPP_US | NE | Internal | Summer | B9 | 800 | 2000 | 540.5 | 39.59 | 46.59 | 7 | 0
2035 | MAPP_US_2_NE | MAPP_US | NE | Internal | Summer | B10 | 1262 | 2000 | 0 | 37.73 | 39.73 | 7 | 0
2035 | MAPP_US_2_NE | MAPP_US | NE | Internal | Winter | B16 | 25 | 2000 | 1023.12 | 81.41 | 88.41 | 7 | 0
2035 | MAPP_US_2_NE | MAPP_US | NE | Internal | Winter | B17 | 100 | 2000 | 0 | 60.03 | 62.03 | 7 | 0
2035 | MAPP_US_2_NE | MAPP_US | NE | Internal | Winter | B18 | 400 | 2000 | 0 | 55.01 | 55.27 | 7 | 0
2035 | MAPP_US_2_NE | MAPP_US | NE | Internal | Winter | B19 | 700 | 2000 | 0 | 55.01 | 54.26 | 7 | 0
2035 | MAPP_US_2_NE | MAPP_US | NE | Internal | Winter | B20 | 935 | 2000 | 0 | 43.39 | 47.92 | 7 | 0
2035 | MARITIMES_2_NEISO | MARITIMES | NEISO | Internal | Shoulder | B11 | 25 | 99999 | 1720.66 | 50.58 | 50.59 | 0.01 | 0
2035 | MARITIMES_2_NEISO | MARITIMES | NEISO | Internal | Shoulder | B12 | 200 | 99999 | 1717.44 | 50.58 | 50.59 | 0.01 | 0
2035 | MARITIMES_2_NEISO | MARITIMES | NEISO | Internal | Shoulder | B13 | 600 | 99999 | 1704.78 | 45.99 | 46 | 0.01 | 0
2035 | MARITIMES_2_NEISO | MARITIMES | NEISO | Internal | Shoulder | B14 | 900 | 99999 | 1682.64 | 45.99 | 46 | 0.01 | 0
2035 | MARITIMES_2_NEISO | MARITIMES | NEISO | Internal | Shoulder | B15 | 1203 | 99999 | 648.08 | 45.99 | 46 | 0.01 | 0
2035 | MARITIMES_2_NEISO | MARITIMES | NEISO | Internal | Summer | B1 | 10 | 99999 | 1900.1 | 95.28 | 95.29 | 0.01 | 0
2035 | MARITIMES_2_NEISO | MARITIMES | NEISO | Internal | Summer | B2 | 25 | 99999 | 1878.75 | 76.15 | 76.16 | 0.01 | 0
2035 | MARITIMES_2_NEISO | MARITIMES | NEISO | Internal | Summer | B3 | 75 | 99999 | 1836.38 | 69.95 | 69.96 | 0.01 | 0
2035 | MARITIMES_2_NEISO | MARITIMES | NEISO | Internal | Summer | B4 | 100 | 99999 | 1799.97 | 65.51 | 65.52 | 0.01 | 0
2035 | MARITIMES_2_NEISO | MARITIMES | NEISO | Internal | Summer | B5 | 200 | 99999 | 1780.16 | 58.86 | 58.87 | 0.01 | 0
2035 | MARITIMES_2_NEISO | MARITIMES | NEISO | Internal | Summer | B6 | 300 | 99999 | 1757.82 | 52.15 | 52.16 | 0.01 | 0
2035 | MARITIMES_2_NEISO | MARITIMES | NEISO | Internal | Summer | B7 | 400 | 99999 | 1732.23 | 46.57 | 46.58 | 0.01 | 0
2035 | MARITIMES_2_NEISO | MARITIMES | NEISO | Internal | Summer | B8 | 500 | 99999 | 1712.1 | 45.17 | 45.18 | 0.01 | 0
2035 | MARITIMES_2_NEISO | MARITIMES | NEISO | Internal | Summer | B9 | 800 | 99999 | 1687.45 | 42.36 | 42.37 | 0.01 | 0
2035 | MARITIMES_2_NEISO | MARITIMES | NEISO | Internal | Summer | B10 | 1262 | 99999 | 465.06 | 42.36 | 42.37 | 0.01 | 0
2035 | MARITIMES_2_NEISO | MARITIMES | NEISO | Internal | Winter | B16 | 25 | 99999 | 1765.23 | 75.34 | 75.35 | 0.01 | 0
2035 | MARITIMES_2_NEISO | MARITIMES | NEISO | Internal | Winter | B17 | 100 | 99999 | 1747.34 | 60.24 | 60.25 | 0.01 | 0
2035 | MARITIMES_2_NEISO | MARITIMES | NEISO | Internal | Winter | B18 | 400 | 99999 | 1733.65 | 57.17 | 57.18 | 0.01 | 0
2035 | MARITIMES_2_NEISO | MARITIMES | NEISO | Internal | Winter | B19 | 700 | 99999 | 1708.15 | 57.17 | 57.18 | 0.01 | 0
2035 | MARITIMES_2_NEISO | MARITIMES | NEISO | Internal | Winter | B20 | 935 | 99999 | 723.43 | 57.17 | 57.18 | 0.01 | 0
2035 | MISO_IN_2_MISO_MI | MISO_IN | MISO_MI | Internal | Shoulder | B11 | 25 | 5000 | 1122.4 | 74.8 | 74.81 | 0.01 | 0
2035 | MISO_IN_2_MISO_MI | MISO_IN | MISO_MI | Internal | Shoulder | B12 | 200 | 5000 | 2872.35 | 64.77 | 64.78 | 0.01 | 0
2035 | MISO_IN_2_MISO_MI | MISO_IN | MISO_MI | Internal | Shoulder | B13 | 600 | 5000 | 4756.52 | 55.5 | 55.51 | 0.01 | 0
2035 | MISO_IN_2_MISO_MI | MISO_IN | MISO_MI | Internal | Shoulder | B14 | 900 | 5000 | 5000 | 52.77 | 53.31 | 0.01 | 0.53
2035 | MISO_IN_2_MISO_MI | MISO_IN | MISO_MI | Internal | Shoulder | B15 | 1203 | 5000 | 3993.85 | 47.35 | 47.37 | 0.01 | 0
2035 | MISO_IN_2_MISO_MI | MISO_IN | MISO_MI | Internal | Summer | B1 | 10 | 5000 | 2778.63 | 112.26 | 112.27 | 0.01 | 0
2035 | MISO_IN_2_MISO_MI | MISO_IN | MISO_MI | Internal | Summer | B2 | 25 | 5000 | 1634.31 | 89.14 | 89.15 | 0.01 | 0
2035 | MISO_IN_2_MISO_MI | MISO_IN | MISO_MI | Internal | Summer | B3 | 75 | 5000 | 1213.6 | 84.98 | 84.99 | 0.01 | 0
2035 | MISO_IN_2_MISO_MI | MISO_IN | MISO_MI | Internal | Summer | B4 | 100 | 5000 | 1651.9 | 81.59 | 81.6 | 0.01 | 0
2035 | MISO_IN_2_MISO_MI | MISO_IN | MISO_MI | Internal | Summer | B5 | 200 | 5000 | 926.84 | 77.55 | 77.57 | 0.01 | 0
2035 | MISO_IN_2_MISO_MI | MISO_IN | MISO_MI | Internal | Summer | B6 | 300 | 5000 | 2844.82 | 63.89 | 63.9 | 0.01 | 0
2035 | MISO_IN_2_MISO_MI | MISO_IN | MISO_MI | Internal | Summer | B7 | 400 | 5000 | 4849.89 | 52.06 | 52.08 | 0.01 | 0
2035 | MISO_IN_2_MISO_MI | MISO_IN | MISO_MI | Internal | Summer | B8 | 500 | 5000 | 5000 | 46.93 | 50.18 | 0.01 | 3.24
2035 | MISO_IN_2_MISO_MI | MISO_IN | MISO_MI | Internal | Summer | B9 | 800 | 5000 | 5000 | 45.83 | 47.58 | 0.01 | 1.73
2035 | MISO_IN_2_MISO_MI | MISO_IN | MISO_MI | Internal | Summer | B10 | 1262 | 5000 | 5000 | 45.83 | 46.15 | 0.01 | 0.3
2035 | MISO_IN_2_MISO_MI | MISO_IN | MISO_MI | Internal | Winter | B16 | 25 | 5000 | 167.82 | 88.41 | 88.43 | 0.01 | 0
2035 | MISO_IN_2_MISO_MI | MISO_IN | MISO_MI | Internal | Winter | B17 | 100 | 5000 | 2136.87 | 67.03 | 67.05 | 0.01 | 0
2035 | MISO_IN_2_MISO_MI | MISO_IN | MISO_MI | Internal | Winter | B18 | 400 | 5000 | 3995.03 | 59 | 59.02 | 0.01 | 0
2035 | MISO_IN_2_MISO_MI | MISO_IN | MISO_MI | Internal | Winter | B19 | 700 | 5000 | 4194.01 | 54.29 | 54.3 | 0.01 | 0
2035 | MISO_IN_2_MISO_MI | MISO_IN | MISO_MI | Internal | Winter | B20 | 935 | 5000 | 2045.39 | 50.53 | 50.54 | 0.01 | 0
2035 | MISO_IN_2_MISO_MO-IL | MISO_IN | MISO_MO-IL | Internal | Shoulder | B11 | 25 | 5000 | 5000 | 74.8 | 87.82 | 0.01 | 13.01
2035 | MISO_IN_2_MISO_MO-IL | MISO_IN | MISO_MO-IL | Internal | Shoulder | B12 | 200 | 5000 | 5000 | 64.77 | 64.8 | 0.01 | 0.01
2035 | MISO_IN_2_MISO_MO-IL | MISO_IN | MISO_MO-IL | Internal | Shoulder | B13 | 600 | 5000 | 4499.5 | 55.5 | 55.51 | 0.01 | 0
2035 | MISO_IN_2_MISO_MO-IL | MISO_IN | MISO_MO-IL | Internal | Shoulder | B14 | 900 | 5000 | 5000 | 52.77 | 53.23 | 0.01 | 0.45
2035 | MISO_IN_2_MISO_MO-IL | MISO_IN | MISO_MO-IL | Internal | Shoulder | B15 | 1203 | 5000 | 2298.41 | 47.35 | 47.37 | 0.01 | 0
2035 | MISO_IN_2_MISO_MO-IL | MISO_IN | MISO_MO-IL | Internal | Summer | B1 | 10 | 5000 | 3995.41 | 112.26 | 112.27 | 0.01 | 0
2035 | MISO_IN_2_MISO_MO-IL | MISO_IN | MISO_MO-IL | Internal | Summer | B2 | 25 | 5000 | 5000 | 89.14 | 91.98 | 0.01 | 2.84
2035 | MISO_IN_2_MISO_MO-IL | MISO_IN | MISO_MO-IL | Internal | Summer | B3 | 75 | 5000 | 3738.63 | 84.98 | 84.99 | 0.01 | 0
2035 | MISO_IN_2_MISO_MO-IL | MISO_IN | MISO_MO-IL | Internal | Summer | B4 | 100 | 5000 | 5000 | 81.59 | 84.49 | 0.01 | 2.89
2035 | MISO_IN_2_MISO_MO-IL | MISO_IN | MISO_MO-IL | Internal | Summer | B5 | 200 | 5000 | 5000 | 77.55 | 84.49 | 0.01 | 6.93
2035 | MISO_IN_2_MISO_MO-IL | MISO_IN | MISO_MO-IL | Internal | Summer | B6 | 300 | 5000 | 5000 | 63.89 | 75.82 | 0.01 | 11.92
2035 | MISO_IN_2_MISO_MO-IL | MISO_IN | MISO_MO-IL | Internal | Summer | B7 | 400 | 5000 | 4527.24 | 52.06 | 52.08 | 0.01 | 0
2035 | MISO_IN_2_MISO_MO-IL | MISO_IN | MISO_MO-IL | Internal | Summer | B8 | 500 | 5000 | 4669.23 | 46.93 | 46.94 | 0.01 | 0
2035 | MISO_IN_2_MISO_MO-IL | MISO_IN | MISO_MO-IL | Internal | Summer | B9 | 800 | 5000 | 2784.21 | 45.83 | 45.84 | 0.01 | 0
2035 | MISO_IN_2_MISO_MO-IL | MISO_IN | MISO_MO-IL | Internal | Summer | B10 | 1262 | 5000 | 0 | 45.83 | 44.74 | 0.01 | 0
2035 | MISO_IN_2_MISO_MO-IL | MISO_IN | MISO_MO-IL | Internal | Winter | B16 | 25 | 5000 | 1969.13 | 88.41 | 88.43 | 0.01 | 0
2035 | MISO_IN_2_MISO_MO-IL | MISO_IN | MISO_MO-IL | Internal | Winter | B17 | 100 | 5000 | 843.22 | 67.03 | 67.05 | 0.01 | 0
2035 | MISO_IN_2_MISO_MO-IL | MISO_IN | MISO_MO-IL | Internal | Winter | B18 | 400 | 5000 | 2348.19 | 59 | 59.02 | 0.01 | 0
2035 | MISO_IN_2_MISO_MO-IL | MISO_IN | MISO_MO-IL | Internal | Winter | B19 | 700 | 5000 | 2431.95 | 54.29 | 54.3 | 0.01 | 0
2035 | MISO_IN_2_MISO_MO-IL | MISO_IN | MISO_MO-IL | Internal | Winter | B20 | 935 | 5000 | 0 | 50.53 | 50.4 | 0.01 | 0
2035 | MISO_IN_2_NonRTO_Midwest | MISO_IN | NonRTO_Midwest | Internal | Shoulder | B11 | 25 | 4800 | 1439.19 | 74.8 | 82.8 | 8 | 0
2035 | MISO_IN_2_NonRTO_Midwest | MISO_IN | NonRTO_Midwest | Internal | Shoulder | B12 | 200 | 4800 | 713.49 | 64.77 | 72.77 | 8 | 0
2035 | MISO_IN_2_NonRTO_Midwest | MISO_IN | NonRTO_Midwest | Internal | Shoulder | B13 | 600 | 4800 | 0 | 55.5 | 58.98 | 8 | 0
2035 | MISO_IN_2_NonRTO_Midwest | MISO_IN | NonRTO_Midwest | Internal | Shoulder | B14 | 900 | 4800 | 0 | 52.77 | 51.23 | 8 | 0
2035 | MISO_IN_2_NonRTO_Midwest | MISO_IN | NonRTO_Midwest | Internal | Shoulder | B15 | 1203 | 4800 | 0 | 47.35 | 51.23 | 8 | 0
2035 | MISO_IN_2_NonRTO_Midwest | MISO_IN | NonRTO_Midwest | Internal | Summer | B1 | 10 | 4800 | 0 | 112.26 | 104.26 | 8 | 0
2035 | MISO_IN_2_NonRTO_Midwest | MISO_IN | NonRTO_Midwest | Internal | Summer | B2 | 25 | 4800 | 0 | 89.14 | 90.25 | 8 | 0
2035 | MISO_IN_2_NonRTO_Midwest | MISO_IN | NonRTO_Midwest | Internal | Summer | B3 | 75 | 4800 | 0 | 84.98 | 90.25 | 8 | 0
2035 | MISO_IN_2_NonRTO_Midwest | MISO_IN | NonRTO_Midwest | Internal | Summer | B4 | 100 | 4800 | 418.25 | 81.59 | 89.59 | 8 | 0
2035 | MISO_IN_2_NonRTO_Midwest | MISO_IN | NonRTO_Midwest | Internal | Summer | B5 | 200 | 4800 | 914.88 | 77.55 | 85.55 | 8 | 0
2035 | MISO_IN_2_NonRTO_Midwest | MISO_IN | NonRTO_Midwest | Internal | Summer | B6 | 300 | 4800 | 205.53 | 63.89 | 71.89 | 8 | 0
2035 | MISO_IN_2_NonRTO_Midwest | MISO_IN | NonRTO_Midwest | Internal | Summer | B7 | 400 | 4800 | 0 | 52.06 | 49.64 | 8 | 0
2035 | MISO_IN_2_NonRTO_Midwest | MISO_IN | NonRTO_Midwest | Internal | Summer | B8 | 500 | 4800 | 0 | 46.93 | 49.64 | 8 | 0
2035 | MISO_IN_2_NonRTO_Midwest | MISO_IN | NonRTO_Midwest | Internal | Summer | B9 | 800 | 4800 | 0 | 45.83 | 49.64 | 8 | 0
2035 | MISO_IN_2_NonRTO_Midwest | MISO_IN | NonRTO_Midwest | Internal | Summer | B10 | 1262 | 4800 | 0 | 45.83 | 46.16 | 8 | 0
2035 | MISO_IN_2_NonRTO_Midwest | MISO_IN | NonRTO_Midwest | Internal | Winter | B16 | 25 | 4800 | 1805.39 | 88.41 | 96.41 | 8 | 0
2035 | MISO_IN_2_NonRTO_Midwest | MISO_IN | NonRTO_Midwest | Internal | Winter | B17 | 100 | 4800 | 1264.35 | 67.03 | 75.03 | 8 | 0
2035 | MISO_IN_2_NonRTO_Midwest | MISO_IN | NonRTO_Midwest | Internal | Winter | B18 | 400 | 4800 | 0 | 59 | 65.01 | 8 | 0
2035 | MISO_IN_2_NonRTO_Midwest | MISO_IN | NonRTO_Midwest | Internal | Winter | B19 | 700 | 4800 | 0 | 54.29 | 54.72 | 8 | 0
2035 | MISO_IN_2_NonRTO_Midwest | MISO_IN | NonRTO_Midwest | Internal | Winter | B20 | 935 | 4800 | 0 | 50.53 | 54.72 | 8 | 0
2035 | MISO_IN_2_PJM_ROR | MISO_IN | PJM_ROR | Internal | Shoulder | B11 | 25 | 992 | 0 | 74.8 | 72.82 | 2 | 0
2035 | MISO_IN_2_PJM_ROR | MISO_IN | PJM_ROR | Internal | Shoulder | B12 | 200 | 992 | 0 | 64.77 | 63.28 | 2 | 0
2035 | MISO_IN_2_PJM_ROR | MISO_IN | PJM_ROR | Internal | Shoulder | B13 | 600 | 992 | 0 | 55.5 | 53.51 | 2 | 0
2035 | MISO_IN_2_PJM_ROR | MISO_IN | PJM_ROR | Internal | Shoulder | B14 | 900 | 992 | 0 | 52.77 | 51.46 | 2 | 0
2035 | MISO_IN_2_PJM_ROR | MISO_IN | PJM_ROR | Internal | Shoulder | B15 | 1203 | 992 | 0 | 47.35 | 47.29 | 2 | 0
2035 | MISO_IN_2_PJM_ROR | MISO_IN | PJM_ROR | Internal | Summer | B1 | 10 | 992 | 0 | 112.26 | 110.27 | 2 | 0
2035 | MISO_IN_2_PJM_ROR | MISO_IN | PJM_ROR | Internal | Summer | B2 | 25 | 992 | 0 | 89.14 | 87.14 | 2 | 0
2035 | MISO_IN_2_PJM_ROR | MISO_IN | PJM_ROR | Internal | Summer | B3 | 75 | 992 | 0 | 84.98 | 82.99 | 2 | 0
2035 | MISO_IN_2_PJM_ROR | MISO_IN | PJM_ROR | Internal | Summer | B4 | 100 | 992 | 0 | 81.59 | 79.49 | 2 | 0
2035 | MISO_IN_2_PJM_ROR | MISO_IN | PJM_ROR | Internal | Summer | B5 | 200 | 992 | 0 | 77.55 | 75.55 | 2 | 0
2035 | MISO_IN_2_PJM_ROR | MISO_IN | PJM_ROR | Internal | Summer | B6 | 300 | 992 | 0 | 63.89 | 63.14 | 2 | 0
2035 | MISO_IN_2_PJM_ROR | MISO_IN | PJM_ROR | Internal | Summer | B7 | 400 | 992 | 0 | 52.06 | 50.08 | 2 | 0
2035 | MISO_IN_2_PJM_ROR | MISO_IN | PJM_ROR | Internal | Summer | B8 | 500 | 992 | 0 | 46.93 | 46.2 | 2 | 0
2035 | MISO_IN_2_PJM_ROR | MISO_IN | PJM_ROR | Internal | Summer | B9 | 800 | 992 | 0 | 45.83 | 45.58 | 2 | 0
2035 | MISO_IN_2_PJM_ROR | MISO_IN | PJM_ROR | Internal | Summer | B10 | 1262 | 992 | 0 | 45.83 | 45.58 | 2 | 0
2035 | MISO_IN_2_PJM_ROR | MISO_IN | PJM_ROR | Internal | Winter | B16 | 25 | 992 | 0 | 88.41 | 86.43 | 2 | 0
2035 | MISO_IN_2_PJM_ROR | MISO_IN | PJM_ROR | Internal | Winter | B17 | 100 | 992 | 951.16 | 67.03 | 69.03 | 2 | 0
2035 | MISO_IN_2_PJM_ROR | MISO_IN | PJM_ROR | Internal | Winter | B18 | 400 | 992 | 0 | 59 | 57.9 | 2 | 0
2035 | MISO_IN_2_PJM_ROR | MISO_IN | PJM_ROR | Internal | Winter | B19 | 700 | 992 | 0 | 54.29 | 55.09 | 2 | 0
2035 | MISO_IN_2_PJM_ROR | MISO_IN | PJM_ROR | Internal | Winter | B20 | 935 | 992 | 0 | 50.53 | 50.97 | 2 | 0
2035 | MISO_MI_2_MISO_IN | MISO_MI | MISO_IN | Internal | Shoulder | B11 | 25 | 2045 | 0 | 74.81 | 74.8 | 0.01 | 0
2035 | MISO_MI_2_MISO_IN | MISO_MI | MISO_IN | Internal | Shoulder | B12 | 200 | 2045 | 0 | 64.78 | 64.77 | 0.01 | 0
2035 | MISO_MI_2_MISO_IN | MISO_MI | MISO_IN | Internal | Shoulder | B13 | 600 | 2045 | 0 | 55.51 | 55.5 | 0.01 | 0
2035 | MISO_MI_2_MISO_IN | MISO_MI | MISO_IN | Internal | Shoulder | B14 | 900 | 2045 | 0 | 53.31 | 52.77 | 0.01 | 0
2035 | MISO_MI_2_MISO_IN | MISO_MI | MISO_IN | Internal | Shoulder | B15 | 1203 | 2045 | 0 | 47.37 | 47.35 | 0.01 | 0
2035 | MISO_MI_2_MISO_IN | MISO_MI | MISO_IN | Internal | Summer | B1 | 10 | 2045 | 0.01 | 112.27 | 112.26 | 0.01 | 0
2035 | MISO_MI_2_MISO_IN | MISO_MI | MISO_IN | Internal | Summer | B2 | 25 | 2045 | 0 | 89.15 | 89.14 | 0.01 | 0
2035 | MISO_MI_2_MISO_IN | MISO_MI | MISO_IN | Internal | Summer | B3 | 75 | 2045 | 0 | 84.99 | 84.98 | 0.01 | 0
2035 | MISO_MI_2_MISO_IN | MISO_MI | MISO_IN | Internal | Summer | B4 | 100 | 2045 | 0 | 81.6 | 81.59 | 0.01 | 0
2035 | MISO_MI_2_MISO_IN | MISO_MI | MISO_IN | Internal | Summer | B5 | 200 | 2045 | 0 | 77.57 | 77.55 | 0.01 | 0
2035 | MISO_MI_2_MISO_IN | MISO_MI | MISO_IN | Internal | Summer | B6 | 300 | 2045 | 0 | 63.9 | 63.89 | 0.01 | 0
2035 | MISO_MI_2_MISO_IN | MISO_MI | MISO_IN | Internal | Summer | B7 | 400 | 2045 | 0 | 52.08 | 52.06 | 0.01 | 0
2035 | MISO_MI_2_MISO_IN | MISO_MI | MISO_IN | Internal | Summer | B8 | 500 | 2045 | 0 | 50.18 | 46.93 | 0.01 | 0
2035 | MISO_MI_2_MISO_IN | MISO_MI | MISO_IN | Internal | Summer | B9 | 800 | 2045 | 0 | 47.58 | 45.83 | 0.01 | 0
2035 | MISO_MI_2_MISO_IN | MISO_MI | MISO_IN | Internal | Summer | B10 | 1262 | 2045 | 0 | 46.15 | 45.83 | 0.01 | 0
2035 | MISO_MI_2_MISO_IN | MISO_MI | MISO_IN | Internal | Winter | B16 | 25 | 2045 | 0 | 88.43 | 88.41 | 0.01 | 0
2035 | MISO_MI_2_MISO_IN | MISO_MI | MISO_IN | Internal | Winter | B17 | 100 | 2045 | 0 | 67.05 | 67.03 | 0.01 | 0
2035 | MISO_MI_2_MISO_IN | MISO_MI | MISO_IN | Internal | Winter | B18 | 400 | 2045 | 0 | 59.02 | 59 | 0.01 | 0
2035 | MISO_MI_2_MISO_IN | MISO_MI | MISO_IN | Internal | Winter | B19 | 700 | 2045 | 0 | 54.3 | 54.29 | 0.01 | 0
2035 | MISO_MI_2_MISO_IN | MISO_MI | MISO_IN | Internal | Winter | B20 | 935 | 2045 | 0 | 50.54 | 50.53 | 0.01 | 0
2035 | MISO_MI_2_MISO_WUMS | MISO_MI | MISO_WUMS | Internal | Shoulder | B11 | 25 | 117 | 98.32 | 74.81 | 74.82 | 0.01 | 0
2035 | MISO_MI_2_MISO_WUMS | MISO_MI | MISO_WUMS | Internal | Shoulder | B12 | 200 | 117 | 0 | 64.78 | 64.77 | 0.01 | 0
2035 | MISO_MI_2_MISO_WUMS | MISO_MI | MISO_WUMS | Internal | Shoulder | B13 | 600 | 117 | 0 | 55.51 | 54.99 | 0.01 | 0
2035 | MISO_MI_2_MISO_WUMS | MISO_MI | MISO_WUMS | Internal | Shoulder | B14 | 900 | 117 | 0 | 53.31 | 51.46 | 0.01 | 0
2035 | MISO_MI_2_MISO_WUMS | MISO_MI | MISO_WUMS | Internal | Shoulder | B15 | 1203 | 117 | 0 | 47.37 | 47.29 | 0.01 | 0
2035 | MISO_MI_2_MISO_WUMS | MISO_MI | MISO_WUMS | Internal | Summer | B1 | 10 | 117 | 0 | 112.27 | 80.84 | 0.01 | 0
2035 | MISO_MI_2_MISO_WUMS | MISO_MI | MISO_WUMS | Internal | Summer | B2 | 25 | 117 | 0 | 89.15 | 80.84 | 0.01 | 0
2035 | MISO_MI_2_MISO_WUMS | MISO_MI | MISO_WUMS | Internal | Summer | B3 | 75 | 117 | 0 | 84.99 | 80.84 | 0.01 | 0
2035 | MISO_MI_2_MISO_WUMS | MISO_MI | MISO_WUMS | Internal | Summer | B4 | 100 | 117 | 0 | 81.6 | 80.84 | 0.01 | 0
2035 | MISO_MI_2_MISO_WUMS | MISO_MI | MISO_WUMS | Internal | Summer | B5 | 200 | 117 | 0 | 77.57 | 77.55 | 0.01 | 0
2035 | MISO_MI_2_MISO_WUMS | MISO_MI | MISO_WUMS | Internal | Summer | B6 | 300 | 117 | 0 | 63.9 | 61.14 | 0.01 | 0
2035 | MISO_MI_2_MISO_WUMS | MISO_MI | MISO_WUMS | Internal | Summer | B7 | 400 | 117 | 0 | 52.08 | 49.61 | 0.01 | 0
2035 | MISO_MI_2_MISO_WUMS | MISO_MI | MISO_WUMS | Internal | Summer | B8 | 500 | 117 | 0 | 50.18 | 48.2 | 0.01 | 0
2035 | MISO_MI_2_MISO_WUMS | MISO_MI | MISO_WUMS | Internal | Summer | B9 | 800 | 117 | 0 | 47.58 | 46.28 | 0.01 | 0
2035 | MISO_MI_2_MISO_WUMS | MISO_MI | MISO_WUMS | Internal | Summer | B10 | 1262 | 117 | 0 | 46.15 | 45.64 | 0.01 | 0
2035 | MISO_MI_2_MISO_WUMS | MISO_MI | MISO_WUMS | Internal | Winter | B16 | 25 | 117 | 0 | 88.43 | 88.43 | 0.01 | 0
2035 | MISO_MI_2_MISO_WUMS | MISO_MI | MISO_WUMS | Internal | Winter | B17 | 100 | 117 | 0 | 67.05 | 67.03 | 0.01 | 0
2035 | MISO_MI_2_MISO_WUMS | MISO_MI | MISO_WUMS | Internal | Winter | B18 | 400 | 117 | 0 | 59.02 | 59.02 | 0.01 | 0
2035 | MISO_MI_2_MISO_WUMS | MISO_MI | MISO_WUMS | Internal | Winter | B19 | 700 | 117 | 117 | 54.3 | 54.97 | 0.01 | 0.66
2035 | MISO_MI_2_MISO_WUMS | MISO_MI | MISO_WUMS | Internal | Winter | B20 | 935 | 117 | 0 | 50.54 | 50.4 | 0.01 | 0
2035 | MISO_MI_2_PJM_ROR | MISO_MI | PJM_ROR | Internal | Shoulder | B11 | 25 | 1424 | 0 | 74.81 | 72.82 | 2 | 0
2035 | MISO_MI_2_PJM_ROR | MISO_MI | PJM_ROR | Internal | Shoulder | B12 | 200 | 1424 | 0 | 64.78 | 63.28 | 2 | 0
2035 | MISO_MI_2_PJM_ROR | MISO_MI | PJM_ROR | Internal | Shoulder | B13 | 600 | 1424 | 0 | 55.51 | 53.51 | 2 | 0
2035 | MISO_MI_2_PJM_ROR | MISO_MI | PJM_ROR | Internal | Shoulder | B14 | 900 | 1424 | 0 | 53.31 | 51.46 | 2 | 0
2035 | MISO_MI_2_PJM_ROR | MISO_MI | PJM_ROR | Internal | Shoulder | B15 | 1203 | 1424 | 0 | 47.37 | 47.29 | 2 | 0
2035 | MISO_MI_2_PJM_ROR | MISO_MI | PJM_ROR | Internal | Summer | B1 | 10 | 1424 | 0 | 112.27 | 110.27 | 2 | 0
2035 | MISO_MI_2_PJM_ROR | MISO_MI | PJM_ROR | Internal | Summer | B2 | 25 | 1424 | 0 | 89.15 | 87.14 | 2 | 0
2035 | MISO_MI_2_PJM_ROR | MISO_MI | PJM_ROR | Internal | Summer | B3 | 75 | 1424 | 0 | 84.99 | 82.99 | 2 | 0
2035 | MISO_MI_2_PJM_ROR | MISO_MI | PJM_ROR | Internal | Summer | B4 | 100 | 1424 | 0 | 81.6 | 79.49 | 2 | 0
2035 | MISO_MI_2_PJM_ROR | MISO_MI | PJM_ROR | Internal | Summer | B5 | 200 | 1424 | 0 | 77.57 | 75.55 | 2 | 0
2035 | MISO_MI_2_PJM_ROR | MISO_MI | PJM_ROR | Internal | Summer | B6 | 300 | 1424 | 0 | 63.9 | 63.14 | 2 | 0
2035 | MISO_MI_2_PJM_ROR | MISO_MI | PJM_ROR | Internal | Summer | B7 | 400 | 1424 | 0 | 52.08 | 50.08 | 2 | 0
2035 | MISO_MI_2_PJM_ROR | MISO_MI | PJM_ROR | Internal | Summer | B8 | 500 | 1424 | 0 | 50.18 | 46.2 | 2 | 0
2035 | MISO_MI_2_PJM_ROR | MISO_MI | PJM_ROR | Internal | Summer | B9 | 800 | 1424 | 0 | 47.58 | 45.58 | 2 | 0
2035 | MISO_MI_2_PJM_ROR | MISO_MI | PJM_ROR | Internal | Summer | B10 | 1262 | 1424 | 0 | 46.15 | 45.58 | 2 | 0
2035 | MISO_MI_2_PJM_ROR | MISO_MI | PJM_ROR | Internal | Winter | B16 | 25 | 1424 | 0 | 88.43 | 86.43 | 2 | 0
2035 | MISO_MI_2_PJM_ROR | MISO_MI | PJM_ROR | Internal | Winter | B17 | 100 | 1424 | 0 | 67.05 | 69.03 | 2 | 0
2035 | MISO_MI_2_PJM_ROR | MISO_MI | PJM_ROR | Internal | Winter | B18 | 400 | 1424 | 0 | 59.02 | 57.9 | 2 | 0
2035 | MISO_MI_2_PJM_ROR | MISO_MI | PJM_ROR | Internal | Winter | B19 | 700 | 1424 | 0 | 54.3 | 55.09 | 2 | 0
2035 | MISO_MI_2_PJM_ROR | MISO_MI | PJM_ROR | Internal | Winter | B20 | 935 | 1424 | 0 | 50.54 | 50.97 | 2 | 0
2035 | MISO_MO-IL_2_ENT | MISO_MO-IL | ENT | Internal | Shoulder | B11 | 25 | 2540 | 0 | 87.82 | 81.48 | 8 | 0
2035 | MISO_MO-IL_2_ENT | MISO_MO-IL | ENT | Internal | Shoulder | B12 | 200 | 2540 | 0 | 64.8 | 56.8 | 8 | 0
2035 | MISO_MO-IL_2_ENT | MISO_MO-IL | ENT | Internal | Shoulder | B13 | 600 | 2540 | 0 | 55.51 | 56.38 | 8 | 0
2035 | MISO_MO-IL_2_ENT | MISO_MO-IL | ENT | Internal | Shoulder | B14 | 900 | 2540 | 0 | 53.23 | 54.83 | 8 | 0
2035 | MISO_MO-IL_2_ENT | MISO_MO-IL | ENT | Internal | Shoulder | B15 | 1203 | 2540 | 0 | 47.37 | 54.51 | 8 | 0
2035 | MISO_MO-IL_2_ENT | MISO_MO-IL | ENT | Internal | Summer | B1 | 10 | 2540 | 0 | 112.27 | 104.27 | 8 | 0
2035 | MISO_MO-IL_2_ENT | MISO_MO-IL | ENT | Internal | Summer | B2 | 25 | 2540 | 0 | 91.98 | 86.27 | 8 | 0
2035 | MISO_MO-IL_2_ENT | MISO_MO-IL | ENT | Internal | Summer | B3 | 75 | 2540 | 0 | 84.99 | 84.45 | 8 | 0
2035 | MISO_MO-IL_2_ENT | MISO_MO-IL | ENT | Internal | Summer | B4 | 100 | 2540 | 0 | 84.49 | 84.45 | 8 | 0
2035 | MISO_MO-IL_2_ENT | MISO_MO-IL | ENT | Internal | Summer | B5 | 200 | 2540 | 0 | 84.49 | 78.81 | 8 | 0
2035 | MISO_MO-IL_2_ENT | MISO_MO-IL | ENT | Internal | Summer | B6 | 300 | 2540 | 0 | 75.82 | 77.71 | 8 | 0
2035 | MISO_MO-IL_2_ENT | MISO_MO-IL | ENT | Internal | Summer | B7 | 400 | 2540 | 0 | 52.08 | 54.94 | 8 | 0
2035 | MISO_MO-IL_2_ENT | MISO_MO-IL | ENT | Internal | Summer | B8 | 500 | 2540 | 368.84 | 46.94 | 54.94 | 8 | 0
2035 | MISO_MO-IL_2_ENT | MISO_MO-IL | ENT | Internal | Summer | B9 | 800 | 2540 | 0 | 45.84 | 53.43 | 8 | 0
2035 | MISO_MO-IL_2_ENT | MISO_MO-IL | ENT | Internal | Summer | B10 | 1262 | 2540 | 451.99 | 44.74 | 52.74 | 8 | 0
2035 | MISO_MO-IL_2_ENT | MISO_MO-IL | ENT | Internal | Winter | B16 | 25 | 2540 | 0 | 88.43 | 81.09 | 8 | 0
2035 | MISO_MO-IL_2_ENT | MISO_MO-IL | ENT | Internal | Winter | B17 | 100 | 2540 | 0 | 67.05 | 60.13 | 8 | 0
2035 | MISO_MO-IL_2_ENT | MISO_MO-IL | ENT | Internal | Winter | B18 | 400 | 2540 | 0 | 59.02 | 58.8 | 8 | 0
2035 | MISO_MO-IL_2_ENT | MISO_MO-IL | ENT | Internal | Winter | B19 | 700 | 2540 | 0 | 54.3 | 58.13 | 8 | 0
2035 | MISO_MO-IL_2_ENT | MISO_MO-IL | ENT | Internal | Winter | B20 | 935 | 2540 | 0 | 50.4 | 58.13 | 8 | 0
2035 | MISO_MO-IL_2_MISO_IN | MISO_MO-IL | MISO_IN | Internal | Shoulder | B11 | 25 | 2100 | 0 | 87.82 | 74.8 | 0.01 | 0
2035 | MISO_MO-IL_2_MISO_IN | MISO_MO-IL | MISO_IN | Internal | Shoulder | B12 | 200 | 2100 | 0 | 64.8 | 64.77 | 0.01 | 0
2035 | MISO_MO-IL_2_MISO_IN | MISO_MO-IL | MISO_IN | Internal | Shoulder | B13 | 600 | 2100 | 0 | 55.51 | 55.5 | 0.01 | 0
2035 | MISO_MO-IL_2_MISO_IN | MISO_MO-IL | MISO_IN | Internal | Shoulder | B14 | 900 | 2100 | 0 | 53.23 | 52.77 | 0.01 | 0
2035 | MISO_MO-IL_2_MISO_IN | MISO_MO-IL | MISO_IN | Internal | Shoulder | B15 | 1203 | 2100 | 0 | 47.37 | 47.35 | 0.01 | 0
2035 | MISO_MO-IL_2_MISO_IN | MISO_MO-IL | MISO_IN | Internal | Summer | B1 | 10 | 2100 | 0.01 | 112.27 | 112.26 | 0.01 | 0
2035 | MISO_MO-IL_2_MISO_IN | MISO_MO-IL | MISO_IN | Internal | Summer | B2 | 25 | 2100 | 0 | 91.98 | 89.14 | 0.01 | 0
2035 | MISO_MO-IL_2_MISO_IN | MISO_MO-IL | MISO_IN | Internal | Summer | B3 | 75 | 2100 | 0 | 84.99 | 84.98 | 0.01 | 0
2035 | MISO_MO-IL_2_MISO_IN | MISO_MO-IL | MISO_IN | Internal | Summer | B4 | 100 | 2100 | 0 | 84.49 | 81.59 | 0.01 | 0
2035 | MISO_MO-IL_2_MISO_IN | MISO_MO-IL | MISO_IN | Internal | Summer | B5 | 200 | 2100 | 0 | 84.49 | 77.55 | 0.01 | 0
2035 | MISO_MO-IL_2_MISO_IN | MISO_MO-IL | MISO_IN | Internal | Summer | B6 | 300 | 2100 | 0 | 75.82 | 63.89 | 0.01 | 0
2035 | MISO_MO-IL_2_MISO_IN | MISO_MO-IL | MISO_IN | Internal | Summer | B7 | 400 | 2100 | 0 | 52.08 | 52.06 | 0.01 | 0
2035 | MISO_MO-IL_2_MISO_IN | MISO_MO-IL | MISO_IN | Internal | Summer | B8 | 500 | 2100 | 0 | 46.94 | 46.93 | 0.01 | 0
2035 | MISO_MO-IL_2_MISO_IN | MISO_MO-IL | MISO_IN | Internal | Summer | B9 | 800 | 2100 | 0 | 45.84 | 45.83 | 0.01 | 0
2035 | MISO_MO-IL_2_MISO_IN | MISO_MO-IL | MISO_IN | Internal | Summer | B10 | 1262 | 2100 | 2100 | 44.74 | 45.83 | 0.01 | 1.08
2035 | MISO_MO-IL_2_MISO_IN | MISO_MO-IL | MISO_IN | Internal | Winter | B16 | 25 | 2100 | 0 | 88.43 | 88.41 | 0.01 | 0
2035 | MISO_MO-IL_2_MISO_IN | MISO_MO-IL | MISO_IN | Internal | Winter | B17 | 100 | 2100 | 0 | 67.05 | 67.03 | 0.01 | 0
2035 | MISO_MO-IL_2_MISO_IN | MISO_MO-IL | MISO_IN | Internal | Winter | B18 | 400 | 2100 | 0 | 59.02 | 59 | 0.01 | 0
2035 | MISO_MO-IL_2_MISO_IN | MISO_MO-IL | MISO_IN | Internal | Winter | B19 | 700 | 2100 | 0 | 54.3 | 54.29 | 0.01 | 0
2035 | MISO_MO-IL_2_MISO_IN | MISO_MO-IL | MISO_IN | Internal | Winter | B20 | 935 | 2100 | 2100 | 50.4 | 50.53 | 0.01 | 0.12
2035 | MISO_MO-IL_2_MISO_W | MISO_MO-IL | MISO_W | Internal | Shoulder | B11 | 25 | 960 | 960 | 87.82 | 89.47 | 0.01 | 1.64
2035 | MISO_MO-IL_2_MISO_W | MISO_MO-IL | MISO_W | Internal | Shoulder | B12 | 200 | 960 | 0 | 64.8 | 64.78 | 0.01 | 0
2035 | MISO_MO-IL_2_MISO_W | MISO_MO-IL | MISO_W | Internal | Shoulder | B13 | 600 | 960 | 0 | 55.51 | 55.51 | 0.01 | 0
2035 | MISO_MO-IL_2_MISO_W | MISO_MO-IL | MISO_W | Internal | Shoulder | B14 | 900 | 960 | 960 | 53.23 | 54.72 | 0.01 | 1.48
2035 | MISO_MO-IL_2_MISO_W | MISO_MO-IL | MISO_W | Internal | Shoulder | B15 | 1203 | 960 | 0 | 47.37 | 47.35 | 0.01 | 0
2035 | MISO_MO-IL_2_MISO_W | MISO_MO-IL | MISO_W | Internal | Summer | B1 | 10 | 960 | 0 | 112.27 | 112.26 | 0.01 | 0
2035 | MISO_MO-IL_2_MISO_W | MISO_MO-IL | MISO_W | Internal | Summer | B2 | 25 | 960 | 361.08 | 91.98 | 92 | 0.01 | 0
2035 | MISO_MO-IL_2_MISO_W | MISO_MO-IL | MISO_W | Internal | Summer | B3 | 75 | 960 | 960 | 84.99 | 92 | 0.01 | 6.99
2035 | MISO_MO-IL_2_MISO_W | MISO_MO-IL | MISO_W | Internal | Summer | B4 | 100 | 960 | 960 | 84.49 | 87.52 | 0.01 | 3.02
2035 | MISO_MO-IL_2_MISO_W | MISO_MO-IL | MISO_W | Internal | Summer | B5 | 200 | 960 | 960 | 84.49 | 86.8 | 0.01 | 2.3
2035 | MISO_MO-IL_2_MISO_W | MISO_MO-IL | MISO_W | Internal | Summer | B6 | 300 | 960 | 960 | 75.82 | 83.81 | 0.01 | 7.98
2035 | MISO_MO-IL_2_MISO_W | MISO_MO-IL | MISO_W | Internal | Summer | B7 | 400 | 960 | 960 | 52.08 | 52.62 | 0.01 | 0.54
2035 | MISO_MO-IL_2_MISO_W | MISO_MO-IL | MISO_W | Internal | Summer | B8 | 500 | 960 | 960 | 46.94 | 50.31 | 0.01 | 3.35
2035 | MISO_MO-IL_2_MISO_W | MISO_MO-IL | MISO_W | Internal | Summer | B9 | 800 | 960 | 960 | 45.84 | 46.29 | 0.01 | 0.43
2035 | MISO_MO-IL_2_MISO_W | MISO_MO-IL | MISO_W | Internal | Summer | B10 | 1262 | 960 | 0 | 44.74 | 44.73 | 0.01 | 0
2035 | MISO_MO-IL_2_MISO_W | MISO_MO-IL | MISO_W | Internal | Winter | B16 | 25 | 960 | 0 | 88.43 | 88.41 | 0.01 | 0
2035 | MISO_MO-IL_2_MISO_W | MISO_MO-IL | MISO_W | Internal | Winter | B17 | 100 | 960 | 0 | 67.05 | 67.03 | 0.01 | 0
2035 | MISO_MO-IL_2_MISO_W | MISO_MO-IL | MISO_W | Internal | Winter | B18 | 400 | 960 | 218.07 | 59.02 | 59.03 | 0.01 | 0
2035 | MISO_MO-IL_2_MISO_W | MISO_MO-IL | MISO_W | Internal | Winter | B19 | 700 | 960 | 960 | 54.3 | 57.09 | 0.01 | 2.78
2035 | MISO_MO-IL_2_MISO_W | MISO_MO-IL | MISO_W | Internal | Winter | B20 | 935 | 960 | 0 | 50.4 | 50.39 | 0.01 | 0
2035 | MISO_MO-IL_2_PJM_ROR | MISO_MO-IL | PJM_ROR | Internal | Shoulder | B11 | 25 | 1212 | 0 | 87.82 | 72.82 | 2 | 0
2035 | MISO_MO-IL_2_PJM_ROR | MISO_MO-IL | PJM_ROR | Internal | Shoulder | B12 | 200 | 1212 | 0 | 64.8 | 63.28 | 2 | 0
2035 | MISO_MO-IL_2_PJM_ROR | MISO_MO-IL | PJM_ROR | Internal | Shoulder | B13 | 600 | 1212 | 0 | 55.51 | 53.51 | 2 | 0
2035 | MISO_MO-IL_2_PJM_ROR | MISO_MO-IL | PJM_ROR | Internal | Shoulder | B14 | 900 | 1212 | 0 | 53.23 | 51.46 | 2 | 0
2035 | MISO_MO-IL_2_PJM_ROR | MISO_MO-IL | PJM_ROR | Internal | Shoulder | B15 | 1203 | 1212 | 0 | 47.37 | 47.29 | 2 | 0
2035 | MISO_MO-IL_2_PJM_ROR | MISO_MO-IL | PJM_ROR | Internal | Summer | B1 | 10 | 1212 | 0 | 112.27 | 110.27 | 2 | 0
2035 | MISO_MO-IL_2_PJM_ROR | MISO_MO-IL | PJM_ROR | Internal | Summer | B2 | 25 | 1212 | 0 | 91.98 | 87.14 | 2 | 0
2035 | MISO_MO-IL_2_PJM_ROR | MISO_MO-IL | PJM_ROR | Internal | Summer | B3 | 75 | 1212 | 0 | 84.99 | 82.99 | 2 | 0
2035 | MISO_MO-IL_2_PJM_ROR | MISO_MO-IL | PJM_ROR | Internal | Summer | B4 | 100 | 1212 | 0 | 84.49 | 79.49 | 2 | 0
2035 | MISO_MO-IL_2_PJM_ROR | MISO_MO-IL | PJM_ROR | Internal | Summer | B5 | 200 | 1212 | 0 | 84.49 | 75.55 | 2 | 0
2035 | MISO_MO-IL_2_PJM_ROR | MISO_MO-IL | PJM_ROR | Internal | Summer | B6 | 300 | 1212 | 0 | 75.82 | 63.14 | 2 | 0
2035 | MISO_MO-IL_2_PJM_ROR | MISO_MO-IL | PJM_ROR | Internal | Summer | B7 | 400 | 1212 | 0 | 52.08 | 50.08 | 2 | 0
2035 | MISO_MO-IL_2_PJM_ROR | MISO_MO-IL | PJM_ROR | Internal | Summer | B8 | 500 | 1212 | 0 | 46.94 | 46.2 | 2 | 0
2035 | MISO_MO-IL_2_PJM_ROR | MISO_MO-IL | PJM_ROR | Internal | Summer | B9 | 800 | 1212 | 0 | 45.84 | 45.58 | 2 | 0
2035 | MISO_MO-IL_2_PJM_ROR | MISO_MO-IL | PJM_ROR | Internal | Summer | B10 | 1262 | 1212 | 0 | 44.74 | 45.58 | 2 | 0
2035 | MISO_MO-IL_2_PJM_ROR | MISO_MO-IL | PJM_ROR | Internal | Winter | B16 | 25 | 1212 | 0 | 88.43 | 86.43 | 2 | 0
2035 | MISO_MO-IL_2_PJM_ROR | MISO_MO-IL | PJM_ROR | Internal | Winter | B17 | 100 | 1212 | 0 | 67.05 | 69.03 | 2 | 0
2035 | MISO_MO-IL_2_PJM_ROR | MISO_MO-IL | PJM_ROR | Internal | Winter | B18 | 400 | 1212 | 0 | 59.02 | 57.9 | 2 | 0
2035 | MISO_MO-IL_2_PJM_ROR | MISO_MO-IL | PJM_ROR | Internal | Winter | B19 | 700 | 1212 | 0 | 54.3 | 55.09 | 2 | 0
2035 | MISO_MO-IL_2_PJM_ROR | MISO_MO-IL | PJM_ROR | Internal | Winter | B20 | 935 | 1212 | 0 | 50.4 | 50.97 | 2 | 0
2035 | MISO_MO-IL_2_SPP_N | MISO_MO-IL | SPP_N | Internal | Shoulder | B11 | 25 | 2000 | 0 | 87.82 | 89.48 | 8 | 0
2035 | MISO_MO-IL_2_SPP_N | MISO_MO-IL | SPP_N | Internal | Shoulder | B12 | 200 | 2000 | 0 | 64.8 | 59.8 | 8 | 0
2035 | MISO_MO-IL_2_SPP_N | MISO_MO-IL | SPP_N | Internal | Shoulder | B13 | 600 | 2000 | 0 | 55.51 | 55.52 | 8 | 0
2035 | MISO_MO-IL_2_SPP_N | MISO_MO-IL | SPP_N | Internal | Shoulder | B14 | 900 | 2000 | 0 | 53.23 | 50.78 | 8 | 0
2035 | MISO_MO-IL_2_SPP_N | MISO_MO-IL | SPP_N | Internal | Shoulder | B15 | 1203 | 2000 | 0 | 47.37 | 50.78 | 8 | 0
2035 | MISO_MO-IL_2_SPP_N | MISO_MO-IL | SPP_N | Internal | Summer | B1 | 10 | 2000 | 0 | 112.27 | 107.27 | 8 | 0
2035 | MISO_MO-IL_2_SPP_N | MISO_MO-IL | SPP_N | Internal | Summer | B2 | 25 | 2000 | 0 | 91.98 | 89.77 | 8 | 0
2035 | MISO_MO-IL_2_SPP_N | MISO_MO-IL | SPP_N | Internal | Summer | B3 | 75 | 2000 | 0 | 84.99 | 89.77 | 8 | 0
2035 | MISO_MO-IL_2_SPP_N | MISO_MO-IL | SPP_N | Internal | Summer | B4 | 100 | 2000 | 0 | 84.49 | 87.54 | 8 | 0
2035 | MISO_MO-IL_2_SPP_N | MISO_MO-IL | SPP_N | Internal | Summer | B5 | 200 | 2000 | 0 | 84.49 | 86.81 | 8 | 0
2035 | MISO_MO-IL_2_SPP_N | MISO_MO-IL | SPP_N | Internal | Summer | B6 | 300 | 2000 | 438.25 | 75.82 | 83.82 | 8 | 0
2035 | MISO_MO-IL_2_SPP_N | MISO_MO-IL | SPP_N | Internal | Summer | B7 | 400 | 2000 | 0 | 52.08 | 59.62 | 8 | 0
2035 | MISO_MO-IL_2_SPP_N | MISO_MO-IL | SPP_N | Internal | Summer | B8 | 500 | 2000 | 0 | 46.94 | 52.58 | 8 | 0
2035 | MISO_MO-IL_2_SPP_N | MISO_MO-IL | SPP_N | Internal | Summer | B9 | 800 | 2000 | 0 | 45.84 | 50.26 | 8 | 0
2035 | MISO_MO-IL_2_SPP_N | MISO_MO-IL | SPP_N | Internal | Summer | B10 | 1262 | 2000 | 0 | 44.74 | 48.19 | 8 | 0
2035 | MISO_MO-IL_2_SPP_N | MISO_MO-IL | SPP_N | Internal | Winter | B16 | 25 | 2000 | 0 | 88.43 | 89.09 | 8 | 0
2035 | MISO_MO-IL_2_SPP_N | MISO_MO-IL | SPP_N | Internal | Winter | B17 | 100 | 2000 | 0 | 67.05 | 62.05 | 8 | 0
2035 | MISO_MO-IL_2_SPP_N | MISO_MO-IL | SPP_N | Internal | Winter | B18 | 400 | 2000 | 0 | 59.02 | 55.28 | 8 | 0
2035 | MISO_MO-IL_2_SPP_N | MISO_MO-IL | SPP_N | Internal | Winter | B19 | 700 | 2000 | 0 | 54.3 | 54.27 | 8 | 0
2035 | MISO_MO-IL_2_SPP_N | MISO_MO-IL | SPP_N | Internal | Winter | B20 | 935 | 2000 | 0 | 50.4 | 53.15 | 8 | 0
2035 | MISO_MO-IL_2_TVA_Transmission | MISO_MO-IL | TVA_Transmission | Internal | Shoulder | B11 | 25 | 4000 | 0 | 87.82 | 78.82 | 8 | 0
2035 | MISO_MO-IL_2_TVA_Transmission | MISO_MO-IL | TVA_Transmission | Internal | Shoulder | B12 | 200 | 4000 | 0 | 64.8 | 64.26 | 8 | 0
2035 | MISO_MO-IL_2_TVA_Transmission | MISO_MO-IL | TVA_Transmission | Internal | Shoulder | B13 | 600 | 4000 | 0 | 55.51 | 57.87 | 8 | 0
2035 | MISO_MO-IL_2_TVA_Transmission | MISO_MO-IL | TVA_Transmission | Internal | Shoulder | B14 | 900 | 4000 | 0 | 53.23 | 57.05 | 8 | 0
2035 | MISO_MO-IL_2_TVA_Transmission | MISO_MO-IL | TVA_Transmission | Internal | Shoulder | B15 | 1203 | 4000 | 0 | 47.37 | 53.29 | 8 | 0
2035 | MISO_MO-IL_2_TVA_Transmission | MISO_MO-IL | TVA_Transmission | Internal | Summer | B1 | 10 | 4000 | 0 | 112.27 | 109.56 | 8 | 0
2035 | MISO_MO-IL_2_TVA_Transmission | MISO_MO-IL | TVA_Transmission | Internal | Summer | B2 | 25 | 4000 | 0 | 91.98 | 93.14 | 8 | 0
2035 | MISO_MO-IL_2_TVA_Transmission | MISO_MO-IL | TVA_Transmission | Internal | Summer | B3 | 75 | 4000 | 0 | 84.99 | 88.5 | 8 | 0
2035 | MISO_MO-IL_2_TVA_Transmission | MISO_MO-IL | TVA_Transmission | Internal | Summer | B4 | 100 | 4000 | 0 | 84.49 | 88.09 | 8 | 0
2035 | MISO_MO-IL_2_TVA_Transmission | MISO_MO-IL | TVA_Transmission | Internal | Summer | B5 | 200 | 4000 | 0 | 84.49 | 86.81 | 8 | 0
2035 | MISO_MO-IL_2_TVA_Transmission | MISO_MO-IL | TVA_Transmission | Internal | Summer | B6 | 300 | 4000 | 0 | 75.82 | 69.14 | 8 | 0
2035 | MISO_MO-IL_2_TVA_Transmission | MISO_MO-IL | TVA_Transmission | Internal | Summer | B7 | 400 | 4000 | 0 | 52.08 | 55.25 | 8 | 0
2035 | MISO_MO-IL_2_TVA_Transmission | MISO_MO-IL | TVA_Transmission | Internal | Summer | B8 | 500 | 4000 | 0 | 46.94 | 52.2 | 8 | 0
2035 | MISO_MO-IL_2_TVA_Transmission | MISO_MO-IL | TVA_Transmission | Internal | Summer | B9 | 800 | 4000 | 0 | 45.84 | 50.64 | 8 | 0
2035 | MISO_MO-IL_2_TVA_Transmission | MISO_MO-IL | TVA_Transmission | Internal | Summer | B10 | 1262 | 4000 | 0 | 44.74 | 50.63 | 8 | 0
2035 | MISO_MO-IL_2_TVA_Transmission | MISO_MO-IL | TVA_Transmission | Internal | Winter | B16 | 25 | 4000 | 0 | 88.43 | 92.43 | 8 | 0
2035 | MISO_MO-IL_2_TVA_Transmission | MISO_MO-IL | TVA_Transmission | Internal | Winter | B17 | 100 | 4000 | 0 | 67.05 | 68.13 | 8 | 0
2035 | MISO_MO-IL_2_TVA_Transmission | MISO_MO-IL | TVA_Transmission | Internal | Winter | B18 | 400 | 4000 | 0 | 59.02 | 61.22 | 8 | 0
2035 | MISO_MO-IL_2_TVA_Transmission | MISO_MO-IL | TVA_Transmission | Internal | Winter | B19 | 700 | 4000 | 0 | 54.3 | 59.84 | 8 | 0
2035 | MISO_MO-IL_2_TVA_Transmission | MISO_MO-IL | TVA_Transmission | Internal | Winter | B20 | 935 | 4000 | 0 | 50.4 | 55.69 | 8 | 0
2035 | MISO_W_2_MAPP_CA | MISO_W | MAPP_CA | Internal | Shoulder | B11 | 25 | 700 | 0 | 89.47 | 56.65 | 0.01 | 0
2035 | MISO_W_2_MAPP_CA | MISO_W | MAPP_CA | Internal | Shoulder | B12 | 200 | 700 | 0 | 64.78 | 60.87 | 0.01 | 0
2035 | MISO_W_2_MAPP_CA | MISO_W | MAPP_CA | Internal | Shoulder | B13 | 600 | 700 | 0 | 55.51 | 55.5 | 0.01 | 0
2035 | MISO_W_2_MAPP_CA | MISO_W | MAPP_CA | Internal | Shoulder | B14 | 900 | 700 | 0 | 54.72 | 54.71 | 0.01 | 0
2035 | MISO_W_2_MAPP_CA | MISO_W | MAPP_CA | Internal | Shoulder | B15 | 1203 | 700 | 700 | 47.35 | 54.71 | 0.01 | 7.35
2035 | MISO_W_2_MAPP_CA | MISO_W | MAPP_CA | Internal | Summer | B1 | 10 | 700 | 0 | 112.26 | 89.99 | 0.01 | 0
2035 | MISO_W_2_MAPP_CA | MISO_W | MAPP_CA | Internal | Summer | B2 | 25 | 700 | 0 | 92 | 78 | 0.01 | 0
2035 | MISO_W_2_MAPP_CA | MISO_W | MAPP_CA | Internal | Summer | B3 | 75 | 700 | 0 | 92 | 78 | 0.01 | 0
2035 | MISO_W_2_MAPP_CA | MISO_W | MAPP_CA | Internal | Summer | B4 | 100 | 700 | 0 | 87.52 | 68.49 | 0.01 | 0
2035 | MISO_W_2_MAPP_CA | MISO_W | MAPP_CA | Internal | Summer | B5 | 200 | 700 | 0 | 86.8 | 64.27 | 0.01 | 0
2035 | MISO_W_2_MAPP_CA | MISO_W | MAPP_CA | Internal | Summer | B6 | 300 | 700 | 0 | 83.81 | 58.46 | 0.01 | 0
2035 | MISO_W_2_MAPP_CA | MISO_W | MAPP_CA | Internal | Summer | B7 | 400 | 700 | 0 | 52.62 | 52.61 | 0.01 | 0
2035 | MISO_W_2_MAPP_CA | MISO_W | MAPP_CA | Internal | Summer | B8 | 500 | 700 | 0 | 50.31 | 50.31 | 0.01 | 0
2035 | MISO_W_2_MAPP_CA | MISO_W | MAPP_CA | Internal | Summer | B9 | 800 | 700 | 700 | 46.29 | 50.31 | 0.01 | 4.01
2035 | MISO_W_2_MAPP_CA | MISO_W | MAPP_CA | Internal | Summer | B10 | 1262 | 700 | 700 | 44.73 | 50.31 | 0.01 | 5.57
2035 | MISO_W_2_MAPP_CA | MISO_W | MAPP_CA | Internal | Winter | B16 | 25 | 700 | 0 | 88.41 | 88.4 | 0.01 | 0
2035 | MISO_W_2_MAPP_CA | MISO_W | MAPP_CA | Internal | Winter | B17 | 100 | 700 | 0 | 67.03 | 67.02 | 0.01 | 0
2035 | MISO_W_2_MAPP_CA | MISO_W | MAPP_CA | Internal | Winter | B18 | 400 | 700 | 0 | 59.03 | 59.02 | 0.01 | 0
2035 | MISO_W_2_MAPP_CA | MISO_W | MAPP_CA | Internal | Winter | B19 | 700 | 700 | 700 | 57.09 | 58.46 | 0.01 | 1.36
2035 | MISO_W_2_MAPP_CA | MISO_W | MAPP_CA | Internal | Winter | B20 | 935 | 700 | 700 | 50.39 | 58.46 | 0.01 | 8.06
2035 | MISO_W_2_MISO_MO-IL | MISO_W | MISO_MO-IL | Internal | Shoulder | B11 | 25 | 3800 | 0 | 89.47 | 87.82 | 0.01 | 0
2035 | MISO_W_2_MISO_MO-IL | MISO_W | MISO_MO-IL | Internal | Shoulder | B12 | 200 | 3800 | 109.96 | 64.78 | 64.8 | 0.01 | 0
2035 | MISO_W_2_MISO_MO-IL | MISO_W | MISO_MO-IL | Internal | Shoulder | B13 | 600 | 3800 | 0 | 55.51 | 55.51 | 0.01 | 0
2035 | MISO_W_2_MISO_MO-IL | MISO_W | MISO_MO-IL | Internal | Shoulder | B14 | 900 | 3800 | 0 | 54.72 | 53.23 | 0.01 | 0
2035 | MISO_W_2_MISO_MO-IL | MISO_W | MISO_MO-IL | Internal | Shoulder | B15 | 1203 | 3800 | 47.68 | 47.35 | 47.37 | 0.01 | 0
2035 | MISO_W_2_MISO_MO-IL | MISO_W | MISO_MO-IL | Internal | Summer | B1 | 10 | 3800 | 115.4 | 112.26 | 112.27 | 0.01 | 0
2035 | MISO_W_2_MISO_MO-IL | MISO_W | MISO_MO-IL | Internal | Summer | B2 | 25 | 3800 | 0 | 92 | 91.98 | 0.01 | 0
2035 | MISO_W_2_MISO_MO-IL | MISO_W | MISO_MO-IL | Internal | Summer | B3 | 75 | 3800 | 0 | 92 | 84.99 | 0.01 | 0
2035 | MISO_W_2_MISO_MO-IL | MISO_W | MISO_MO-IL | Internal | Summer | B4 | 100 | 3800 | 0 | 87.52 | 84.49 | 0.01 | 0
2035 | MISO_W_2_MISO_MO-IL | MISO_W | MISO_MO-IL | Internal | Summer | B5 | 200 | 3800 | 0 | 86.8 | 84.49 | 0.01 | 0
2035 | MISO_W_2_MISO_MO-IL | MISO_W | MISO_MO-IL | Internal | Summer | B6 | 300 | 3800 | 0 | 83.81 | 75.82 | 0.01 | 0
2035 | MISO_W_2_MISO_MO-IL | MISO_W | MISO_MO-IL | Internal | Summer | B7 | 400 | 3800 | 0 | 52.62 | 52.08 | 0.01 | 0
2035 | MISO_W_2_MISO_MO-IL | MISO_W | MISO_MO-IL | Internal | Summer | B8 | 500 | 3800 | 0 | 50.31 | 46.94 | 0.01 | 0
2035 | MISO_W_2_MISO_MO-IL | MISO_W | MISO_MO-IL | Internal | Summer | B9 | 800 | 3800 | 0 | 46.29 | 45.84 | 0.01 | 0
2035 | MISO_W_2_MISO_MO-IL | MISO_W | MISO_MO-IL | Internal | Summer | B10 | 1262 | 3800 | 2049.02 | 44.73 | 44.74 | 0.01 | 0
2035 | MISO_W_2_MISO_MO-IL | MISO_W | MISO_MO-IL | Internal | Winter | B16 | 25 | 3800 | 1695.52 | 88.41 | 88.43 | 0.01 | 0
2035 | MISO_W_2_MISO_MO-IL | MISO_W | MISO_MO-IL | Internal | Winter | B17 | 100 | 3800 | 2064.23 | 67.03 | 67.05 | 0.01 | 0
2035 | MISO_W_2_MISO_MO-IL | MISO_W | MISO_MO-IL | Internal | Winter | B18 | 400 | 3800 | 0 | 59.03 | 59.02 | 0.01 | 0
2035 | MISO_W_2_MISO_MO-IL | MISO_W | MISO_MO-IL | Internal | Winter | B19 | 700 | 3800 | 0 | 57.09 | 54.3 | 0.01 | 0
2035 | MISO_W_2_MISO_MO-IL | MISO_W | MISO_MO-IL | Internal | Winter | B20 | 935 | 3800 | 1609.32 | 50.39 | 50.4 | 0.01 | 0
2035 | MISO_W_2_MISO_WUMS | MISO_W | MISO_WUMS | Internal | Shoulder | B11 | 25 | 1629 | 0 | 89.47 | 74.82 | 0.01 | 0
2035 | MISO_W_2_MISO_WUMS | MISO_W | MISO_WUMS | Internal | Shoulder | B12 | 200 | 1629 | 0 | 64.78 | 64.77 | 0.01 | 0
2035 | MISO_W_2_MISO_WUMS | MISO_W | MISO_WUMS | Internal | Shoulder | B13 | 600 | 1629 | 0 | 55.51 | 54.99 | 0.01 | 0
2035 | MISO_W_2_MISO_WUMS | MISO_W | MISO_WUMS | Internal | Shoulder | B14 | 900 | 1629 | 0 | 54.72 | 51.46 | 0.01 | 0
2035 | MISO_W_2_MISO_WUMS | MISO_W | MISO_WUMS | Internal | Shoulder | B15 | 1203 | 1629 | 0 | 47.35 | 47.29 | 0.01 | 0
2035 | MISO_W_2_MISO_WUMS | MISO_W | MISO_WUMS | Internal | Summer | B1 | 10 | 1629 | 0 | 112.26 | 80.84 | 0.01 | 0
2035 | MISO_W_2_MISO_WUMS | MISO_W | MISO_WUMS | Internal | Summer | B2 | 25 | 1629 | 0 | 92 | 80.84 | 0.01 | 0
2035 | MISO_W_2_MISO_WUMS | MISO_W | MISO_WUMS | Internal | Summer | B3 | 75 | 1629 | 0 | 92 | 80.84 | 0.01 | 0
2035 | MISO_W_2_MISO_WUMS | MISO_W | MISO_WUMS | Internal | Summer | B4 | 100 | 1629 | 0 | 87.52 | 80.84 | 0.01 | 0
2035 | MISO_W_2_MISO_WUMS | MISO_W | MISO_WUMS | Internal | Summer | B5 | 200 | 1629 | 0 | 86.8 | 77.55 | 0.01 | 0
2035 | MISO_W_2_MISO_WUMS | MISO_W | MISO_WUMS | Internal | Summer | B6 | 300 | 1629 | 0 | 83.81 | 61.14 | 0.01 | 0
2035 | MISO_W_2_MISO_WUMS | MISO_W | MISO_WUMS | Internal | Summer | B7 | 400 | 1629 | 0 | 52.62 | 49.61 | 0.01 | 0
2035 | MISO_W_2_MISO_WUMS | MISO_W | MISO_WUMS | Internal | Summer | B8 | 500 | 1629 | 0 | 50.31 | 48.2 | 0.01 | 0
2035 | MISO_W_2_MISO_WUMS | MISO_W | MISO_WUMS | Internal | Summer | B9 | 800 | 1629 | 0 | 46.29 | 46.28 | 0.01 | 0
2035 | MISO_W_2_MISO_WUMS | MISO_W | MISO_WUMS | Internal | Summer | B10 | 1262 | 1629 | 1629 | 44.73 | 45.64 | 0.01 | 0.9
2035 | MISO_W_2_MISO_WUMS | MISO_W | MISO_WUMS | Internal | Winter | B16 | 25 | 1629 | 186.73 | 88.41 | 88.43 | 0.01 | 0
2035 | MISO_W_2_MISO_WUMS | MISO_W | MISO_WUMS | Internal | Winter | B17 | 100 | 1629 | 0 | 67.03 | 67.03 | 0.01 | 0
2035 | MISO_W_2_MISO_WUMS | MISO_W | MISO_WUMS | Internal | Winter | B18 | 400 | 1629 | 0 | 59.03 | 59.02 | 0.01 | 0
2035 | MISO_W_2_MISO_WUMS | MISO_W | MISO_WUMS | Internal | Winter | B19 | 700 | 1629 | 0 | 57.09 | 54.97 | 0.01 | 0
2035 | MISO_W_2_MISO_WUMS | MISO_W | MISO_WUMS | Internal | Winter | B20 | 935 | 1629 | 919.05 | 50.39 | 50.4 | 0.01 | 0
2035 | MISO_W_2_NE | MISO_W | NE | Internal | Shoulder | B11 | 25 | 2800 | 0 | 89.47 | 89.47 | 7 | 0
2035 | MISO_W_2_NE | MISO_W | NE | Internal | Shoulder | B12 | 200 | 2800 | 0 | 64.78 | 59.78 | 7 | 0
2035 | MISO_W_2_NE | MISO_W | NE | Internal | Shoulder | B13 | 600 | 2800 | 0 | 55.51 | 55.51 | 7 | 0
2035 | MISO_W_2_NE | MISO_W | NE | Internal | Shoulder | B14 | 900 | 2800 | 0 | 54.72 | 50.77 | 7 | 0
2035 | MISO_W_2_NE | MISO_W | NE | Internal | Shoulder | B15 | 1203 | 2800 | 0 | 47.35 | 50.21 | 7 | 0
2035 | MISO_W_2_NE | MISO_W | NE | Internal | Summer | B1 | 10 | 2800 | 0 | 112.26 | 107.26 | 7 | 0
2035 | MISO_W_2_NE | MISO_W | NE | Internal | Summer | B2 | 25 | 2800 | 0 | 92 | 89.76 | 7 | 0
2035 | MISO_W_2_NE | MISO_W | NE | Internal | Summer | B3 | 75 | 2800 | 0 | 92 | 89.76 | 7 | 0
2035 | MISO_W_2_NE | MISO_W | NE | Internal | Summer | B4 | 100 | 2800 | 0 | 87.52 | 87.52 | 7 | 0
2035 | MISO_W_2_NE | MISO_W | NE | Internal | Summer | B5 | 200 | 2800 | 0 | 86.8 | 86.8 | 7 | 0
2035 | MISO_W_2_NE | MISO_W | NE | Internal | Summer | B6 | 300 | 2800 | 0 | 83.81 | 83.81 | 7 | 0
2035 | MISO_W_2_NE | MISO_W | NE | Internal | Summer | B7 | 400 | 2800 | 0 | 52.62 | 59.38 | 7 | 0
2035 | MISO_W_2_NE | MISO_W | NE | Internal | Summer | B8 | 500 | 2800 | 0 | 50.31 | 50.31 | 7 | 0
2035 | MISO_W_2_NE | MISO_W | NE | Internal | Summer | B9 | 800 | 2800 | 0 | 46.29 | 46.59 | 7 | 0
2035 | MISO_W_2_NE | MISO_W | NE | Internal | Summer | B10 | 1262 | 2800 | 0 | 44.73 | 39.73 | 7 | 0
2035 | MISO_W_2_NE | MISO_W | NE | Internal | Winter | B16 | 25 | 2800 | 0 | 88.41 | 88.41 | 7 | 0
2035 | MISO_W_2_NE | MISO_W | NE | Internal | Winter | B17 | 100 | 2800 | 0 | 67.03 | 62.03 | 7 | 0
2035 | MISO_W_2_NE | MISO_W | NE | Internal | Winter | B18 | 400 | 2800 | 0 | 59.03 | 55.27 | 7 | 0
2035 | MISO_W_2_NE | MISO_W | NE | Internal | Winter | B19 | 700 | 2800 | 0 | 57.09 | 54.26 | 7 | 0
2035 | MISO_W_2_NE | MISO_W | NE | Internal | Winter | B20 | 935 | 2800 | 0 | 50.39 | 47.92 | 7 | 0
2035 | MISO_W_2_PJM_ROR | MISO_W | PJM_ROR | Internal | Shoulder | B11 | 25 | 773 | 0 | 89.47 | 72.82 | 2 | 0
2035 | MISO_W_2_PJM_ROR | MISO_W | PJM_ROR | Internal | Shoulder | B12 | 200 | 773 | 0 | 64.78 | 63.28 | 2 | 0
2035 | MISO_W_2_PJM_ROR | MISO_W | PJM_ROR | Internal | Shoulder | B13 | 600 | 773 | 0 | 55.51 | 53.51 | 2 | 0
2035 | MISO_W_2_PJM_ROR | MISO_W | PJM_ROR | Internal | Shoulder | B14 | 900 | 773 | 0 | 54.72 | 51.46 | 2 | 0
2035 | MISO_W_2_PJM_ROR | MISO_W | PJM_ROR | Internal | Shoulder | B15 | 1203 | 773 | 0 | 47.35 | 47.29 | 2 | 0
2035 | MISO_W_2_PJM_ROR | MISO_W | PJM_ROR | Internal | Summer | B1 | 10 | 773 | 0 | 112.26 | 110.27 | 2 | 0
2035 | MISO_W_2_PJM_ROR | MISO_W | PJM_ROR | Internal | Summer | B2 | 25 | 773 | 0 | 92 | 87.14 | 2 | 0
2035 | MISO_W_2_PJM_ROR | MISO_W | PJM_ROR | Internal | Summer | B3 | 75 | 773 | 0 | 92 | 82.99 | 2 | 0
2035 | MISO_W_2_PJM_ROR | MISO_W | PJM_ROR | Internal | Summer | B4 | 100 | 773 | 0 | 87.52 | 79.49 | 2 | 0
2035 | MISO_W_2_PJM_ROR | MISO_W | PJM_ROR | Internal | Summer | B5 | 200 | 773 | 0 | 86.8 | 75.55 | 2 | 0
2035 | MISO_W_2_PJM_ROR | MISO_W | PJM_ROR | Internal | Summer | B6 | 300 | 773 | 0 | 83.81 | 63.14 | 2 | 0
2035 | MISO_W_2_PJM_ROR | MISO_W | PJM_ROR | Internal | Summer | B7 | 400 | 773 | 0 | 52.62 | 50.08 | 2 | 0
2035 | MISO_W_2_PJM_ROR | MISO_W | PJM_ROR | Internal | Summer | B8 | 500 | 773 | 0 | 50.31 | 46.2 | 2 | 0
2035 | MISO_W_2_PJM_ROR | MISO_W | PJM_ROR | Internal | Summer | B9 | 800 | 773 | 0 | 46.29 | 45.58 | 2 | 0
2035 | MISO_W_2_PJM_ROR | MISO_W | PJM_ROR | Internal | Summer | B10 | 1262 | 773 | 0 | 44.73 | 45.58 | 2 | 0
2035 | MISO_W_2_PJM_ROR | MISO_W | PJM_ROR | Internal | Winter | B16 | 25 | 773 | 0 | 88.41 | 86.43 | 2 | 0
2035 | MISO_W_2_PJM_ROR | MISO_W | PJM_ROR | Internal | Winter | B17 | 100 | 773 | 735.86 | 67.03 | 69.03 | 2 | 0
2035 | MISO_W_2_PJM_ROR | MISO_W | PJM_ROR | Internal | Winter | B18 | 400 | 773 | 0 | 59.03 | 57.9 | 2 | 0
2035 | MISO_W_2_PJM_ROR | MISO_W | PJM_ROR | Internal | Winter | B19 | 700 | 773 | 0 | 57.09 | 55.09 | 2 | 0
2035 | MISO_W_2_PJM_ROR | MISO_W | PJM_ROR | Internal | Winter | B20 | 935 | 773 | 0 | 50.39 | 50.97 | 2 | 0
2035 | MISO_W_2_SPP_N | MISO_W | SPP_N | Internal | Shoulder | B11 | 25 | 3200 | 0 | 89.47 | 89.48 | 7 | 0
2035 | MISO_W_2_SPP_N | MISO_W | SPP_N | Internal | Shoulder | B12 | 200 | 3200 | 0 | 64.78 | 59.8 | 7 | 0
2035 | MISO_W_2_SPP_N | MISO_W | SPP_N | Internal | Shoulder | B13 | 600 | 3200 | 0 | 55.51 | 55.52 | 7 | 0
2035 | MISO_W_2_SPP_N | MISO_W | SPP_N | Internal | Shoulder | B14 | 900 | 3200 | 0 | 54.72 | 50.78 | 7 | 0
2035 | MISO_W_2_SPP_N | MISO_W | SPP_N | Internal | Shoulder | B15 | 1203 | 3200 | 0 | 47.35 | 50.78 | 7 | 0
2035 | MISO_W_2_SPP_N | MISO_W | SPP_N | Internal | Summer | B1 | 10 | 3200 | 0 | 112.26 | 107.27 | 7 | 0
2035 | MISO_W_2_SPP_N | MISO_W | SPP_N | Internal | Summer | B2 | 25 | 3200 | 0 | 92 | 89.77 | 7 | 0
2035 | MISO_W_2_SPP_N | MISO_W | SPP_N | Internal | Summer | B3 | 75 | 3200 | 0 | 92 | 89.77 | 7 | 0
2035 | MISO_W_2_SPP_N | MISO_W | SPP_N | Internal | Summer | B4 | 100 | 3200 | 0 | 87.52 | 87.54 | 7 | 0
2035 | MISO_W_2_SPP_N | MISO_W | SPP_N | Internal | Summer | B5 | 200 | 3200 | 0 | 86.8 | 86.81 | 7 | 0
2035 | MISO_W_2_SPP_N | MISO_W | SPP_N | Internal | Summer | B6 | 300 | 3200 | 0 | 83.81 | 83.82 | 7 | 0
2035 | MISO_W_2_SPP_N | MISO_W | SPP_N | Internal | Summer | B7 | 400 | 3200 | 294.49 | 52.62 | 59.62 | 7 | 0
2035 | MISO_W_2_SPP_N | MISO_W | SPP_N | Internal | Summer | B8 | 500 | 3200 | 0 | 50.31 | 52.58 | 7 | 0
2035 | MISO_W_2_SPP_N | MISO_W | SPP_N | Internal | Summer | B9 | 800 | 3200 | 0 | 46.29 | 50.26 | 7 | 0
2035 | MISO_W_2_SPP_N | MISO_W | SPP_N | Internal | Summer | B10 | 1262 | 3200 | 0 | 44.73 | 48.19 | 7 | 0
2035 | MISO_W_2_SPP_N | MISO_W | SPP_N | Internal | Winter | B16 | 25 | 3200 | 0 | 88.41 | 89.09 | 7 | 0
2035 | MISO_W_2_SPP_N | MISO_W | SPP_N | Internal | Winter | B17 | 100 | 3200 | 0 | 67.03 | 62.05 | 7 | 0
2035 | MISO_W_2_SPP_N | MISO_W | SPP_N | Internal | Winter | B18 | 400 | 3200 | 0 | 59.03 | 55.28 | 7 | 0
2035 | MISO_W_2_SPP_N | MISO_W | SPP_N | Internal | Winter | B19 | 700 | 3200 | 0 | 57.09 | 54.27 | 7 | 0
2035 | MISO_W_2_SPP_N | MISO_W | SPP_N | Internal | Winter | B20 | 935 | 3200 | 0 | 50.39 | 53.15 | 7 | 0
2035 | MISO_WUMS_2_MISO_MI | MISO_WUMS | MISO_MI | Internal | Shoulder | B11 | 25 | 99 | 0 | 74.82 | 74.81 | 0.01 | 0
2035 | MISO_WUMS_2_MISO_MI | MISO_WUMS | MISO_MI | Internal | Shoulder | B12 | 200 | 99 | 19.03 | 64.77 | 64.78 | 0.01 | 0
2035 | MISO_WUMS_2_MISO_MI | MISO_WUMS | MISO_MI | Internal | Shoulder | B13 | 600 | 99 | 99 | 54.99 | 55.51 | 0.01 | 0.51
2035 | MISO_WUMS_2_MISO_MI | MISO_WUMS | MISO_MI | Internal | Shoulder | B14 | 900 | 99 | 99 | 51.46 | 53.31 | 0.01 | 1.85
2035 | MISO_WUMS_2_MISO_MI | MISO_WUMS | MISO_MI | Internal | Shoulder | B15 | 1203 | 99 | 99 | 47.29 | 47.37 | 0.01 | 0.07
2035 | MISO_WUMS_2_MISO_MI | MISO_WUMS | MISO_MI | Internal | Summer | B1 | 10 | 99 | 99 | 80.84 | 112.27 | 0.01 | 31.42
2035 | MISO_WUMS_2_MISO_MI | MISO_WUMS | MISO_MI | Internal | Summer | B2 | 25 | 99 | 99 | 80.84 | 89.15 | 0.01 | 8.3
2035 | MISO_WUMS_2_MISO_MI | MISO_WUMS | MISO_MI | Internal | Summer | B3 | 75 | 99 | 99 | 80.84 | 84.99 | 0.01 | 4.14
2035 | MISO_WUMS_2_MISO_MI | MISO_WUMS | MISO_MI | Internal | Summer | B4 | 100 | 99 | 99 | 80.84 | 81.6 | 0.01 | 0.75
2035 | MISO_WUMS_2_MISO_MI | MISO_WUMS | MISO_MI | Internal | Summer | B5 | 200 | 99 | 43.42 | 77.55 | 77.57 | 0.01 | 0
2035 | MISO_WUMS_2_MISO_MI | MISO_WUMS | MISO_MI | Internal | Summer | B6 | 300 | 99 | 99 | 61.14 | 63.9 | 0.01 | 2.75
2035 | MISO_WUMS_2_MISO_MI | MISO_WUMS | MISO_MI | Internal | Summer | B7 | 400 | 99 | 99 | 49.61 | 52.08 | 0.01 | 2.45
2035 | MISO_WUMS_2_MISO_MI | MISO_WUMS | MISO_MI | Internal | Summer | B8 | 500 | 99 | 99 | 48.2 | 50.18 | 0.01 | 1.96
2035 | MISO_WUMS_2_MISO_MI | MISO_WUMS | MISO_MI | Internal | Summer | B9 | 800 | 99 | 99 | 46.28 | 47.58 | 0.01 | 1.29
2035 | MISO_WUMS_2_MISO_MI | MISO_WUMS | MISO_MI | Internal | Summer | B10 | 1262 | 99 | 99 | 45.64 | 46.15 | 0.01 | 0.5
2035 | MISO_WUMS_2_MISO_MI | MISO_WUMS | MISO_MI | Internal | Winter | B16 | 25 | 99 | 0.01 | 88.43 | 88.43 | 0.01 | 0
2035 | MISO_WUMS_2_MISO_MI | MISO_WUMS | MISO_MI | Internal | Winter | B17 | 100 | 99 | 22.79 | 67.03 | 67.05 | 0.01 | 0
2035 | MISO_WUMS_2_MISO_MI | MISO_WUMS | MISO_MI | Internal | Winter | B18 | 400 | 99 | 0 | 59.02 | 59.02 | 0.01 | 0
2035 | MISO_WUMS_2_MISO_MI | MISO_WUMS | MISO_MI | Internal | Winter | B19 | 700 | 99 | 0 | 54.97 | 54.3 | 0.01 | 0
2035 | MISO_WUMS_2_MISO_MI | MISO_WUMS | MISO_MI | Internal | Winter | B20 | 935 | 99 | 99 | 50.4 | 50.54 | 0.01 | 0.13
2035 | MISO_WUMS_2_MISO_W | MISO_WUMS | MISO_W | Internal | Shoulder | B11 | 25 | 1137 | 1137 | 74.82 | 89.47 | 0.01 | 14.64
2035 | MISO_WUMS_2_MISO_W | MISO_WUMS | MISO_W | Internal | Shoulder | B12 | 200 | 1137 | 1026.81 | 64.77 | 64.78 | 0.01 | 0
2035 | MISO_WUMS_2_MISO_W | MISO_WUMS | MISO_W | Internal | Shoulder | B13 | 600 | 1137 | 1137 | 54.99 | 55.51 | 0.01 | 0.51
2035 | MISO_WUMS_2_MISO_W | MISO_WUMS | MISO_W | Internal | Shoulder | B14 | 900 | 1137 | 1137 | 51.46 | 54.72 | 0.01 | 3.25
2035 | MISO_WUMS_2_MISO_W | MISO_WUMS | MISO_W | Internal | Shoulder | B15 | 1203 | 1137 | 1137 | 47.29 | 47.35 | 0.01 | 0.05
2035 | MISO_WUMS_2_MISO_W | MISO_WUMS | MISO_W | Internal | Summer | B1 | 10 | 1137 | 1137 | 80.84 | 112.26 | 0.01 | 31.41
2035 | MISO_WUMS_2_MISO_W | MISO_WUMS | MISO_W | Internal | Summer | B2 | 25 | 1137 | 1137 | 80.84 | 92 | 0.01 | 11.15
2035 | MISO_WUMS_2_MISO_W | MISO_WUMS | MISO_W | Internal | Summer | B3 | 75 | 1137 | 1137 | 80.84 | 92 | 0.01 | 11.15
2035 | MISO_WUMS_2_MISO_W | MISO_WUMS | MISO_W | Internal | Summer | B4 | 100 | 1137 | 1137 | 80.84 | 87.52 | 0.01 | 6.68
2035 | MISO_WUMS_2_MISO_W | MISO_WUMS | MISO_W | Internal | Summer | B5 | 200 | 1137 | 1137 | 77.55 | 86.8 | 0.01 | 9.23
2035 | MISO_WUMS_2_MISO_W | MISO_WUMS | MISO_W | Internal | Summer | B6 | 300 | 1137 | 1137 | 61.14 | 83.81 | 0.01 | 22.66
2035 | MISO_WUMS_2_MISO_W | MISO_WUMS | MISO_W | Internal | Summer | B7 | 400 | 1137 | 1137 | 49.61 | 52.62 | 0.01 | 3
2035 | MISO_WUMS_2_MISO_W | MISO_WUMS | MISO_W | Internal | Summer | B8 | 500 | 1137 | 1137 | 48.2 | 50.31 | 0.01 | 2.09
2035 | MISO_WUMS_2_MISO_W | MISO_WUMS | MISO_W | Internal | Summer | B9 | 800 | 1137 | 797.64 | 46.28 | 46.29 | 0.01 | 0
2035 | MISO_WUMS_2_MISO_W | MISO_WUMS | MISO_W | Internal | Summer | B10 | 1262 | 1137 | 0 | 45.64 | 44.73 | 0.01 | 0
2035 | MISO_WUMS_2_MISO_W | MISO_WUMS | MISO_W | Internal | Winter | B16 | 25 | 1137 | 0 | 88.43 | 88.41 | 0.01 | 0
2035 | MISO_WUMS_2_MISO_W | MISO_WUMS | MISO_W | Internal | Winter | B17 | 100 | 1137 | 0 | 67.03 | 67.03 | 0.01 | 0
2035 | MISO_WUMS_2_MISO_W | MISO_WUMS | MISO_W | Internal | Winter | B18 | 400 | 1137 | 428.66 | 59.02 | 59.03 | 0.01 | 0
2035 | MISO_WUMS_2_MISO_W | MISO_WUMS | MISO_W | Internal | Winter | B19 | 700 | 1137 | 1137 | 54.97 | 57.09 | 0.01 | 2.11
2035 | MISO_WUMS_2_MISO_W | MISO_WUMS | MISO_W | Internal | Winter | B20 | 935 | 1137 | 0 | 50.4 | 50.39 | 0.01 | 0
2035 | MISO_WUMS_2_PJM_ROR | MISO_WUMS | PJM_ROR | Internal | Shoulder | B11 | 25 | 1600 | 0 | 74.82 | 72.82 | 2 | 0
2035 | MISO_WUMS_2_PJM_ROR | MISO_WUMS | PJM_ROR | Internal | Shoulder | B12 | 200 | 1600 | 0 | 64.77 | 63.28 | 2 | 0
2035 | MISO_WUMS_2_PJM_ROR | MISO_WUMS | PJM_ROR | Internal | Shoulder | B13 | 600 | 1600 | 0 | 54.99 | 53.51 | 2 | 0
2035 | MISO_WUMS_2_PJM_ROR | MISO_WUMS | PJM_ROR | Internal | Shoulder | B14 | 900 | 1600 | 0 | 51.46 | 51.46 | 2 | 0
2035 | MISO_WUMS_2_PJM_ROR | MISO_WUMS | PJM_ROR | Internal | Shoulder | B15 | 1203 | 1600 | 0 | 47.29 | 47.29 | 2 | 0
2035 | MISO_WUMS_2_PJM_ROR | MISO_WUMS | PJM_ROR | Internal | Summer | B1 | 10 | 1600 | 1600 | 80.84 | 110.27 | 2 | 27.43
2035 | MISO_WUMS_2_PJM_ROR | MISO_WUMS | PJM_ROR | Internal | Summer | B2 | 25 | 1600 | 1600 | 80.84 | 87.14 | 2 | 4.3
2035 | MISO_WUMS_2_PJM_ROR | MISO_WUMS | PJM_ROR | Internal | Summer | B3 | 75 | 1600 | 1600 | 80.84 | 82.99 | 2 | 0.16
2035 | MISO_WUMS_2_PJM_ROR | MISO_WUMS | PJM_ROR | Internal | Summer | B4 | 100 | 1600 | 0 | 80.84 | 79.49 | 2 | 0
2035 | MISO_WUMS_2_PJM_ROR | MISO_WUMS | PJM_ROR | Internal | Summer | B5 | 200 | 1600 | 0 | 77.55 | 75.55 | 2 | 0
2035 | MISO_WUMS_2_PJM_ROR | MISO_WUMS | PJM_ROR | Internal | Summer | B6 | 300 | 1600 | 152.58 | 61.14 | 63.14 | 2 | 0
2035 | MISO_WUMS_2_PJM_ROR | MISO_WUMS | PJM_ROR | Internal | Summer | B7 | 400 | 1600 | 0 | 49.61 | 50.08 | 2 | 0
2035 | MISO_WUMS_2_PJM_ROR | MISO_WUMS | PJM_ROR | Internal | Summer | B8 | 500 | 1600 | 0 | 48.2 | 46.2 | 2 | 0
2035 | MISO_WUMS_2_PJM_ROR | MISO_WUMS | PJM_ROR | Internal | Summer | B9 | 800 | 1600 | 0 | 46.28 | 45.58 | 2 | 0
2035 | MISO_WUMS_2_PJM_ROR | MISO_WUMS | PJM_ROR | Internal | Summer | B10 | 1262 | 1600 | 0 | 45.64 | 45.58 | 2 | 0
2035 | MISO_WUMS_2_PJM_ROR | MISO_WUMS | PJM_ROR | Internal | Winter | B16 | 25 | 1600 | 0 | 88.43 | 86.43 | 2 | 0
2035 | MISO_WUMS_2_PJM_ROR | MISO_WUMS | PJM_ROR | Internal | Winter | B17 | 100 | 1600 | 114.07 | 67.03 | 69.03 | 2 | 0
2035 | MISO_WUMS_2_PJM_ROR | MISO_WUMS | PJM_ROR | Internal | Winter | B18 | 400 | 1600 | 0 | 59.02 | 57.9 | 2 | 0
2035 | MISO_WUMS_2_PJM_ROR | MISO_WUMS | PJM_ROR | Internal | Winter | B19 | 700 | 1600 | 0 | 54.97 | 55.09 | 2 | 0
2035 | MISO_WUMS_2_PJM_ROR | MISO_WUMS | PJM_ROR | Internal | Winter | B20 | 935 | 1600 | 0 | 50.4 | 50.97 | 2 | 0
2035 | NE_2_MISO_W | NE | MISO_W | Internal | Shoulder | B11 | 25 | 1600 | 0 | 89.47 | 89.47 | 5 | 0
2035 | NE_2_MISO_W | NE | MISO_W | Internal | Shoulder | B12 | 200 | 1600 | 215.8 | 59.78 | 64.78 | 5 | 0
2035 | NE_2_MISO_W | NE | MISO_W | Internal | Shoulder | B13 | 600 | 1600 | 0 | 55.51 | 55.51 | 5 | 0
2035 | NE_2_MISO_W | NE | MISO_W | Internal | Shoulder | B14 | 900 | 1600 | 0 | 50.77 | 54.72 | 5 | 0
2035 | NE_2_MISO_W | NE | MISO_W | Internal | Shoulder | B15 | 1203 | 1600 | 0 | 50.21 | 47.35 | 5 | 0
2035 | NE_2_MISO_W | NE | MISO_W | Internal | Summer | B1 | 10 | 1600 | 1284.56 | 107.26 | 112.26 | 5 | 0
2035 | NE_2_MISO_W | NE | MISO_W | Internal | Summer | B2 | 25 | 1600 | 0 | 89.76 | 92 | 5 | 0
2035 | NE_2_MISO_W | NE | MISO_W | Internal | Summer | B3 | 75 | 1600 | 0 | 89.76 | 92 | 5 | 0
2035 | NE_2_MISO_W | NE | MISO_W | Internal | Summer | B4 | 100 | 1600 | 0 | 87.52 | 87.52 | 5 | 0
2035 | NE_2_MISO_W | NE | MISO_W | Internal | Summer | B5 | 200 | 1600 | 0 | 86.8 | 86.8 | 5 | 0
2035 | NE_2_MISO_W | NE | MISO_W | Internal | Summer | B6 | 300 | 1600 | 0 | 83.81 | 83.81 | 5 | 0
2035 | NE_2_MISO_W | NE | MISO_W | Internal | Summer | B7 | 400 | 1600 | 0 | 59.38 | 52.62 | 5 | 0
2035 | NE_2_MISO_W | NE | MISO_W | Internal | Summer | B8 | 500 | 1600 | 0 | 50.31 | 50.31 | 5 | 0
2035 | NE_2_MISO_W | NE | MISO_W | Internal | Summer | B9 | 800 | 1600 | 0 | 46.59 | 46.29 | 5 | 0
2035 | NE_2_MISO_W | NE | MISO_W | Internal | Summer | B10 | 1262 | 1600 | 354.08 | 39.73 | 44.73 | 5 | 0
2035 | NE_2_MISO_W | NE | MISO_W | Internal | Winter | B16 | 25 | 1600 | 0 | 88.41 | 88.41 | 5 | 0
2035 | NE_2_MISO_W | NE | MISO_W | Internal | Winter | B17 | 100 | 1600 | 47.22 | 62.03 | 67.03 | 5 | 0
2035 | NE_2_MISO_W | NE | MISO_W | Internal | Winter | B18 | 400 | 1600 | 0 | 55.27 | 59.03 | 5 | 0
2035 | NE_2_MISO_W | NE | MISO_W | Internal | Winter | B19 | 700 | 1600 | 0 | 54.26 | 57.09 | 5 | 0
2035 | NE_2_MISO_W | NE | MISO_W | Internal | Winter | B20 | 935 | 1600 | 0 | 47.92 | 50.39 | 5 | 0
2035 | NE_2_SPP_N | NE | SPP_N | Internal | Shoulder | B11 | 25 | 1800 | 1208.73 | 89.47 | 89.48 | 0.01 | 0
2035 | NE_2_SPP_N | NE | SPP_N | Internal | Shoulder | B12 | 200 | 1800 | 720.52 | 59.78 | 59.8 | 0.01 | 0
2035 | NE_2_SPP_N | NE | SPP_N | Internal | Shoulder | B13 | 600 | 1800 | 1074.53 | 55.51 | 55.52 | 0.01 | 0
2035 | NE_2_SPP_N | NE | SPP_N | Internal | Shoulder | B14 | 900 | 1800 | 1142.98 | 50.77 | 50.78 | 0.01 | 0
2035 | NE_2_SPP_N | NE | SPP_N | Internal | Shoulder | B15 | 1203 | 1800 | 1800 | 50.21 | 50.78 | 0.01 | 0.56
2035 | NE_2_SPP_N | NE | SPP_N | Internal | Summer | B1 | 10 | 1800 | 194.99 | 107.26 | 107.27 | 0.01 | 0
2035 | NE_2_SPP_N | NE | SPP_N | Internal | Summer | B2 | 25 | 1800 | 1140.93 | 89.76 | 89.77 | 0.01 | 0
2035 | NE_2_SPP_N | NE | SPP_N | Internal | Summer | B3 | 75 | 1800 | 1191.87 | 89.76 | 89.77 | 0.01 | 0
2035 | NE_2_SPP_N | NE | SPP_N | Internal | Summer | B4 | 100 | 1800 | 968.76 | 87.52 | 87.54 | 0.01 | 0
2035 | NE_2_SPP_N | NE | SPP_N | Internal | Summer | B5 | 200 | 1800 | 1278.59 | 86.8 | 86.81 | 0.01 | 0
2035 | NE_2_SPP_N | NE | SPP_N | Internal | Summer | B6 | 300 | 1800 | 1428.41 | 83.81 | 83.82 | 0.01 | 0
2035 | NE_2_SPP_N | NE | SPP_N | Internal | Summer | B7 | 400 | 1800 | 1800 | 59.38 | 59.62 | 0.01 | 0.23
2035 | NE_2_SPP_N | NE | SPP_N | Internal | Summer | B8 | 500 | 1800 | 1800 | 50.31 | 52.58 | 0.01 | 2.26
2035 | NE_2_SPP_N | NE | SPP_N | Internal | Summer | B9 | 800 | 1800 | 1800 | 46.59 | 50.26 | 0.01 | 3.66
2035 | NE_2_SPP_N | NE | SPP_N | Internal | Summer | B10 | 1262 | 1800 | 1800 | 39.73 | 48.19 | 0.01 | 8.45
2035 | NE_2_SPP_N | NE | SPP_N | Internal | Winter | B16 | 25 | 1800 | 1800 | 88.41 | 89.09 | 0.01 | 0.66
2035 | NE_2_SPP_N | NE | SPP_N | Internal | Winter | B17 | 100 | 1800 | 791.74 | 62.03 | 62.05 | 0.01 | 0
2035 | NE_2_SPP_N | NE | SPP_N | Internal | Winter | B18 | 400 | 1800 | 977.4 | 55.27 | 55.28 | 0.01 | 0
2035 | NE_2_SPP_N | NE | SPP_N | Internal | Winter | B19 | 700 | 1800 | 1077.71 | 54.26 | 54.27 | 0.01 | 0
2035 | NE_2_SPP_N | NE | SPP_N | Internal | Winter | B20 | 935 | 1800 | 1800 | 47.92 | 53.15 | 0.01 | 5.21
2035 | NEISO_2_NYISO_A-F | NEISO | NYISO_A-F | Internal | Shoulder | B11 | 25 | 600 | 600 | 50.59 | 56.65 | 3 | 3.06
2035 | NEISO_2_NYISO_A-F | NEISO | NYISO_A-F | Internal | Shoulder | B12 | 200 | 600 | 600 | 50.59 | 55.3 | 3 | 1.71
2035 | NEISO_2_NYISO_A-F | NEISO | NYISO_A-F | Internal | Shoulder | B13 | 600 | 600 | 600 | 46 | 49.46 | 3 | 0.46
2035 | NEISO_2_NYISO_A-F | NEISO | NYISO_A-F | Internal | Shoulder | B14 | 900 | 600 | 411 | 46 | 49 | 3 | 0
2035 | NEISO_2_NYISO_A-F | NEISO | NYISO_A-F | Internal | Shoulder | B15 | 1203 | 600 | 272.94 | 46 | 49 | 3 | 0
2035 | NEISO_2_NYISO_A-F | NEISO | NYISO_A-F | Internal | Summer | B1 | 10 | 600 | 0 | 95.29 | 98.27 | 3 | 0
2035 | NEISO_2_NYISO_A-F | NEISO | NYISO_A-F | Internal | Summer | B2 | 25 | 600 | 0.04 | 76.16 | 79.15 | 3 | 0
2035 | NEISO_2_NYISO_A-F | NEISO | NYISO_A-F | Internal | Summer | B3 | 75 | 600 | 0 | 69.96 | 70.9 | 3 | 0
2035 | NEISO_2_NYISO_A-F | NEISO | NYISO_A-F | Internal | Summer | B4 | 100 | 600 | 0 | 65.52 | 68.49 | 3 | 0
2035 | NEISO_2_NYISO_A-F | NEISO | NYISO_A-F | Internal | Summer | B5 | 200 | 600 | 600 | 58.87 | 64.27 | 3 | 2.4
2035 | NEISO_2_NYISO_A-F | NEISO | NYISO_A-F | Internal | Summer | B6 | 300 | 600 | 458.57 | 52.16 | 55.16 | 3 | 0
2035 | NEISO_2_NYISO_A-F | NEISO | NYISO_A-F | Internal | Summer | B7 | 400 | 600 | 408.16 | 46.58 | 49.58 | 3 | 0
2035 | NEISO_2_NYISO_A-F | NEISO | NYISO_A-F | Internal | Summer | B8 | 500 | 600 | 0 | 45.18 | 48.17 | 3 | 0
2035 | NEISO_2_NYISO_A-F | NEISO | NYISO_A-F | Internal | Summer | B9 | 800 | 600 | 600 | 42.37 | 48.17 | 3 | 2.8
2035 | NEISO_2_NYISO_A-F | NEISO | NYISO_A-F | Internal | Summer | B10 | 1262 | 600 | 600 | 42.37 | 48.17 | 3 | 2.8
2035 | NEISO_2_NYISO_A-F | NEISO | NYISO_A-F | Internal | Winter | B16 | 25 | 600 | 473.22 | 75.35 | 78.35 | 3 | 0
2035 | NEISO_2_NYISO_A-F | NEISO | NYISO_A-F | Internal | Winter | B17 | 100 | 600 | 0 | 60.25 | 62.35 | 3 | 0
2035 | NEISO_2_NYISO_A-F | NEISO | NYISO_A-F | Internal | Winter | B18 | 400 | 600 | 0 | 57.18 | 57.29 | 3 | 0
2035 | NEISO_2_NYISO_A-F | NEISO | NYISO_A-F | Internal | Winter | B19 | 700 | 600 | 0 | 57.18 | 57.15 | 3 | 0
2035 | NEISO_2_NYISO_A-F | NEISO | NYISO_A-F | Internal | Winter | B20 | 935 | 600 | 0 | 57.18 | 56.98 | 3 | 0
2035 | NEISO_2_NYISO_G-I | NEISO | NYISO_G-I | Internal | Shoulder | B11 | 25 | 600 | 600 | 50.59 | 56.66 | 3 | 3.07
2035 | NEISO_2_NYISO_G-I | NEISO | NYISO_G-I | Internal | Shoulder | B12 | 200 | 600 | 600 | 50.59 | 55.31 | 3 | 1.72
2035 | NEISO_2_NYISO_G-I | NEISO | NYISO_G-I | Internal | Shoulder | B13 | 600 | 600 | 600 | 46 | 49.48 | 3 | 0.48
2035 | NEISO_2_NYISO_G-I | NEISO | NYISO_G-I | Internal | Shoulder | B14 | 900 | 600 | 600 | 46 | 49.01 | 3 | 0.01
2035 | NEISO_2_NYISO_G-I | NEISO | NYISO_G-I | Internal | Shoulder | B15 | 1203 | 600 | 0 | 46 | 48.99 | 3 | 0
2035 | NEISO_2_NYISO_G-I | NEISO | NYISO_G-I | Internal | Summer | B1 | 10 | 600 | 0.02 | 95.29 | 98.28 | 3 | 0
2035 | NEISO_2_NYISO_G-I | NEISO | NYISO_G-I | Internal | Summer | B2 | 25 | 600 | 569.47 | 76.16 | 79.16 | 3 | 0
2035 | NEISO_2_NYISO_G-I | NEISO | NYISO_G-I | Internal | Summer | B3 | 75 | 600 | 0 | 69.96 | 70.89 | 3 | 0
2035 | NEISO_2_NYISO_G-I | NEISO | NYISO_G-I | Internal | Summer | B4 | 100 | 600 | 0 | 65.52 | 68.51 | 3 | 0
2035 | NEISO_2_NYISO_G-I | NEISO | NYISO_G-I | Internal | Summer | B5 | 200 | 600 | 600 | 58.87 | 64.28 | 3 | 2.41
2035 | NEISO_2_NYISO_G-I | NEISO | NYISO_G-I | Internal | Summer | B6 | 300 | 600 | 600 | 52.16 | 55.18 | 3 | 0.01
2035 | NEISO_2_NYISO_G-I | NEISO | NYISO_G-I | Internal | Summer | B7 | 400 | 600 | 600 | 46.58 | 49.59 | 3 | 0.01
2035 | NEISO_2_NYISO_G-I | NEISO | NYISO_G-I | Internal | Summer | B8 | 500 | 600 | 402.72 | 45.18 | 48.18 | 3 | 0
2035 | NEISO_2_NYISO_G-I | NEISO | NYISO_G-I | Internal | Summer | B9 | 800 | 600 | 600 | 42.37 | 48.15 | 3 | 2.78
2035 | NEISO_2_NYISO_G-I | NEISO | NYISO_G-I | Internal | Summer | B10 | 1262 | 600 | 543.98 | 42.37 | 45.37 | 3 | 0
2035 | NEISO_2_NYISO_G-I | NEISO | NYISO_G-I | Internal | Winter | B16 | 25 | 600 | 599.99 | 75.35 | 78.36 | 3 | 0.01
2035 | NEISO_2_NYISO_G-I | NEISO | NYISO_G-I | Internal | Winter | B17 | 100 | 600 | 0 | 60.25 | 62.36 | 3 | 0
2035 | NEISO_2_NYISO_G-I | NEISO | NYISO_G-I | Internal | Winter | B18 | 400 | 600 | 0 | 57.18 | 57.3 | 3 | 0
2035 | NEISO_2_NYISO_G-I | NEISO | NYISO_G-I | Internal | Winter | B19 | 700 | 600 | 0 | 57.18 | 57.17 | 3 | 0
2035 | NEISO_2_NYISO_G-I | NEISO | NYISO_G-I | Internal | Winter | B20 | 935 | 600 | 0 | 57.18 | 56.99 | 3 | 0
2035 | NEISO_2_NYISO_J-K | NEISO | NYISO_J-K | Internal | Shoulder | B11 | 25 | 430 | 430 | 50.59 | 66.32 | 3 | 12.73
2035 | NEISO_2_NYISO_J-K | NEISO | NYISO_J-K | Internal | Shoulder | B12 | 200 | 430 | 430 | 50.59 | 66.32 | 3 | 12.73
2035 | NEISO_2_NYISO_J-K | NEISO | NYISO_J-K | Internal | Shoulder | B13 | 600 | 430 | 430 | 46 | 66.32 | 3 | 17.32
2035 | NEISO_2_NYISO_J-K | NEISO | NYISO_J-K | Internal | Shoulder | B14 | 900 | 430 | 430 | 46 | 49.95 | 3 | 0.95
2035 | NEISO_2_NYISO_J-K | NEISO | NYISO_J-K | Internal | Shoulder | B15 | 1203 | 430 | 192.19 | 46 | 49 | 3 | 0
2035 | NEISO_2_NYISO_J-K | NEISO | NYISO_J-K | Internal | Summer | B1 | 10 | 430 | 219.01 | 95.29 | 98.29 | 3 | 0
2035 | NEISO_2_NYISO_J-K | NEISO | NYISO_J-K | Internal | Summer | B2 | 25 | 430 | 429.98 | 76.16 | 79.17 | 3 | 0.01
2035 | NEISO_2_NYISO_J-K | NEISO | NYISO_J-K | Internal | Summer | B3 | 75 | 430 | 0 | 69.96 | 70.9 | 3 | 0
2035 | NEISO_2_NYISO_J-K | NEISO | NYISO_J-K | Internal | Summer | B4 | 100 | 430 | 266.93 | 65.52 | 68.52 | 3 | 0
2035 | NEISO_2_NYISO_J-K | NEISO | NYISO_J-K | Internal | Summer | B5 | 200 | 430 | 430 | 58.87 | 64.29 | 3 | 2.42
2035 | NEISO_2_NYISO_J-K | NEISO | NYISO_J-K | Internal | Summer | B6 | 300 | 430 | 430 | 52.16 | 60.88 | 3 | 5.72
2035 | NEISO_2_NYISO_J-K | NEISO | NYISO_J-K | Internal | Summer | B7 | 400 | 430 | 430 | 46.58 | 60.88 | 3 | 11.3
2035 | NEISO_2_NYISO_J-K | NEISO | NYISO_J-K | Internal | Summer | B8 | 500 | 430 | 430 | 45.18 | 60.88 | 3 | 12.7
2035 | NEISO_2_NYISO_J-K | NEISO | NYISO_J-K | Internal | Summer | B9 | 800 | 430 | 430 | 42.37 | 52.94 | 3 | 7.57
2035 | NEISO_2_NYISO_J-K | NEISO | NYISO_J-K | Internal | Summer | B10 | 1262 | 430 | 430 | 42.37 | 45.38 | 3 | 0.01
2035 | NEISO_2_NYISO_J-K | NEISO | NYISO_J-K | Internal | Winter | B16 | 25 | 430 | 430 | 75.35 | 85.18 | 3 | 6.83
2035 | NEISO_2_NYISO_J-K | NEISO | NYISO_J-K | Internal | Winter | B17 | 100 | 430 | 430 | 60.25 | 85.18 | 3 | 21.93
2035 | NEISO_2_NYISO_J-K | NEISO | NYISO_J-K | Internal | Winter | B18 | 400 | 430 | 430 | 57.18 | 85.18 | 3 | 25
2035 | NEISO_2_NYISO_J-K | NEISO | NYISO_J-K | Internal | Winter | B19 | 700 | 430 | 430 | 57.18 | 63.72 | 3 | 3.54
2035 | NEISO_2_NYISO_J-K | NEISO | NYISO_J-K | Internal | Winter | B20 | 935 | 430 | 0 | 57.18 | 59.87 | 3 | 0
2035 | NonRTO_Midwest_2_MISO_IN | NonRTO_Midwest | MISO_IN | Internal | Shoulder | B11 | 25 | 4450 | 0 | 82.8 | 74.8 | 8 | 0
2035 | NonRTO_Midwest_2_MISO_IN | NonRTO_Midwest | MISO_IN | Internal | Shoulder | B12 | 200 | 4450 | 0 | 72.77 | 64.77 | 8 | 0
2035 | NonRTO_Midwest_2_MISO_IN | NonRTO_Midwest | MISO_IN | Internal | Shoulder | B13 | 600 | 4450 | 0 | 58.98 | 55.5 | 8 | 0
2035 | NonRTO_Midwest_2_MISO_IN | NonRTO_Midwest | MISO_IN | Internal | Shoulder | B14 | 900 | 4450 | 0 | 51.23 | 52.77 | 8 | 0
2035 | NonRTO_Midwest_2_MISO_IN | NonRTO_Midwest | MISO_IN | Internal | Shoulder | B15 | 1203 | 4450 | 0 | 51.23 | 47.35 | 8 | 0
2035 | NonRTO_Midwest_2_MISO_IN | NonRTO_Midwest | MISO_IN | Internal | Summer | B1 | 10 | 4450 | 956.13 | 104.26 | 112.26 | 8 | 0
2035 | NonRTO_Midwest_2_MISO_IN | NonRTO_Midwest | MISO_IN | Internal | Summer | B2 | 25 | 4450 | 0 | 90.25 | 89.14 | 8 | 0
2035 | NonRTO_Midwest_2_MISO_IN | NonRTO_Midwest | MISO_IN | Internal | Summer | B3 | 75 | 4450 | 0 | 90.25 | 84.98 | 8 | 0
2035 | NonRTO_Midwest_2_MISO_IN | NonRTO_Midwest | MISO_IN | Internal | Summer | B4 | 100 | 4450 | 0 | 89.59 | 81.59 | 8 | 0
2035 | NonRTO_Midwest_2_MISO_IN | NonRTO_Midwest | MISO_IN | Internal | Summer | B5 | 200 | 4450 | 0 | 85.55 | 77.55 | 8 | 0
2035 | NonRTO_Midwest_2_MISO_IN | NonRTO_Midwest | MISO_IN | Internal | Summer | B6 | 300 | 4450 | 0 | 71.89 | 63.89 | 8 | 0
2035 | NonRTO_Midwest_2_MISO_IN | NonRTO_Midwest | MISO_IN | Internal | Summer | B7 | 400 | 4450 | 0 | 49.64 | 52.06 | 8 | 0
2035 | NonRTO_Midwest_2_MISO_IN | NonRTO_Midwest | MISO_IN | Internal | Summer | B8 | 500 | 4450 | 0 | 49.64 | 46.93 | 8 | 0
2035 | NonRTO_Midwest_2_MISO_IN | NonRTO_Midwest | MISO_IN | Internal | Summer | B9 | 800 | 4450 | 0 | 49.64 | 45.83 | 8 | 0
2035 | NonRTO_Midwest_2_MISO_IN | NonRTO_Midwest | MISO_IN | Internal | Summer | B10 | 1262 | 4450 | 0 | 46.16 | 45.83 | 8 | 0
2035 | NonRTO_Midwest_2_MISO_IN | NonRTO_Midwest | MISO_IN | Internal | Winter | B16 | 25 | 4450 | 0 | 96.41 | 88.41 | 8 | 0
2035 | NonRTO_Midwest_2_MISO_IN | NonRTO_Midwest | MISO_IN | Internal | Winter | B17 | 100 | 4450 | 0 | 75.03 | 67.03 | 8 | 0
2035 | NonRTO_Midwest_2_MISO_IN | NonRTO_Midwest | MISO_IN | Internal | Winter | B18 | 400 | 4450 | 0 | 65.01 | 59 | 8 | 0
2035 | NonRTO_Midwest_2_MISO_IN | NonRTO_Midwest | MISO_IN | Internal | Winter | B19 | 700 | 4450 | 0 | 54.72 | 54.29 | 8 | 0
2035 | NonRTO_Midwest_2_MISO_IN | NonRTO_Midwest | MISO_IN | Internal | Winter | B20 | 935 | 4450 | 0 | 54.72 | 50.53 | 8 | 0
2035 | NonRTO_Midwest_2_TVA_Transmission | NonRTO_Midwest | TVA_Transmission | Internal | Shoulder | B11 | 25 | 2400 | 0 | 82.8 | 78.82 | 8 | 0
2035 | NonRTO_Midwest_2_TVA_Transmission | NonRTO_Midwest | TVA_Transmission | Internal | Shoulder | B12 | 200 | 2400 | 0 | 72.77 | 64.26 | 8 | 0
2035 | NonRTO_Midwest_2_TVA_Transmission | NonRTO_Midwest | TVA_Transmission | Internal | Shoulder | B13 | 600 | 2400 | 0 | 58.98 | 57.87 | 8 | 0
2035 | NonRTO_Midwest_2_TVA_Transmission | NonRTO_Midwest | TVA_Transmission | Internal | Shoulder | B14 | 900 | 2400 | 0 | 51.23 | 57.05 | 8 | 0
2035 | NonRTO_Midwest_2_TVA_Transmission | NonRTO_Midwest | TVA_Transmission | Internal | Shoulder | B15 | 1203 | 2400 | 0 | 51.23 | 53.29 | 8 | 0
2035 | NonRTO_Midwest_2_TVA_Transmission | NonRTO_Midwest | TVA_Transmission | Internal | Summer | B1 | 10 | 2400 | 0 | 104.26 | 109.56 | 8 | 0
2035 | NonRTO_Midwest_2_TVA_Transmission | NonRTO_Midwest | TVA_Transmission | Internal | Summer | B2 | 25 | 2400 | 0 | 90.25 | 93.14 | 8 | 0
2035 | NonRTO_Midwest_2_TVA_Transmission | NonRTO_Midwest | TVA_Transmission | Internal | Summer | B3 | 75 | 2400 | 0 | 90.25 | 88.5 | 8 | 0
2035 | NonRTO_Midwest_2_TVA_Transmission | NonRTO_Midwest | TVA_Transmission | Internal | Summer | B4 | 100 | 2400 | 0 | 89.59 | 88.09 | 8 | 0
2035 | NonRTO_Midwest_2_TVA_Transmission | NonRTO_Midwest | TVA_Transmission | Internal | Summer | B5 | 200 | 2400 | 0 | 85.55 | 86.81 | 8 | 0
2035 | NonRTO_Midwest_2_TVA_Transmission | NonRTO_Midwest | TVA_Transmission | Internal | Summer | B6 | 300 | 2400 | 0 | 71.89 | 69.14 | 8 | 0
2035 | NonRTO_Midwest_2_TVA_Transmission | NonRTO_Midwest | TVA_Transmission | Internal | Summer | B7 | 400 | 2400 | 0 | 49.64 | 55.25 | 8 | 0
2035 | NonRTO_Midwest_2_TVA_Transmission | NonRTO_Midwest | TVA_Transmission | Internal | Summer | B8 | 500 | 2400 | 0 | 49.64 | 52.2 | 8 | 0
2035 | NonRTO_Midwest_2_TVA_Transmission | NonRTO_Midwest | TVA_Transmission | Internal | Summer | B9 | 800 | 2400 | 0 | 49.64 | 50.64 | 8 | 0
2035 | NonRTO_Midwest_2_TVA_Transmission | NonRTO_Midwest | TVA_Transmission | Internal | Summer | B10 | 1262 | 2400 | 0 | 46.16 | 50.63 | 8 | 0
2035 | NonRTO_Midwest_2_TVA_Transmission | NonRTO_Midwest | TVA_Transmission | Internal | Winter | B16 | 25 | 2400 | 0 | 96.41 | 92.43 | 8 | 0
2035 | NonRTO_Midwest_2_TVA_Transmission | NonRTO_Midwest | TVA_Transmission | Internal | Winter | B17 | 100 | 2400 | 0 | 75.03 | 68.13 | 8 | 0
2035 | NonRTO_Midwest_2_TVA_Transmission | NonRTO_Midwest | TVA_Transmission | Internal | Winter | B18 | 400 | 2400 | 0 | 65.01 | 61.22 | 8 | 0
2035 | NonRTO_Midwest_2_TVA_Transmission | NonRTO_Midwest | TVA_Transmission | Internal | Winter | B19 | 700 | 2400 | 0 | 54.72 | 59.84 | 8 | 0
2035 | NonRTO_Midwest_2_TVA_Transmission | NonRTO_Midwest | TVA_Transmission | Internal | Winter | B20 | 935 | 2400 | 0 | 54.72 | 55.69 | 8 | 0
2035 | NYISO_A-F_2_IESO | NYISO_A-F | IESO | Internal | Shoulder | B11 | 25 | 1600 | 0 | 56.65 | 49.65 | 7 | 0
2035 | NYISO_A-F_2_IESO | NYISO_A-F | IESO | Internal | Shoulder | B12 | 200 | 1600 | 0 | 55.3 | 49.65 | 7 | 0
2035 | NYISO_A-F_2_IESO | NYISO_A-F | IESO | Internal | Shoulder | B13 | 600 | 1600 | 0 | 49.46 | 49.13 | 7 | 0
2035 | NYISO_A-F_2_IESO | NYISO_A-F | IESO | Internal | Shoulder | B14 | 900 | 1600 | 0 | 49 | 49.13 | 7 | 0
2035 | NYISO_A-F_2_IESO | NYISO_A-F | IESO | Internal | Shoulder | B15 | 1203 | 1600 | 0 | 49 | 49.13 | 7 | 0
2035 | NYISO_A-F_2_IESO | NYISO_A-F | IESO | Internal | Summer | B1 | 10 | 1600 | 112.88 | 98.27 | 105.27 | 7 | 0
2035 | NYISO_A-F_2_IESO | NYISO_A-F | IESO | Internal | Summer | B2 | 25 | 1600 | 0 | 79.15 | 82.15 | 7 | 0
2035 | NYISO_A-F_2_IESO | NYISO_A-F | IESO | Internal | Summer | B3 | 75 | 1600 | 689.6 | 70.9 | 77.9 | 7 | 0
2035 | NYISO_A-F_2_IESO | NYISO_A-F | IESO | Internal | Summer | B4 | 100 | 1600 | 0 | 68.49 | 61.49 | 7 | 0
2035 | NYISO_A-F_2_IESO | NYISO_A-F | IESO | Internal | Summer | B5 | 200 | 1600 | 0 | 64.27 | 57.27 | 7 | 0
2035 | NYISO_A-F_2_IESO | NYISO_A-F | IESO | Internal | Summer | B6 | 300 | 1600 | 0 | 55.16 | 48.85 | 7 | 0
2035 | NYISO_A-F_2_IESO | NYISO_A-F | IESO | Internal | Summer | B7 | 400 | 1600 | 0 | 49.58 | 48.85 | 7 | 0
2035 | NYISO_A-F_2_IESO | NYISO_A-F | IESO | Internal | Summer | B8 | 500 | 1600 | 0 | 48.17 | 46.76 | 7 | 0
2035 | NYISO_A-F_2_IESO | NYISO_A-F | IESO | Internal | Summer | B9 | 800 | 1600 | 0 | 48.17 | 46.76 | 7 | 0
2035 | NYISO_A-F_2_IESO | NYISO_A-F | IESO | Internal | Summer | B10 | 1262 | 1600 | 0 | 48.17 | 46.76 | 7 | 0
2035 | NYISO_A-F_2_IESO | NYISO_A-F | IESO | Internal | Winter | B16 | 25 | 1600 | 0 | 78.35 | 71.35 | 7 | 0
2035 | NYISO_A-F_2_IESO | NYISO_A-F | IESO | Internal | Winter | B17 | 100 | 1600 | 0 | 62.35 | 55.35 | 7 | 0
2035 | NYISO_A-F_2_IESO | NYISO_A-F | IESO | Internal | Winter | B18 | 400 | 1600 | 0 | 57.29 | 52.02 | 7 | 0
2035 | NYISO_A-F_2_IESO | NYISO_A-F | IESO | Internal | Winter | B19 | 700 | 1600 | 0 | 57.15 | 52.02 | 7 | 0
2035 | NYISO_A-F_2_IESO | NYISO_A-F | IESO | Internal | Winter | B20 | 935 | 1600 | 0 | 56.98 | 52.02 | 7 | 0
2035 | NYISO_A-F_2_NEISO | NYISO_A-F | NEISO | Internal | Shoulder | B11 | 25 | 600 | 0 | 56.65 | 50.59 | 3 | 0
2035 | NYISO_A-F_2_NEISO | NYISO_A-F | NEISO | Internal | Shoulder | B12 | 200 | 600 | 0 | 55.3 | 50.59 | 3 | 0
2035 | NYISO_A-F_2_NEISO | NYISO_A-F | NEISO | Internal | Shoulder | B13 | 600 | 600 | 0 | 49.46 | 46 | 3 | 0
2035 | NYISO_A-F_2_NEISO | NYISO_A-F | NEISO | Internal | Shoulder | B14 | 900 | 600 | 0 | 49 | 46 | 3 | 0
2035 | NYISO_A-F_2_NEISO | NYISO_A-F | NEISO | Internal | Shoulder | B15 | 1203 | 600 | 0 | 49 | 46 | 3 | 0
2035 | NYISO_A-F_2_NEISO | NYISO_A-F | NEISO | Internal | Summer | B1 | 10 | 600 | 0 | 98.27 | 95.29 | 3 | 0
2035 | NYISO_A-F_2_NEISO | NYISO_A-F | NEISO | Internal | Summer | B2 | 25 | 600 | 0 | 79.15 | 76.16 | 3 | 0
2035 | NYISO_A-F_2_NEISO | NYISO_A-F | NEISO | Internal | Summer | B3 | 75 | 600 | 0 | 70.9 | 69.96 | 3 | 0
2035 | NYISO_A-F_2_NEISO | NYISO_A-F | NEISO | Internal | Summer | B4 | 100 | 600 | 0 | 68.49 | 65.52 | 3 | 0
2035 | NYISO_A-F_2_NEISO | NYISO_A-F | NEISO | Internal | Summer | B5 | 200 | 600 | 0 | 64.27 | 58.87 | 3 | 0
2035 | NYISO_A-F_2_NEISO | NYISO_A-F | NEISO | Internal | Summer | B6 | 300 | 600 | 0 | 55.16 | 52.16 | 3 | 0
2035 | NYISO_A-F_2_NEISO | NYISO_A-F | NEISO | Internal | Summer | B7 | 400 | 600 | 0 | 49.58 | 46.58 | 3 | 0
2035 | NYISO_A-F_2_NEISO | NYISO_A-F | NEISO | Internal | Summer | B8 | 500 | 600 | 0 | 48.17 | 45.18 | 3 | 0
2035 | NYISO_A-F_2_NEISO | NYISO_A-F | NEISO | Internal | Summer | B9 | 800 | 600 | 0 | 48.17 | 42.37 | 3 | 0
2035 | NYISO_A-F_2_NEISO | NYISO_A-F | NEISO | Internal | Summer | B10 | 1262 | 600 | 0 | 48.17 | 42.37 | 3 | 0
2035 | NYISO_A-F_2_NEISO | NYISO_A-F | NEISO | Internal | Winter | B16 | 25 | 600 | 0 | 78.35 | 75.35 | 3 | 0
2035 | NYISO_A-F_2_NEISO | NYISO_A-F | NEISO | Internal | Winter | B17 | 100 | 600 | 0 | 62.35 | 60.25 | 3 | 0
2035 | NYISO_A-F_2_NEISO | NYISO_A-F | NEISO | Internal | Winter | B18 | 400 | 600 | 0 | 57.29 | 57.18 | 3 | 0
2035 | NYISO_A-F_2_NEISO | NYISO_A-F | NEISO | Internal | Winter | B19 | 700 | 600 | 0 | 57.15 | 57.18 | 3 | 0
2035 | NYISO_A-F_2_NEISO | NYISO_A-F | NEISO | Internal | Winter | B20 | 935 | 600 | 0 | 56.98 | 57.18 | 3 | 0
2035 | NYISO_A-F_2_NYISO_G-I | NYISO_A-F | NYISO_G-I | Internal | Shoulder | B11 | 25 | 4250 | 2034.81 | 56.65 | 56.66 | 0.01 | 0
2035 | NYISO_A-F_2_NYISO_G-I | NYISO_A-F | NYISO_G-I | Internal | Shoulder | B12 | 200 | 4250 | 845.84 | 55.3 | 55.31 | 0.01 | 0
2035 | NYISO_A-F_2_NYISO_G-I | NYISO_A-F | NYISO_G-I | Internal | Shoulder | B13 | 600 | 4250 | 267.49 | 49.46 | 49.48 | 0.01 | 0
2035 | NYISO_A-F_2_NYISO_G-I | NYISO_A-F | NYISO_G-I | Internal | Shoulder | B14 | 900 | 4250 | 34.56 | 49 | 49.01 | 0.01 | 0
2035 | NYISO_A-F_2_NYISO_G-I | NYISO_A-F | NYISO_G-I | Internal | Shoulder | B15 | 1203 | 4250 | 0 | 49 | 48.99 | 0.01 | 0
2035 | NYISO_A-F_2_NYISO_G-I | NYISO_A-F | NYISO_G-I | Internal | Summer | B1 | 10 | 4250 | 1245.61 | 98.27 | 98.28 | 0.01 | 0
2035 | NYISO_A-F_2_NYISO_G-I | NYISO_A-F | NYISO_G-I | Internal | Summer | B2 | 25 | 4250 | 572.86 | 79.15 | 79.16 | 0.01 | 0
2035 | NYISO_A-F_2_NYISO_G-I | NYISO_A-F | NYISO_G-I | Internal | Summer | B3 | 75 | 4250 | 0 | 70.9 | 70.89 | 0.01 | 0
2035 | NYISO_A-F_2_NYISO_G-I | NYISO_A-F | NYISO_G-I | Internal | Summer | B4 | 100 | 4250 | 713.05 | 68.49 | 68.51 | 0.01 | 0
2035 | NYISO_A-F_2_NYISO_G-I | NYISO_A-F | NYISO_G-I | Internal | Summer | B5 | 200 | 4250 | 1356.3 | 64.27 | 64.28 | 0.01 | 0
2035 | NYISO_A-F_2_NYISO_G-I | NYISO_A-F | NYISO_G-I | Internal | Summer | B6 | 300 | 4250 | 1008.92 | 55.16 | 55.18 | 0.01 | 0
2035 | NYISO_A-F_2_NYISO_G-I | NYISO_A-F | NYISO_G-I | Internal | Summer | B7 | 400 | 4250 | 203.89 | 49.58 | 49.59 | 0.01 | 0
2035 | NYISO_A-F_2_NYISO_G-I | NYISO_A-F | NYISO_G-I | Internal | Summer | B8 | 500 | 4250 | 189.54 | 48.17 | 48.18 | 0.01 | 0
2035 | NYISO_A-F_2_NYISO_G-I | NYISO_A-F | NYISO_G-I | Internal | Summer | B9 | 800 | 4250 | 0 | 48.17 | 48.15 | 0.01 | 0
2035 | NYISO_A-F_2_NYISO_G-I | NYISO_A-F | NYISO_G-I | Internal | Summer | B10 | 1262 | 4250 | 0 | 48.17 | 45.37 | 0.01 | 0
2035 | NYISO_A-F_2_NYISO_G-I | NYISO_A-F | NYISO_G-I | Internal | Winter | B16 | 25 | 4250 | 3640.06 | 78.35 | 78.36 | 0.01 | 0
2035 | NYISO_A-F_2_NYISO_G-I | NYISO_A-F | NYISO_G-I | Internal | Winter | B17 | 100 | 4250 | 3265.25 | 62.35 | 62.36 | 0.01 | 0
2035 | NYISO_A-F_2_NYISO_G-I | NYISO_A-F | NYISO_G-I | Internal | Winter | B18 | 400 | 4250 | 2455.88 | 57.29 | 57.3 | 0.01 | 0
2035 | NYISO_A-F_2_NYISO_G-I | NYISO_A-F | NYISO_G-I | Internal | Winter | B19 | 700 | 4250 | 2195.23 | 57.15 | 57.17 | 0.01 | 0
2035 | NYISO_A-F_2_NYISO_G-I | NYISO_A-F | NYISO_G-I | Internal | Winter | B20 | 935 | 4250 | 1573.66 | 56.98 | 56.99 | 0.01 | 0
2035 | NYISO_A-F_2_PJM_ROM | NYISO_A-F | PJM_ROM | Internal | Shoulder | B11 | 25 | 1000 | 1000 | 56.65 | 72.81 | 8 | 8.16
2035 | NYISO_A-F_2_PJM_ROM | NYISO_A-F | PJM_ROM | Internal | Shoulder | B12 | 200 | 1000 | 268.17 | 55.3 | 63.3 | 8 | 0
2035 | NYISO_A-F_2_PJM_ROM | NYISO_A-F | PJM_ROM | Internal | Shoulder | B13 | 600 | 1000 | 0 | 49.46 | 53.52 | 8 | 0
2035 | NYISO_A-F_2_PJM_ROM | NYISO_A-F | PJM_ROM | Internal | Shoulder | B14 | 900 | 1000 | 0 | 49 | 51.47 | 8 | 0
2035 | NYISO_A-F_2_PJM_ROM | NYISO_A-F | PJM_ROM | Internal | Shoulder | B15 | 1203 | 1000 | 0 | 49 | 47.3 | 8 | 0
2035 | NYISO_A-F_2_PJM_ROM | NYISO_A-F | PJM_ROM | Internal | Summer | B1 | 10 | 1000 | 1000 | 98.27 | 110.28 | 8 | 4.01
2035 | NYISO_A-F_2_PJM_ROM | NYISO_A-F | PJM_ROM | Internal | Summer | B2 | 25 | 1000 | 701.25 | 79.15 | 87.15 | 8 | 0
2035 | NYISO_A-F_2_PJM_ROM | NYISO_A-F | PJM_ROM | Internal | Summer | B3 | 75 | 1000 | 1000 | 70.9 | 83.01 | 8 | 4.1
2035 | NYISO_A-F_2_PJM_ROM | NYISO_A-F | PJM_ROM | Internal | Summer | B4 | 100 | 1000 | 1000 | 68.49 | 79.47 | 8 | 2.98
2035 | NYISO_A-F_2_PJM_ROM | NYISO_A-F | PJM_ROM | Internal | Summer | B5 | 200 | 1000 | 1000 | 64.27 | 75.57 | 8 | 3.3
2035 | NYISO_A-F_2_PJM_ROM | NYISO_A-F | PJM_ROM | Internal | Summer | B6 | 300 | 1000 | 0 | 55.16 | 63.16 | 8 | 0
2035 | NYISO_A-F_2_PJM_ROM | NYISO_A-F | PJM_ROM | Internal | Summer | B7 | 400 | 1000 | 0 | 49.58 | 50.26 | 8 | 0
2035 | NYISO_A-F_2_PJM_ROM | NYISO_A-F | PJM_ROM | Internal | Summer | B8 | 500 | 1000 | 0 | 48.17 | 47.96 | 8 | 0
2035 | NYISO_A-F_2_PJM_ROM | NYISO_A-F | PJM_ROM | Internal | Summer | B9 | 800 | 1000 | 0 | 48.17 | 46.35 | 8 | 0
2035 | NYISO_A-F_2_PJM_ROM | NYISO_A-F | PJM_ROM | Internal | Summer | B10 | 1262 | 1000 | 0 | 48.17 | 45.59 | 8 | 0
2035 | NYISO_A-F_2_PJM_ROM | NYISO_A-F | PJM_ROM | Internal | Winter | B16 | 25 | 1000 | 1000 | 78.35 | 86.44 | 8 | 0.09
2035 | NYISO_A-F_2_PJM_ROM | NYISO_A-F | PJM_ROM | Internal | Winter | B17 | 100 | 1000 | 474.74 | 62.35 | 70.35 | 8 | 0
2035 | NYISO_A-F_2_PJM_ROM | NYISO_A-F | PJM_ROM | Internal | Winter | B18 | 400 | 1000 | 0 | 57.29 | 60 | 8 | 0
2035 | NYISO_A-F_2_PJM_ROM | NYISO_A-F | PJM_ROM | Internal | Winter | B19 | 700 | 1000 | 0 | 57.15 | 56.18 | 8 | 0
2035 | NYISO_A-F_2_PJM_ROM | NYISO_A-F | PJM_ROM | Internal | Winter | B20 | 935 | 1000 | 0 | 56.98 | 50.98 | 8 | 0
2035 | NYISO_G-I_2_NEISO | NYISO_G-I | NEISO | Internal | Shoulder | B11 | 25 | 600 | 0 | 56.66 | 50.59 | 3 | 0
2035 | NYISO_G-I_2_NEISO | NYISO_G-I | NEISO | Internal | Shoulder | B12 | 200 | 600 | 0 | 55.31 | 50.59 | 3 | 0
2035 | NYISO_G-I_2_NEISO | NYISO_G-I | NEISO | Internal | Shoulder | B13 | 600 | 600 | 0 | 49.48 | 46 | 3 | 0
2035 | NYISO_G-I_2_NEISO | NYISO_G-I | NEISO | Internal | Shoulder | B14 | 900 | 600 | 0 | 49.01 | 46 | 3 | 0
2035 | NYISO_G-I_2_NEISO | NYISO_G-I | NEISO | Internal | Shoulder | B15 | 1203 | 600 | 0 | 48.99 | 46 | 3 | 0
2035 | NYISO_G-I_2_NEISO | NYISO_G-I | NEISO | Internal | Summer | B1 | 10 | 600 | 0 | 98.28 | 95.29 | 3 | 0
2035 | NYISO_G-I_2_NEISO | NYISO_G-I | NEISO | Internal | Summer | B2 | 25 | 600 | 0 | 79.16 | 76.16 | 3 | 0
2035 | NYISO_G-I_2_NEISO | NYISO_G-I | NEISO | Internal | Summer | B3 | 75 | 600 | 0 | 70.89 | 69.96 | 3 | 0
2035 | NYISO_G-I_2_NEISO | NYISO_G-I | NEISO | Internal | Summer | B4 | 100 | 600 | 0 | 68.51 | 65.52 | 3 | 0
2035 | NYISO_G-I_2_NEISO | NYISO_G-I | NEISO | Internal | Summer | B5 | 200 | 600 | 0 | 64.28 | 58.87 | 3 | 0
2035 | NYISO_G-I_2_NEISO | NYISO_G-I | NEISO | Internal | Summer | B6 | 300 | 600 | 0 | 55.18 | 52.16 | 3 | 0
2035 | NYISO_G-I_2_NEISO | NYISO_G-I | NEISO | Internal | Summer | B7 | 400 | 600 | 0 | 49.59 | 46.58 | 3 | 0
2035 | NYISO_G-I_2_NEISO | NYISO_G-I | NEISO | Internal | Summer | B8 | 500 | 600 | 0 | 48.18 | 45.18 | 3 | 0
2035 | NYISO_G-I_2_NEISO | NYISO_G-I | NEISO | Internal | Summer | B9 | 800 | 600 | 0 | 48.15 | 42.37 | 3 | 0
2035 | NYISO_G-I_2_NEISO | NYISO_G-I | NEISO | Internal | Summer | B10 | 1262 | 600 | 0 | 45.37 | 42.37 | 3 | 0
2035 | NYISO_G-I_2_NEISO | NYISO_G-I | NEISO | Internal | Winter | B16 | 25 | 600 | 0 | 78.36 | 75.35 | 3 | 0
2035 | NYISO_G-I_2_NEISO | NYISO_G-I | NEISO | Internal | Winter | B17 | 100 | 600 | 0 | 62.36 | 60.25 | 3 | 0
2035 | NYISO_G-I_2_NEISO | NYISO_G-I | NEISO | Internal | Winter | B18 | 400 | 600 | 0 | 57.3 | 57.18 | 3 | 0
2035 | NYISO_G-I_2_NEISO | NYISO_G-I | NEISO | Internal | Winter | B19 | 700 | 600 | 0 | 57.17 | 57.18 | 3 | 0
2035 | NYISO_G-I_2_NEISO | NYISO_G-I | NEISO | Internal | Winter | B20 | 935 | 600 | 0 | 56.99 | 57.18 | 3 | 0
2035 | NYISO_G-I_2_NYISO_A-F | NYISO_G-I | NYISO_A-F | Internal | Shoulder | B11 | 25 | 1999 | 0 | 56.66 | 56.65 | 0.01 | 0
2035 | NYISO_G-I_2_NYISO_A-F | NYISO_G-I | NYISO_A-F | Internal | Shoulder | B12 | 200 | 1999 | 0 | 55.31 | 55.3 | 0.01 | 0
2035 | NYISO_G-I_2_NYISO_A-F | NYISO_G-I | NYISO_A-F | Internal | Shoulder | B13 | 600 | 1999 | 0 | 49.48 | 49.46 | 0.01 | 0
2035 | NYISO_G-I_2_NYISO_A-F | NYISO_G-I | NYISO_A-F | Internal | Shoulder | B14 | 900 | 1999 | 0 | 49.01 | 49 | 0.01 | 0
2035 | NYISO_G-I_2_NYISO_A-F | NYISO_G-I | NYISO_A-F | Internal | Shoulder | B15 | 1203 | 1999 | 1281.69 | 48.99 | 49 | 0.01 | 0
2035 | NYISO_G-I_2_NYISO_A-F | NYISO_G-I | NYISO_A-F | Internal | Summer | B1 | 10 | 1999 | 0.01 | 98.28 | 98.27 | 0.01 | 0
2035 | NYISO_G-I_2_NYISO_A-F | NYISO_G-I | NYISO_A-F | Internal | Summer | B2 | 25 | 1999 | 0 | 79.16 | 79.15 | 0.01 | 0
2035 | NYISO_G-I_2_NYISO_A-F | NYISO_G-I | NYISO_A-F | Internal | Summer | B3 | 75 | 1999 | 562.95 | 70.89 | 70.9 | 0.01 | 0
2035 | NYISO_G-I_2_NYISO_A-F | NYISO_G-I | NYISO_A-F | Internal | Summer | B4 | 100 | 1999 | 0 | 68.51 | 68.49 | 0.01 | 0
2035 | NYISO_G-I_2_NYISO_A-F | NYISO_G-I | NYISO_A-F | Internal | Summer | B5 | 200 | 1999 | 0 | 64.28 | 64.27 | 0.01 | 0
2035 | NYISO_G-I_2_NYISO_A-F | NYISO_G-I | NYISO_A-F | Internal | Summer | B6 | 300 | 1999 | 0 | 55.18 | 55.16 | 0.01 | 0
2035 | NYISO_G-I_2_NYISO_A-F | NYISO_G-I | NYISO_A-F | Internal | Summer | B7 | 400 | 1999 | 0 | 49.59 | 49.58 | 0.01 | 0
2035 | NYISO_G-I_2_NYISO_A-F | NYISO_G-I | NYISO_A-F | Internal | Summer | B8 | 500 | 1999 | 0 | 48.18 | 48.17 | 0.01 | 0
2035 | NYISO_G-I_2_NYISO_A-F | NYISO_G-I | NYISO_A-F | Internal | Summer | B9 | 800 | 1999 | 320.65 | 48.15 | 48.17 | 0.01 | 0
2035 | NYISO_G-I_2_NYISO_A-F | NYISO_G-I | NYISO_A-F | Internal | Summer | B10 | 1262 | 1999 | 1999 | 45.37 | 48.17 | 0.01 | 2.78
2035 | NYISO_G-I_2_NYISO_A-F | NYISO_G-I | NYISO_A-F | Internal | Winter | B16 | 25 | 1999 | 0 | 78.36 | 78.35 | 0.01 | 0
2035 | NYISO_G-I_2_NYISO_A-F | NYISO_G-I | NYISO_A-F | Internal | Winter | B17 | 100 | 1999 | 0 | 62.36 | 62.35 | 0.01 | 0
2035 | NYISO_G-I_2_NYISO_A-F | NYISO_G-I | NYISO_A-F | Internal | Winter | B18 | 400 | 1999 | 0 | 57.3 | 57.29 | 0.01 | 0
2035 | NYISO_G-I_2_NYISO_A-F | NYISO_G-I | NYISO_A-F | Internal | Winter | B19 | 700 | 1999 | 0 | 57.17 | 57.15 | 0.01 | 0
2035 | NYISO_G-I_2_NYISO_A-F | NYISO_G-I | NYISO_A-F | Internal | Winter | B20 | 935 | 1999 | 0 | 56.99 | 56.98 | 0.01 | 0
2035 | NYISO_G-I_2_NYISO_J-K | NYISO_G-I | NYISO_J-K | Internal | Shoulder | B11 | 25 | 6130 | 6130 | 56.66 | 66.32 | 0.01 | 9.64
2035 | NYISO_G-I_2_NYISO_J-K | NYISO_G-I | NYISO_J-K | Internal | Shoulder | B12 | 200 | 6130 | 6130 | 55.31 | 66.32 | 0.01 | 11
2035 | NYISO_G-I_2_NYISO_J-K | NYISO_G-I | NYISO_J-K | Internal | Shoulder | B13 | 600 | 6130 | 6130 | 49.48 | 66.32 | 0.01 | 16.83
2035 | NYISO_G-I_2_NYISO_J-K | NYISO_G-I | NYISO_J-K | Internal | Shoulder | B14 | 900 | 6130 | 6130 | 49.01 | 49.95 | 0.01 | 0.92
2035 | NYISO_G-I_2_NYISO_J-K | NYISO_G-I | NYISO_J-K | Internal | Shoulder | B15 | 1203 | 6130 | 4862.68 | 48.99 | 49 | 0.01 | 0
2035 | NYISO_G-I_2_NYISO_J-K | NYISO_G-I | NYISO_J-K | Internal | Summer | B1 | 10 | 6130 | 3935.68 | 98.28 | 98.29 | 0.01 | 0
2035 | NYISO_G-I_2_NYISO_J-K | NYISO_G-I | NYISO_J-K | Internal | Summer | B2 | 25 | 6130 | 4291.58 | 79.16 | 79.17 | 0.01 | 0
2035 | NYISO_G-I_2_NYISO_J-K | NYISO_G-I | NYISO_J-K | Internal | Summer | B3 | 75 | 6130 | 2976 | 70.89 | 70.9 | 0.01 | 0
2035 | NYISO_G-I_2_NYISO_J-K | NYISO_G-I | NYISO_J-K | Internal | Summer | B4 | 100 | 6130 | 4651.25 | 68.51 | 68.52 | 0.01 | 0
2035 | NYISO_G-I_2_NYISO_J-K | NYISO_G-I | NYISO_J-K | Internal | Summer | B5 | 200 | 6130 | 5206.18 | 64.28 | 64.29 | 0.01 | 0
2035 | NYISO_G-I_2_NYISO_J-K | NYISO_G-I | NYISO_J-K | Internal | Summer | B6 | 300 | 6130 | 6130 | 55.18 | 60.88 | 0.01 | 5.69
2035 | NYISO_G-I_2_NYISO_J-K | NYISO_G-I | NYISO_J-K | Internal | Summer | B7 | 400 | 6130 | 6130 | 49.59 | 60.88 | 0.01 | 11.28
2035 | NYISO_G-I_2_NYISO_J-K | NYISO_G-I | NYISO_J-K | Internal | Summer | B8 | 500 | 6130 | 6130 | 48.18 | 60.88 | 0.01 | 12.69
2035 | NYISO_G-I_2_NYISO_J-K | NYISO_G-I | NYISO_J-K | Internal | Summer | B9 | 800 | 6130 | 6130 | 48.15 | 52.94 | 0.01 | 4.77
2035 | NYISO_G-I_2_NYISO_J-K | NYISO_G-I | NYISO_J-K | Internal | Summer | B10 | 1262 | 6130 | 5076.78 | 45.37 | 45.38 | 0.01 | 0
2035 | NYISO_G-I_2_NYISO_J-K | NYISO_G-I | NYISO_J-K | Internal | Winter | B16 | 25 | 6130 | 6130 | 78.36 | 85.18 | 0.01 | 6.81
2035 | NYISO_G-I_2_NYISO_J-K | NYISO_G-I | NYISO_J-K | Internal | Winter | B17 | 100 | 6130 | 6130 | 62.36 | 85.18 | 0.01 | 22.81
2035 | NYISO_G-I_2_NYISO_J-K | NYISO_G-I | NYISO_J-K | Internal | Winter | B18 | 400 | 6130 | 6130 | 57.3 | 85.18 | 0.01 | 27.86
2035 | NYISO_G-I_2_NYISO_J-K | NYISO_G-I | NYISO_J-K | Internal | Winter | B19 | 700 | 6130 | 6130 | 57.17 | 63.72 | 0.01 | 6.54
2035 | NYISO_G-I_2_NYISO_J-K | NYISO_G-I | NYISO_J-K | Internal | Winter | B20 | 935 | 6130 | 6130 | 56.99 | 59.87 | 0.01 | 2.86
2035 | NYISO_G-I_2_PJM_E | NYISO_G-I | PJM_E | Internal | Shoulder | B11 | 25 | 1500 | 1500 | 56.66 | 72.82 | 8 | 8.16
2035 | NYISO_G-I_2_PJM_E | NYISO_G-I | PJM_E | Internal | Shoulder | B12 | 200 | 1500 | 409.61 | 55.31 | 63.31 | 8 | 0
2035 | NYISO_G-I_2_PJM_E | NYISO_G-I | PJM_E | Internal | Shoulder | B13 | 600 | 1500 | 0 | 49.48 | 53.54 | 8 | 0
2035 | NYISO_G-I_2_PJM_E | NYISO_G-I | PJM_E | Internal | Shoulder | B14 | 900 | 1500 | 0 | 49.01 | 51.48 | 8 | 0
2035 | NYISO_G-I_2_PJM_E | NYISO_G-I | PJM_E | Internal | Shoulder | B15 | 1203 | 1500 | 0 | 48.99 | 47.31 | 8 | 0
2035 | NYISO_G-I_2_PJM_E | NYISO_G-I | PJM_E | Internal | Summer | B1 | 10 | 1500 | 1500 | 98.28 | 110.29 | 8 | 4.01
2035 | NYISO_G-I_2_PJM_E | NYISO_G-I | PJM_E | Internal | Summer | B2 | 25 | 1500 | 1281.1 | 79.16 | 87.16 | 8 | 0
2035 | NYISO_G-I_2_PJM_E | NYISO_G-I | PJM_E | Internal | Summer | B3 | 75 | 1500 | 1500 | 70.89 | 83.02 | 8 | 4.13
2035 | NYISO_G-I_2_PJM_E | NYISO_G-I | PJM_E | Internal | Summer | B4 | 100 | 1500 | 1500 | 68.51 | 79.46 | 8 | 2.96
2035 | NYISO_G-I_2_PJM_E | NYISO_G-I | PJM_E | Internal | Summer | B5 | 200 | 1500 | 1500 | 64.28 | 75.58 | 8 | 3.3
2035 | NYISO_G-I_2_PJM_E | NYISO_G-I | PJM_E | Internal | Summer | B6 | 300 | 1500 | 520.31 | 55.18 | 63.18 | 8 | 0
2035 | NYISO_G-I_2_PJM_E | NYISO_G-I | PJM_E | Internal | Summer | B7 | 400 | 1500 | 0 | 49.59 | 50.27 | 8 | 0
2035 | NYISO_G-I_2_PJM_E | NYISO_G-I | PJM_E | Internal | Summer | B8 | 500 | 1500 | 0 | 48.18 | 47.97 | 8 | 0
2035 | NYISO_G-I_2_PJM_E | NYISO_G-I | PJM_E | Internal | Summer | B9 | 800 | 1500 | 0 | 48.15 | 46.91 | 8 | 0
2035 | NYISO_G-I_2_PJM_E | NYISO_G-I | PJM_E | Internal | Summer | B10 | 1262 | 1500 | 0 | 45.37 | 45.6 | 8 | 0
2035 | NYISO_G-I_2_PJM_E | NYISO_G-I | PJM_E | Internal | Winter | B16 | 25 | 1500 | 1500 | 78.36 | 86.45 | 8 | 0.09
2035 | NYISO_G-I_2_PJM_E | NYISO_G-I | PJM_E | Internal | Winter | B17 | 100 | 1500 | 718.1 | 62.36 | 70.36 | 8 | 0
2035 | NYISO_G-I_2_PJM_E | NYISO_G-I | PJM_E | Internal | Winter | B18 | 400 | 1500 | 0 | 57.3 | 60.01 | 8 | 0
2035 | NYISO_G-I_2_PJM_E | NYISO_G-I | PJM_E | Internal | Winter | B19 | 700 | 1500 | 0 | 57.17 | 56.19 | 8 | 0
2035 | NYISO_G-I_2_PJM_E | NYISO_G-I | PJM_E | Internal | Winter | B20 | 935 | 1500 | 0 | 56.99 | 51.52 | 8 | 0
2035 | NYISO_J-K_2_NEISO | NYISO_J-K | NEISO | Internal | Shoulder | B11 | 25 | 0.01 | 0 | 66.32 | 50.59 | 3 | 0.01
2035 | NYISO_J-K_2_NEISO | NYISO_J-K | NEISO | Internal | Shoulder | B12 | 200 | 0.01 | 0 | 66.32 | 50.59 | 3 | 0
2035 | NYISO_J-K_2_NEISO | NYISO_J-K | NEISO | Internal | Shoulder | B13 | 600 | 0.01 | 0 | 66.32 | 46 | 3 | 0
2035 | NYISO_J-K_2_NEISO | NYISO_J-K | NEISO | Internal | Shoulder | B14 | 900 | 0.01 | 0 | 49.95 | 46 | 3 | 0
2035 | NYISO_J-K_2_NEISO | NYISO_J-K | NEISO | Internal | Shoulder | B15 | 1203 | 0.01 | 0 | 49 | 46 | 3 | 0
2035 | NYISO_J-K_2_NEISO | NYISO_J-K | NEISO | Internal | Summer | B1 | 10 | 0.01 | 0 | 98.29 | 95.29 | 3 | 0.08
2035 | NYISO_J-K_2_NEISO | NYISO_J-K | NEISO | Internal | Summer | B2 | 25 | 0.01 | 0 | 79.17 | 76.16 | 3 | 0.02
2035 | NYISO_J-K_2_NEISO | NYISO_J-K | NEISO | Internal | Summer | B3 | 75 | 0.01 | 0 | 70.9 | 69.96 | 3 | 0
2035 | NYISO_J-K_2_NEISO | NYISO_J-K | NEISO | Internal | Summer | B4 | 100 | 0.01 | 0 | 68.52 | 65.52 | 3 | 0.01
2035 | NYISO_J-K_2_NEISO | NYISO_J-K | NEISO | Internal | Summer | B5 | 200 | 0.01 | 0 | 64.29 | 58.87 | 3 | 0
2035 | NYISO_J-K_2_NEISO | NYISO_J-K | NEISO | Internal | Summer | B6 | 300 | 0.01 | 0 | 60.88 | 52.16 | 3 | 0
2035 | NYISO_J-K_2_NEISO | NYISO_J-K | NEISO | Internal | Summer | B7 | 400 | 0.01 | 0 | 60.88 | 46.58 | 3 | 0
2035 | NYISO_J-K_2_NEISO | NYISO_J-K | NEISO | Internal | Summer | B8 | 500 | 0.01 | 0 | 60.88 | 45.18 | 3 | 0
2035 | NYISO_J-K_2_NEISO | NYISO_J-K | NEISO | Internal | Summer | B9 | 800 | 0.01 | 0 | 52.94 | 42.37 | 3 | 0
2035 | NYISO_J-K_2_NEISO | NYISO_J-K | NEISO | Internal | Summer | B10 | 1262 | 0.01 | 0 | 45.38 | 42.37 | 3 | 0
2035 | NYISO_J-K_2_NEISO | NYISO_J-K | NEISO | Internal | Winter | B16 | 25 | 0.01 | 0 | 85.18 | 75.35 | 3 | 0.01
2035 | NYISO_J-K_2_NEISO | NYISO_J-K | NEISO | Internal | Winter | B17 | 100 | 0.01 | 0 | 85.18 | 60.25 | 3 | 0
2035 | NYISO_J-K_2_NEISO | NYISO_J-K | NEISO | Internal | Winter | B18 | 400 | 0.01 | 0 | 85.18 | 57.18 | 3 | 0
2035 | NYISO_J-K_2_NEISO | NYISO_J-K | NEISO | Internal | Winter | B19 | 700 | 0.01 | 0 | 63.72 | 57.18 | 3 | 0
2035 | NYISO_J-K_2_NEISO | NYISO_J-K | NEISO | Internal | Winter | B20 | 935 | 0.01 | 0 | 59.87 | 57.18 | 3 | 0
2035 | NYISO_J-K_2_NYISO_G-I | NYISO_J-K | NYISO_G-I | Internal | Shoulder | B11 | 25 | 1999 | 0 | 66.32 | 56.66 | 0.01 | 0
2035 | NYISO_J-K_2_NYISO_G-I | NYISO_J-K | NYISO_G-I | Internal | Shoulder | B12 | 200 | 1999 | 0 | 66.32 | 55.31 | 0.01 | 0
2035 | NYISO_J-K_2_NYISO_G-I | NYISO_J-K | NYISO_G-I | Internal | Shoulder | B13 | 600 | 1999 | 0 | 66.32 | 49.48 | 0.01 | 0
2035 | NYISO_J-K_2_NYISO_G-I | NYISO_J-K | NYISO_G-I | Internal | Shoulder | B14 | 900 | 1999 | 0 | 49.95 | 49.01 | 0.01 | 0
2035 | NYISO_J-K_2_NYISO_G-I | NYISO_J-K | NYISO_G-I | Internal | Shoulder | B15 | 1203 | 1999 | 0 | 49 | 48.99 | 0.01 | 0
2035 | NYISO_J-K_2_NYISO_G-I | NYISO_J-K | NYISO_G-I | Internal | Summer | B1 | 10 | 1999 | 0.01 | 98.29 | 98.28 | 0.01 | 0
2035 | NYISO_J-K_2_NYISO_G-I | NYISO_J-K | NYISO_G-I | Internal | Summer | B2 | 25 | 1999 | 0 | 79.17 | 79.16 | 0.01 | 0
2035 | NYISO_J-K_2_NYISO_G-I | NYISO_J-K | NYISO_G-I | Internal | Summer | B3 | 75 | 1999 | 0 | 70.9 | 70.89 | 0.01 | 0
2035 | NYISO_J-K_2_NYISO_G-I | NYISO_J-K | NYISO_G-I | Internal | Summer | B4 | 100 | 1999 | 0 | 68.52 | 68.51 | 0.01 | 0
2035 | NYISO_J-K_2_NYISO_G-I | NYISO_J-K | NYISO_G-I | Internal | Summer | B5 | 200 | 1999 | 0 | 64.29 | 64.28 | 0.01 | 0
2035 | NYISO_J-K_2_NYISO_G-I | NYISO_J-K | NYISO_G-I | Internal | Summer | B6 | 300 | 1999 | 0 | 60.88 | 55.18 | 0.01 | 0
2035 | NYISO_J-K_2_NYISO_G-I | NYISO_J-K | NYISO_G-I | Internal | Summer | B7 | 400 | 1999 | 0 | 60.88 | 49.59 | 0.01 | 0
2035 | NYISO_J-K_2_NYISO_G-I | NYISO_J-K | NYISO_G-I | Internal | Summer | B8 | 500 | 1999 | 0 | 60.88 | 48.18 | 0.01 | 0
2035 | NYISO_J-K_2_NYISO_G-I | NYISO_J-K | NYISO_G-I | Internal | Summer | B9 | 800 | 1999 | 0 | 52.94 | 48.15 | 0.01 | 0
2035 | NYISO_J-K_2_NYISO_G-I | NYISO_J-K | NYISO_G-I | Internal | Summer | B10 | 1262 | 1999 | 0 | 45.38 | 45.37 | 0.01 | 0
2035 | NYISO_J-K_2_NYISO_G-I | NYISO_J-K | NYISO_G-I | Internal | Winter | B16 | 25 | 1999 | 0 | 85.18 | 78.36 | 0.01 | 0
2035 | NYISO_J-K_2_NYISO_G-I | NYISO_J-K | NYISO_G-I | Internal | Winter | B17 | 100 | 1999 | 0 | 85.18 | 62.36 | 0.01 | 0
2035 | NYISO_J-K_2_NYISO_G-I | NYISO_J-K | NYISO_G-I | Internal | Winter | B18 | 400 | 1999 | 0 | 85.18 | 57.3 | 0.01 | 0
2035 | NYISO_J-K_2_NYISO_G-I | NYISO_J-K | NYISO_G-I | Internal | Winter | B19 | 700 | 1999 | 0 | 63.72 | 57.17 | 0.01 | 0
2035 | NYISO_J-K_2_NYISO_G-I | NYISO_J-K | NYISO_G-I | Internal | Winter | B20 | 935 | 1999 | 0 | 59.87 | 56.99 | 0.01 | 0
2035 | NYISO_J-K_2_PJM_E | NYISO_J-K | PJM_E | Internal | Shoulder | B11 | 25 | 0.01 | 0 | 66.32 | 72.82 | 8 | 0.02
2035 | NYISO_J-K_2_PJM_E | NYISO_J-K | PJM_E | Internal | Shoulder | B12 | 200 | 0.01 | 0 | 66.32 | 63.31 | 8 | 0
2035 | NYISO_J-K_2_PJM_E | NYISO_J-K | PJM_E | Internal | Shoulder | B13 | 600 | 0.01 | 0 | 66.32 | 53.54 | 8 | 0
2035 | NYISO_J-K_2_PJM_E | NYISO_J-K | PJM_E | Internal | Shoulder | B14 | 900 | 0.01 | 0 | 49.95 | 51.48 | 8 | 0
2035 | NYISO_J-K_2_PJM_E | NYISO_J-K | PJM_E | Internal | Shoulder | B15 | 1203 | 0.01 | 0 | 49 | 47.31 | 8 | 0
2035 | NYISO_J-K_2_PJM_E | NYISO_J-K | PJM_E | Internal | Summer | B1 | 10 | 0.01 | 0 | 98.29 | 110.29 | 8 | 4.07
2035 | NYISO_J-K_2_PJM_E | NYISO_J-K | PJM_E | Internal | Summer | B2 | 25 | 0.01 | 0 | 79.17 | 87.16 | 8 | 0.02
2035 | NYISO_J-K_2_PJM_E | NYISO_J-K | PJM_E | Internal | Summer | B3 | 75 | 0.01 | 0 | 70.9 | 83.02 | 8 | 4.12
2035 | NYISO_J-K_2_PJM_E | NYISO_J-K | PJM_E | Internal | Summer | B4 | 100 | 0.01 | 0 | 68.52 | 79.46 | 8 | 2.95
2035 | NYISO_J-K_2_PJM_E | NYISO_J-K | PJM_E | Internal | Summer | B5 | 200 | 0.01 | 0 | 64.29 | 75.58 | 8 | 3.29
2035 | NYISO_J-K_2_PJM_E | NYISO_J-K | PJM_E | Internal | Summer | B6 | 300 | 0.01 | 0 | 60.88 | 63.18 | 8 | 0
2035 | NYISO_J-K_2_PJM_E | NYISO_J-K | PJM_E | Internal | Summer | B7 | 400 | 0.01 | 0 | 60.88 | 50.27 | 8 | 0
2035 | NYISO_J-K_2_PJM_E | NYISO_J-K | PJM_E | Internal | Summer | B8 | 500 | 0.01 | 0 | 60.88 | 47.97 | 8 | 0
2035 | NYISO_J-K_2_PJM_E | NYISO_J-K | PJM_E | Internal | Summer | B9 | 800 | 0.01 | 0 | 52.94 | 46.91 | 8 | 0
2035 | NYISO_J-K_2_PJM_E | NYISO_J-K | PJM_E | Internal | Summer | B10 | 1262 | 0.01 | 0 | 45.38 | 45.6 | 8 | 0
2035 | NYISO_J-K_2_PJM_E | NYISO_J-K | PJM_E | Internal | Winter | B16 | 25 | 0.01 | 0 | 85.18 | 86.45 | 8 | 0.01
2035 | NYISO_J-K_2_PJM_E | NYISO_J-K | PJM_E | Internal | Winter | B17 | 100 | 0.01 | 0 | 85.18 | 70.36 | 8 | 0
2035 | NYISO_J-K_2_PJM_E | NYISO_J-K | PJM_E | Internal | Winter | B18 | 400 | 0.01 | 0 | 85.18 | 60.01 | 8 | 0
2035 | NYISO_J-K_2_PJM_E | NYISO_J-K | PJM_E | Internal | Winter | B19 | 700 | 0.01 | 0 | 63.72 | 56.19 | 8 | 0
2035 | NYISO_J-K_2_PJM_E | NYISO_J-K | PJM_E | Internal | Winter | B20 | 935 | 0.01 | 0 | 59.87 | 51.52 | 8 | 0
2035 | PJM_E_2_NYISO_G-I | PJM_E | NYISO_G-I | Internal | Shoulder | B11 | 25 | 500 | 0 | 72.82 | 56.66 | 6 | 0
2035 | PJM_E_2_NYISO_G-I | PJM_E | NYISO_G-I | Internal | Shoulder | B12 | 200 | 500 | 0 | 63.31 | 55.31 | 6 | 0
2035 | PJM_E_2_NYISO_G-I | PJM_E | NYISO_G-I | Internal | Shoulder | B13 | 600 | 500 | 0 | 53.54 | 49.48 | 6 | 0
2035 | PJM_E_2_NYISO_G-I | PJM_E | NYISO_G-I | Internal | Shoulder | B14 | 900 | 500 | 0 | 51.48 | 49.01 | 6 | 0
2035 | PJM_E_2_NYISO_G-I | PJM_E | NYISO_G-I | Internal | Shoulder | B15 | 1203 | 500 | 0 | 47.31 | 48.99 | 6 | 0
2035 | PJM_E_2_NYISO_G-I | PJM_E | NYISO_G-I | Internal | Summer | B1 | 10 | 500 | 0 | 110.29 | 98.28 | 6 | 0
2035 | PJM_E_2_NYISO_G-I | PJM_E | NYISO_G-I | Internal | Summer | B2 | 25 | 500 | 0 | 87.16 | 79.16 | 6 | 0
2035 | PJM_E_2_NYISO_G-I | PJM_E | NYISO_G-I | Internal | Summer | B3 | 75 | 500 | 0 | 83.02 | 70.89 | 6 | 0
2035 | PJM_E_2_NYISO_G-I | PJM_E | NYISO_G-I | Internal | Summer | B4 | 100 | 500 | 0 | 79.46 | 68.51 | 6 | 0
2035 | PJM_E_2_NYISO_G-I | PJM_E | NYISO_G-I | Internal | Summer | B5 | 200 | 500 | 0 | 75.58 | 64.28 | 6 | 0
2035 | PJM_E_2_NYISO_G-I | PJM_E | NYISO_G-I | Internal | Summer | B6 | 300 | 500 | 0 | 63.18 | 55.18 | 6 | 0
2035 | PJM_E_2_NYISO_G-I | PJM_E | NYISO_G-I | Internal | Summer | B7 | 400 | 500 | 0 | 50.27 | 49.59 | 6 | 0
2035 | PJM_E_2_NYISO_G-I | PJM_E | NYISO_G-I | Internal | Summer | B8 | 500 | 500 | 0 | 47.97 | 48.18 | 6 | 0
2035 | PJM_E_2_NYISO_G-I | PJM_E | NYISO_G-I | Internal | Summer | B9 | 800 | 500 | 0 | 46.91 | 48.15 | 6 | 0
2035 | PJM_E_2_NYISO_G-I | PJM_E | NYISO_G-I | Internal | Summer | B10 | 1262 | 500 | 0 | 45.6 | 45.37 | 6 | 0
2035 | PJM_E_2_NYISO_G-I | PJM_E | NYISO_G-I | Internal | Winter | B16 | 25 | 500 | 0 | 86.45 | 78.36 | 6 | 0
2035 | PJM_E_2_NYISO_G-I | PJM_E | NYISO_G-I | Internal | Winter | B17 | 100 | 500 | 0 | 70.36 | 62.36 | 6 | 0
2035 | PJM_E_2_NYISO_G-I | PJM_E | NYISO_G-I | Internal | Winter | B18 | 400 | 500 | 0 | 60.01 | 57.3 | 6 | 0
2035 | PJM_E_2_NYISO_G-I | PJM_E | NYISO_G-I | Internal | Winter | B19 | 700 | 500 | 0 | 56.19 | 57.17 | 6 | 0
2035 | PJM_E_2_NYISO_G-I | PJM_E | NYISO_G-I | Internal | Winter | B20 | 935 | 500 | 0 | 51.52 | 56.99 | 6 | 0
2035 | PJM_E_2_NYISO_J-K | PJM_E | NYISO_J-K | Internal | Shoulder | B11 | 25 | 330 | 0 | 72.82 | 66.32 | 6 | 0
2035 | PJM_E_2_NYISO_J-K | PJM_E | NYISO_J-K | Internal | Shoulder | B12 | 200 | 330 | 0 | 63.31 | 66.32 | 6 | 0
2035 | PJM_E_2_NYISO_J-K | PJM_E | NYISO_J-K | Internal | Shoulder | B13 | 600 | 330 | 330 | 53.54 | 66.32 | 6 | 6.78
2035 | PJM_E_2_NYISO_J-K | PJM_E | NYISO_J-K | Internal | Shoulder | B14 | 900 | 330 | 0 | 51.48 | 49.95 | 6 | 0
2035 | PJM_E_2_NYISO_J-K | PJM_E | NYISO_J-K | Internal | Shoulder | B15 | 1203 | 330 | 0 | 47.31 | 49 | 6 | 0
2035 | PJM_E_2_NYISO_J-K | PJM_E | NYISO_J-K | Internal | Summer | B1 | 10 | 330 | 0 | 110.29 | 98.29 | 6 | 0
2035 | PJM_E_2_NYISO_J-K | PJM_E | NYISO_J-K | Internal | Summer | B2 | 25 | 330 | 0 | 87.16 | 79.17 | 6 | 0
2035 | PJM_E_2_NYISO_J-K | PJM_E | NYISO_J-K | Internal | Summer | B3 | 75 | 330 | 0 | 83.02 | 70.9 | 6 | 0
2035 | PJM_E_2_NYISO_J-K | PJM_E | NYISO_J-K | Internal | Summer | B4 | 100 | 330 | 0 | 79.46 | 68.52 | 6 | 0
2035 | PJM_E_2_NYISO_J-K | PJM_E | NYISO_J-K | Internal | Summer | B5 | 200 | 330 | 0 | 75.58 | 64.29 | 6 | 0
2035 | PJM_E_2_NYISO_J-K | PJM_E | NYISO_J-K | Internal | Summer | B6 | 300 | 330 | 0 | 63.18 | 60.88 | 6 | 0
2035 | PJM_E_2_NYISO_J-K | PJM_E | NYISO_J-K | Internal | Summer | B7 | 400 | 330 | 330 | 50.27 | 60.88 | 6 | 4.61
2035 | PJM_E_2_NYISO_J-K | PJM_E | NYISO_J-K | Internal | Summer | B8 | 500 | 330 | 330 | 47.97 | 60.88 | 6 | 6.91
2035 | PJM_E_2_NYISO_J-K | PJM_E | NYISO_J-K | Internal | Summer | B9 | 800 | 330 | 330 | 46.91 | 52.94 | 6 | 0.02
2035 | PJM_E_2_NYISO_J-K | PJM_E | NYISO_J-K | Internal | Summer | B10 | 1262 | 330 | 0 | 45.6 | 45.38 | 6 | 0
2035 | PJM_E_2_NYISO_J-K | PJM_E | NYISO_J-K | Internal | Winter | B16 | 25 | 330 | 0 | 86.45 | 85.18 | 6 | 0
2035 | PJM_E_2_NYISO_J-K | PJM_E | NYISO_J-K | Internal | Winter | B17 | 100 | 330 | 330 | 70.36 | 85.18 | 6 | 8.82
2035 | PJM_E_2_NYISO_J-K | PJM_E | NYISO_J-K | Internal | Winter | B18 | 400 | 330 | 330 | 60.01 | 85.18 | 6 | 19.16
2035 | PJM_E_2_NYISO_J-K | PJM_E | NYISO_J-K | Internal | Winter | B19 | 700 | 330 | 330 | 56.19 | 63.72 | 6 | 1.53
2035 | PJM_E_2_NYISO_J-K | PJM_E | NYISO_J-K | Internal | Winter | B20 | 935 | 330 | 330 | 51.52 | 59.87 | 6 | 2.35
2035 | PJM_E_2_PJM_ROM | PJM_E | PJM_ROM | Internal | Shoulder | B11 | 25 | 8000 | 0 | 72.82 | 72.81 | 0.01 | 0
2035 | PJM_E_2_PJM_ROM | PJM_E | PJM_ROM | Internal | Shoulder | B12 | 200 | 8000 | 0 | 63.31 | 63.3 | 0.01 | 0
2035 | PJM_E_2_PJM_ROM | PJM_E | PJM_ROM | Internal | Shoulder | B13 | 600 | 8000 | 0 | 53.54 | 53.52 | 0.01 | 0
2035 | PJM_E_2_PJM_ROM | PJM_E | PJM_ROM | Internal | Shoulder | B14 | 900 | 8000 | 0 | 51.48 | 51.47 | 0.01 | 0
2035 | PJM_E_2_PJM_ROM | PJM_E | PJM_ROM | Internal | Shoulder | B15 | 1203 | 8000 | 0 | 47.31 | 47.3 | 0.01 | 0
2035 | PJM_E_2_PJM_ROM | PJM_E | PJM_ROM | Internal | Summer | B1 | 10 | 8000 | 0.01 | 110.29 | 110.28 | 0.01 | 0
2035 | PJM_E_2_PJM_ROM | PJM_E | PJM_ROM | Internal | Summer | B2 | 25 | 8000 | 0 | 87.16 | 87.15 | 0.01 | 0
2035 | PJM_E_2_PJM_ROM | PJM_E | PJM_ROM | Internal | Summer | B3 | 75 | 8000 | 0 | 83.02 | 83.01 | 0.01 | 0
2035 | PJM_E_2_PJM_ROM | PJM_E | PJM_ROM | Internal | Summer | B4 | 100 | 8000 | 341.42 | 79.46 | 79.47 | 0.01 | 0
2035 | PJM_E_2_PJM_ROM | PJM_E | PJM_ROM | Internal | Summer | B5 | 200 | 8000 | 0 | 75.58 | 75.57 | 0.01 | 0
2035 | PJM_E_2_PJM_ROM | PJM_E | PJM_ROM | Internal | Summer | B6 | 300 | 8000 | 0 | 63.18 | 63.16 | 0.01 | 0
2035 | PJM_E_2_PJM_ROM | PJM_E | PJM_ROM | Internal | Summer | B7 | 400 | 8000 | 0 | 50.27 | 50.26 | 0.01 | 0
2035 | PJM_E_2_PJM_ROM | PJM_E | PJM_ROM | Internal | Summer | B8 | 500 | 8000 | 0 | 47.97 | 47.96 | 0.01 | 0
2035 | PJM_E_2_PJM_ROM | PJM_E | PJM_ROM | Internal | Summer | B9 | 800 | 8000 | 0 | 46.91 | 46.35 | 0.01 | 0
2035 | PJM_E_2_PJM_ROM | PJM_E | PJM_ROM | Internal | Summer | B10 | 1262 | 8000 | 0 | 45.6 | 45.59 | 0.01 | 0
2035 | PJM_E_2_PJM_ROM | PJM_E | PJM_ROM | Internal | Winter | B16 | 25 | 8000 | 0 | 86.45 | 86.44 | 0.01 | 0
2035 | PJM_E_2_PJM_ROM | PJM_E | PJM_ROM | Internal | Winter | B17 | 100 | 8000 | 0 | 70.36 | 70.35 | 0.01 | 0
2035 | PJM_E_2_PJM_ROM | PJM_E | PJM_ROM | Internal | Winter | B18 | 400 | 8000 | 0 | 60.01 | 60 | 0.01 | 0
2035 | PJM_E_2_PJM_ROM | PJM_E | PJM_ROM | Internal | Winter | B19 | 700 | 8000 | 0 | 56.19 | 56.18 | 0.01 | 0
2035 | PJM_E_2_PJM_ROM | PJM_E | PJM_ROM | Internal | Winter | B20 | 935 | 8000 | 0 | 51.52 | 50.98 | 0.01 | 0
2035 | PJM_ROR_2_MISO_IN | PJM_ROR | MISO_IN | Internal | Shoulder | B11 | 25 | 909 | 0 | 72.82 | 74.8 | 2 | 0
2035 | PJM_ROR_2_MISO_IN | PJM_ROR | MISO_IN | Internal | Shoulder | B12 | 200 | 909 | 0 | 63.28 | 64.77 | 2 | 0
2035 | PJM_ROR_2_MISO_IN | PJM_ROR | MISO_IN | Internal | Shoulder | B13 | 600 | 909 | 0 | 53.51 | 55.5 | 2 | 0
2035 | PJM_ROR_2_MISO_IN | PJM_ROR | MISO_IN | Internal | Shoulder | B14 | 900 | 909 | 0 | 51.46 | 52.77 | 2 | 0
2035 | PJM_ROR_2_MISO_IN | PJM_ROR | MISO_IN | Internal | Shoulder | B15 | 1203 | 909 | 0 | 47.29 | 47.35 | 2 | 0
2035 | PJM_ROR_2_MISO_IN | PJM_ROR | MISO_IN | Internal | Summer | B1 | 10 | 909 | 0.01 | 110.27 | 112.26 | 2 | 0
2035 | PJM_ROR_2_MISO_IN | PJM_ROR | MISO_IN | Internal | Summer | B2 | 25 | 909 | 394.85 | 87.14 | 89.14 | 2 | 0
2035 | PJM_ROR_2_MISO_IN | PJM_ROR | MISO_IN | Internal | Summer | B3 | 75 | 909 | 0 | 82.99 | 84.98 | 2 | 0
2035 | PJM_ROR_2_MISO_IN | PJM_ROR | MISO_IN | Internal | Summer | B4 | 100 | 909 | 909 | 79.49 | 81.59 | 2 | 0.1
2035 | PJM_ROR_2_MISO_IN | PJM_ROR | MISO_IN | Internal | Summer | B5 | 200 | 909 | 154.36 | 75.55 | 77.55 | 2 | 0
2035 | PJM_ROR_2_MISO_IN | PJM_ROR | MISO_IN | Internal | Summer | B6 | 300 | 909 | 0 | 63.14 | 63.89 | 2 | 0
2035 | PJM_ROR_2_MISO_IN | PJM_ROR | MISO_IN | Internal | Summer | B7 | 400 | 909 | 0 | 50.08 | 52.06 | 2 | 0
2035 | PJM_ROR_2_MISO_IN | PJM_ROR | MISO_IN | Internal | Summer | B8 | 500 | 909 | 0 | 46.2 | 46.93 | 2 | 0
2035 | PJM_ROR_2_MISO_IN | PJM_ROR | MISO_IN | Internal | Summer | B9 | 800 | 909 | 0 | 45.58 | 45.83 | 2 | 0
2035 | PJM_ROR_2_MISO_IN | PJM_ROR | MISO_IN | Internal | Summer | B10 | 1262 | 909 | 0 | 45.58 | 45.83 | 2 | 0
2035 | PJM_ROR_2_MISO_IN | PJM_ROR | MISO_IN | Internal | Winter | B16 | 25 | 909 | 0 | 86.43 | 88.41 | 2 | 0
2035 | PJM_ROR_2_MISO_IN | PJM_ROR | MISO_IN | Internal | Winter | B17 | 100 | 909 | 0 | 69.03 | 67.03 | 2 | 0
2035 | PJM_ROR_2_MISO_IN | PJM_ROR | MISO_IN | Internal | Winter | B18 | 400 | 909 | 0 | 57.9 | 59 | 2 | 0
2035 | PJM_ROR_2_MISO_IN | PJM_ROR | MISO_IN | Internal | Winter | B19 | 700 | 909 | 0 | 55.09 | 54.29 | 2 | 0
2035 | PJM_ROR_2_MISO_IN | PJM_ROR | MISO_IN | Internal | Winter | B20 | 935 | 909 | 0 | 50.97 | 50.53 | 2 | 0
2035 | PJM_ROR_2_MISO_MI | PJM_ROR | MISO_MI | Internal | Shoulder | B11 | 25 | 1305 | 0.02 | 72.82 | 74.81 | 2 | 0
2035 | PJM_ROR_2_MISO_MI | PJM_ROR | MISO_MI | Internal | Shoulder | B12 | 200 | 1305 | 0 | 63.28 | 64.78 | 2 | 0
2035 | PJM_ROR_2_MISO_MI | PJM_ROR | MISO_MI | Internal | Shoulder | B13 | 600 | 1305 | 508.62 | 53.51 | 55.51 | 2 | 0
2035 | PJM_ROR_2_MISO_MI | PJM_ROR | MISO_MI | Internal | Shoulder | B14 | 900 | 1305 | 0 | 51.46 | 53.31 | 2 | 0
2035 | PJM_ROR_2_MISO_MI | PJM_ROR | MISO_MI | Internal | Shoulder | B15 | 1203 | 1305 | 0 | 47.29 | 47.37 | 2 | 0
2035 | PJM_ROR_2_MISO_MI | PJM_ROR | MISO_MI | Internal | Summer | B1 | 10 | 1305 | 1194.03 | 110.27 | 112.27 | 2 | 0
2035 | PJM_ROR_2_MISO_MI | PJM_ROR | MISO_MI | Internal | Summer | B2 | 25 | 1305 | 1304.99 | 87.14 | 89.15 | 2 | 0.01
2035 | PJM_ROR_2_MISO_MI | PJM_ROR | MISO_MI | Internal | Summer | B3 | 75 | 1305 | 1255.63 | 82.99 | 84.99 | 2 | 0
2035 | PJM_ROR_2_MISO_MI | PJM_ROR | MISO_MI | Internal | Summer | B4 | 100 | 1305 | 1305 | 79.49 | 81.6 | 2 | 0.12
2035 | PJM_ROR_2_MISO_MI | PJM_ROR | MISO_MI | Internal | Summer | B5 | 200 | 1305 | 1305 | 75.55 | 77.57 | 2 | 0.01
2035 | PJM_ROR_2_MISO_MI | PJM_ROR | MISO_MI | Internal | Summer | B6 | 300 | 1305 | 0 | 63.14 | 63.9 | 2 | 0
2035 | PJM_ROR_2_MISO_MI | PJM_ROR | MISO_MI | Internal | Summer | B7 | 400 | 1305 | 1173.47 | 50.08 | 52.08 | 2 | 0
2035 | PJM_ROR_2_MISO_MI | PJM_ROR | MISO_MI | Internal | Summer | B8 | 500 | 1305 | 1305 | 46.2 | 50.18 | 2 | 1.98
2035 | PJM_ROR_2_MISO_MI | PJM_ROR | MISO_MI | Internal | Summer | B9 | 800 | 1305 | 246.61 | 45.58 | 47.58 | 2 | 0
2035 | PJM_ROR_2_MISO_MI | PJM_ROR | MISO_MI | Internal | Summer | B10 | 1262 | 1305 | 0 | 45.58 | 46.15 | 2 | 0
2035 | PJM_ROR_2_MISO_MI | PJM_ROR | MISO_MI | Internal | Winter | B16 | 25 | 1305 | 124.04 | 86.43 | 88.43 | 2 | 0
2035 | PJM_ROR_2_MISO_MI | PJM_ROR | MISO_MI | Internal | Winter | B17 | 100 | 1305 | 0 | 69.03 | 67.05 | 2 | 0
2035 | PJM_ROR_2_MISO_MI | PJM_ROR | MISO_MI | Internal | Winter | B18 | 400 | 1305 | 0 | 57.9 | 59.02 | 2 | 0
2035 | PJM_ROR_2_MISO_MI | PJM_ROR | MISO_MI | Internal | Winter | B19 | 700 | 1305 | 0 | 55.09 | 54.3 | 2 | 0
2035 | PJM_ROR_2_MISO_MI | PJM_ROR | MISO_MI | Internal | Winter | B20 | 935 | 1305 | 0 | 50.97 | 50.54 | 2 | 0
2035 | PJM_ROR_2_MISO_MO-IL | PJM_ROR | MISO_MO-IL | Internal | Shoulder | B11 | 25 | 1111 | 1111 | 72.82 | 87.82 | 2 | 13
2035 | PJM_ROR_2_MISO_MO-IL | PJM_ROR | MISO_MO-IL | Internal | Shoulder | B12 | 200 | 1111 | 0 | 63.28 | 64.8 | 2 | 0
2035 | PJM_ROR_2_MISO_MO-IL | PJM_ROR | MISO_MO-IL | Internal | Shoulder | B13 | 600 | 1111 | 235.2 | 53.51 | 55.51 | 2 | 0
2035 | PJM_ROR_2_MISO_MO-IL | PJM_ROR | MISO_MO-IL | Internal | Shoulder | B14 | 900 | 1111 | 0 | 51.46 | 53.23 | 2 | 0
2035 | PJM_ROR_2_MISO_MO-IL | PJM_ROR | MISO_MO-IL | Internal | Shoulder | B15 | 1203 | 1111 | 0 | 47.29 | 47.37 | 2 | 0
2035 | PJM_ROR_2_MISO_MO-IL | PJM_ROR | MISO_MO-IL | Internal | Summer | B1 | 10 | 1111 | 1014.8 | 110.27 | 112.27 | 2 | 0
2035 | PJM_ROR_2_MISO_MO-IL | PJM_ROR | MISO_MO-IL | Internal | Summer | B2 | 25 | 1111 | 1111 | 87.14 | 91.98 | 2 | 2.85
2035 | PJM_ROR_2_MISO_MO-IL | PJM_ROR | MISO_MO-IL | Internal | Summer | B3 | 75 | 1111 | 1064.28 | 82.99 | 84.99 | 2 | 0
2035 | PJM_ROR_2_MISO_MO-IL | PJM_ROR | MISO_MO-IL | Internal | Summer | B4 | 100 | 1111 | 1111 | 79.49 | 84.49 | 2 | 3.01
2035 | PJM_ROR_2_MISO_MO-IL | PJM_ROR | MISO_MO-IL | Internal | Summer | B5 | 200 | 1111 | 1111 | 75.55 | 84.49 | 2 | 6.94
2035 | PJM_ROR_2_MISO_MO-IL | PJM_ROR | MISO_MO-IL | Internal | Summer | B6 | 300 | 1111 | 1111 | 63.14 | 75.82 | 2 | 10.68
2035 | PJM_ROR_2_MISO_MO-IL | PJM_ROR | MISO_MO-IL | Internal | Summer | B7 | 400 | 1111 | 668.3 | 50.08 | 52.08 | 2 | 0
2035 | PJM_ROR_2_MISO_MO-IL | PJM_ROR | MISO_MO-IL | Internal | Summer | B8 | 500 | 1111 | 0 | 46.2 | 46.94 | 2 | 0
2035 | PJM_ROR_2_MISO_MO-IL | PJM_ROR | MISO_MO-IL | Internal | Summer | B9 | 800 | 1111 | 0 | 45.58 | 45.84 | 2 | 0
2035 | PJM_ROR_2_MISO_MO-IL | PJM_ROR | MISO_MO-IL | Internal | Summer | B10 | 1262 | 1111 | 0 | 45.58 | 44.74 | 2 | 0
2035 | PJM_ROR_2_MISO_MO-IL | PJM_ROR | MISO_MO-IL | Internal | Winter | B16 | 25 | 1111 | 472.31 | 86.43 | 88.43 | 2 | 0
2035 | PJM_ROR_2_MISO_MO-IL | PJM_ROR | MISO_MO-IL | Internal | Winter | B17 | 100 | 1111 | 0 | 69.03 | 67.05 | 2 | 0
2035 | PJM_ROR_2_MISO_MO-IL | PJM_ROR | MISO_MO-IL | Internal | Winter | B18 | 400 | 1111 | 0 | 57.9 | 59.02 | 2 | 0
2035 | PJM_ROR_2_MISO_MO-IL | PJM_ROR | MISO_MO-IL | Internal | Winter | B19 | 700 | 1111 | 0 | 55.09 | 54.3 | 2 | 0
2035 | PJM_ROR_2_MISO_MO-IL | PJM_ROR | MISO_MO-IL | Internal | Winter | B20 | 935 | 1111 | 0 | 50.97 | 50.4 | 2 | 0
2035 | PJM_ROR_2_MISO_W | PJM_ROR | MISO_W | Internal | Shoulder | B11 | 25 | 709 | 709 | 72.82 | 89.47 | 2 | 14.65
2035 | PJM_ROR_2_MISO_W | PJM_ROR | MISO_W | Internal | Shoulder | B12 | 200 | 709 | 0 | 63.28 | 64.78 | 2 | 0
2035 | PJM_ROR_2_MISO_W | PJM_ROR | MISO_W | Internal | Shoulder | B13 | 600 | 709 | 426.51 | 53.51 | 55.51 | 2 | 0
2035 | PJM_ROR_2_MISO_W | PJM_ROR | MISO_W | Internal | Shoulder | B14 | 900 | 709 | 709 | 51.46 | 54.72 | 2 | 1.26
2035 | PJM_ROR_2_MISO_W | PJM_ROR | MISO_W | Internal | Shoulder | B15 | 1203 | 709 | 0 | 47.29 | 47.35 | 2 | 0
2035 | PJM_ROR_2_MISO_W | PJM_ROR | MISO_W | Internal | Summer | B1 | 10 | 709 | 0.29 | 110.27 | 112.26 | 2 | 0
2035 | PJM_ROR_2_MISO_W | PJM_ROR | MISO_W | Internal | Summer | B2 | 25 | 709 | 709 | 87.14 | 92 | 2 | 2.86
2035 | PJM_ROR_2_MISO_W | PJM_ROR | MISO_W | Internal | Summer | B3 | 75 | 709 | 709 | 82.99 | 92 | 2 | 7
2035 | PJM_ROR_2_MISO_W | PJM_ROR | MISO_W | Internal | Summer | B4 | 100 | 709 | 709 | 79.49 | 87.52 | 2 | 6.04
2035 | PJM_ROR_2_MISO_W | PJM_ROR | MISO_W | Internal | Summer | B5 | 200 | 709 | 709 | 75.55 | 86.8 | 2 | 9.25
2035 | PJM_ROR_2_MISO_W | PJM_ROR | MISO_W | Internal | Summer | B6 | 300 | 709 | 709 | 63.14 | 83.81 | 2 | 18.67
2035 | PJM_ROR_2_MISO_W | PJM_ROR | MISO_W | Internal | Summer | B7 | 400 | 709 | 709 | 50.08 | 52.62 | 2 | 0.55
2035 | PJM_ROR_2_MISO_W | PJM_ROR | MISO_W | Internal | Summer | B8 | 500 | 709 | 709 | 46.2 | 50.31 | 2 | 2.1
2035 | PJM_ROR_2_MISO_W | PJM_ROR | MISO_W | Internal | Summer | B9 | 800 | 709 | 0 | 45.58 | 46.29 | 2 | 0
2035 | PJM_ROR_2_MISO_W | PJM_ROR | MISO_W | Internal | Summer | B10 | 1262 | 709 | 0 | 45.58 | 44.73 | 2 | 0
2035 | PJM_ROR_2_MISO_W | PJM_ROR | MISO_W | Internal | Winter | B16 | 25 | 709 | 0 | 86.43 | 88.41 | 2 | 0
2035 | PJM_ROR_2_MISO_W | PJM_ROR | MISO_W | Internal | Winter | B17 | 100 | 709 | 0 | 69.03 | 67.03 | 2 | 0
2035 | PJM_ROR_2_MISO_W | PJM_ROR | MISO_W | Internal | Winter | B18 | 400 | 709 | 0 | 57.9 | 59.03 | 2 | 0
2035 | PJM_ROR_2_MISO_W | PJM_ROR | MISO_W | Internal | Winter | B19 | 700 | 709 | 430.05 | 55.09 | 57.09 | 2 | 0
2035 | PJM_ROR_2_MISO_W | PJM_ROR | MISO_W | Internal | Winter | B20 | 935 | 709 | 0 | 50.97 | 50.39 | 2 | 0
2035 | PJM_ROR_2_MISO_WUMS | PJM_ROR | MISO_WUMS | Internal | Shoulder | B11 | 25 | 1467 | 158.04 | 72.82 | 74.82 | 2 | 0
2035 | PJM_ROR_2_MISO_WUMS | PJM_ROR | MISO_WUMS | Internal | Shoulder | B12 | 200 | 1467 | 0 | 63.28 | 64.77 | 2 | 0
2035 | PJM_ROR_2_MISO_WUMS | PJM_ROR | MISO_WUMS | Internal | Shoulder | B13 | 600 | 1467 | 0 | 53.51 | 54.99 | 2 | 0
2035 | PJM_ROR_2_MISO_WUMS | PJM_ROR | MISO_WUMS | Internal | Shoulder | B14 | 900 | 1467 | 0 | 51.46 | 51.46 | 2 | 0
2035 | PJM_ROR_2_MISO_WUMS | PJM_ROR | MISO_WUMS | Internal | Shoulder | B15 | 1203 | 1467 | 0 | 47.29 | 47.29 | 2 | 0
2035 | PJM_ROR_2_MISO_WUMS | PJM_ROR | MISO_WUMS | Internal | Summer | B1 | 10 | 1467 | 0 | 110.27 | 80.84 | 2 | 0
2035 | PJM_ROR_2_MISO_WUMS | PJM_ROR | MISO_WUMS | Internal | Summer | B2 | 25 | 1467 | 0 | 87.14 | 80.84 | 2 | 0
2035 | PJM_ROR_2_MISO_WUMS | PJM_ROR | MISO_WUMS | Internal | Summer | B3 | 75 | 1467 | 0 | 82.99 | 80.84 | 2 | 0
2035 | PJM_ROR_2_MISO_WUMS | PJM_ROR | MISO_WUMS | Internal | Summer | B4 | 100 | 1467 | 0 | 79.49 | 80.84 | 2 | 0
2035 | PJM_ROR_2_MISO_WUMS | PJM_ROR | MISO_WUMS | Internal | Summer | B5 | 200 | 1467 | 455.63 | 75.55 | 77.55 | 2 | 0
2035 | PJM_ROR_2_MISO_WUMS | PJM_ROR | MISO_WUMS | Internal | Summer | B6 | 300 | 1467 | 0 | 63.14 | 61.14 | 2 | 0
2035 | PJM_ROR_2_MISO_WUMS | PJM_ROR | MISO_WUMS | Internal | Summer | B7 | 400 | 1467 | 0 | 50.08 | 49.61 | 2 | 0
2035 | PJM_ROR_2_MISO_WUMS | PJM_ROR | MISO_WUMS | Internal | Summer | B8 | 500 | 1467 | 1060.62 | 46.2 | 48.2 | 2 | 0
2035 | PJM_ROR_2_MISO_WUMS | PJM_ROR | MISO_WUMS | Internal | Summer | B9 | 800 | 1467 | 0 | 45.58 | 46.28 | 2 | 0
2035 | PJM_ROR_2_MISO_WUMS | PJM_ROR | MISO_WUMS | Internal | Summer | B10 | 1262 | 1467 | 0 | 45.58 | 45.64 | 2 | 0
2035 | PJM_ROR_2_MISO_WUMS | PJM_ROR | MISO_WUMS | Internal | Winter | B16 | 25 | 1467 | 174.82 | 86.43 | 88.43 | 2 | 0
2035 | PJM_ROR_2_MISO_WUMS | PJM_ROR | MISO_WUMS | Internal | Winter | B17 | 100 | 1467 | 0 | 69.03 | 67.03 | 2 | 0
2035 | PJM_ROR_2_MISO_WUMS | PJM_ROR | MISO_WUMS | Internal | Winter | B18 | 400 | 1467 | 0 | 57.9 | 59.02 | 2 | 0
2035 | PJM_ROR_2_MISO_WUMS | PJM_ROR | MISO_WUMS | Internal | Winter | B19 | 700 | 1467 | 0 | 55.09 | 54.97 | 2 | 0
2035 | PJM_ROR_2_MISO_WUMS | PJM_ROR | MISO_WUMS | Internal | Winter | B20 | 935 | 1467 | 0 | 50.97 | 50.4 | 2 | 0
2035 | PJM_ROR_2_PJM_ROM | PJM_ROR | PJM_ROM | Internal | Shoulder | B11 | 25 | 8000 | 0 | 72.82 | 72.81 | 0.01 | 0
2035 | PJM_ROR_2_PJM_ROM | PJM_ROR | PJM_ROM | Internal | Shoulder | B12 | 200 | 8000 | 4873.3 | 63.28 | 63.3 | 0.01 | 0
2035 | PJM_ROR_2_PJM_ROM | PJM_ROR | PJM_ROM | Internal | Shoulder | B13 | 600 | 8000 | 4210.54 | 53.51 | 53.52 | 0.01 | 0
2035 | PJM_ROR_2_PJM_ROM | PJM_ROR | PJM_ROM | Internal | Shoulder | B14 | 900 | 8000 | 5306.17 | 51.46 | 51.47 | 0.01 | 0
2035 | PJM_ROR_2_PJM_ROM | PJM_ROR | PJM_ROM | Internal | Shoulder | B15 | 1203 | 8000 | 4921.26 | 47.29 | 47.3 | 0.01 | 0
2035 | PJM_ROR_2_PJM_ROM | PJM_ROR | PJM_ROM | Internal | Summer | B1 | 10 | 8000 | 6870.87 | 110.27 | 110.28 | 0.01 | 0
2035 | PJM_ROR_2_PJM_ROM | PJM_ROR | PJM_ROM | Internal | Summer | B2 | 25 | 8000 | 7396.19 | 87.14 | 87.15 | 0.01 | 0
2035 | PJM_ROR_2_PJM_ROM | PJM_ROR | PJM_ROM | Internal | Summer | B3 | 75 | 8000 | 650.25 | 82.99 | 83.01 | 0.01 | 0
2035 | PJM_ROR_2_PJM_ROM | PJM_ROR | PJM_ROM | Internal | Summer | B4 | 100 | 8000 | 0 | 79.49 | 79.47 | 0.01 | 0
2035 | PJM_ROR_2_PJM_ROM | PJM_ROR | PJM_ROM | Internal | Summer | B5 | 200 | 8000 | 1318.81 | 75.55 | 75.57 | 0.01 | 0
2035 | PJM_ROR_2_PJM_ROM | PJM_ROR | PJM_ROM | Internal | Summer | B6 | 300 | 8000 | 8000 | 63.14 | 63.16 | 0.01 | 0
2035 | PJM_ROR_2_PJM_ROM | PJM_ROR | PJM_ROM | Internal | Summer | B7 | 400 | 8000 | 8000 | 50.08 | 50.26 | 0.01 | 0.17
2035 | PJM_ROR_2_PJM_ROM | PJM_ROR | PJM_ROM | Internal | Summer | B8 | 500 | 8000 | 8000 | 46.2 | 47.96 | 0.01 | 1.74
2035 | PJM_ROR_2_PJM_ROM | PJM_ROR | PJM_ROM | Internal | Summer | B9 | 800 | 8000 | 8000 | 45.58 | 46.35 | 0.01 | 0.76
2035 | PJM_ROR_2_PJM_ROM | PJM_ROR | PJM_ROM | Internal | Summer | B10 | 1262 | 8000 | 3126.25 | 45.58 | 45.59 | 0.01 | 0
2035 | PJM_ROR_2_PJM_ROM | PJM_ROR | PJM_ROM | Internal | Winter | B16 | 25 | 8000 | 1050.31 | 86.43 | 86.44 | 0.01 | 0
2035 | PJM_ROR_2_PJM_ROM | PJM_ROR | PJM_ROM | Internal | Winter | B17 | 100 | 8000 | 8000 | 69.03 | 70.35 | 0.01 | 1.3
2035 | PJM_ROR_2_PJM_ROM | PJM_ROR | PJM_ROM | Internal | Winter | B18 | 400 | 8000 | 8000 | 57.9 | 60 | 0.01 | 2.09
2035 | PJM_ROR_2_PJM_ROM | PJM_ROR | PJM_ROM | Internal | Winter | B19 | 700 | 8000 | 8000 | 55.09 | 56.18 | 0.01 | 1.08
2035 | PJM_ROR_2_PJM_ROM | PJM_ROR | PJM_ROM | Internal | Winter | B20 | 935 | 8000 | 7299.45 | 50.97 | 50.98 | 0.01 | 0
2035 | PJM_ROR_2_TVA_Transmission | PJM_ROR | TVA_Transmission | Internal | Shoulder | B11 | 25 | 2500 | 2337.31 | 72.82 | 78.82 | 6 | 0
2035 | PJM_ROR_2_TVA_Transmission | PJM_ROR | TVA_Transmission | Internal | Shoulder | B12 | 200 | 2500 | 0 | 63.28 | 64.26 | 6 | 0
2035 | PJM_ROR_2_TVA_Transmission | PJM_ROR | TVA_Transmission | Internal | Shoulder | B13 | 600 | 2500 | 0 | 53.51 | 57.87 | 6 | 0
2035 | PJM_ROR_2_TVA_Transmission | PJM_ROR | TVA_Transmission | Internal | Shoulder | B14 | 900 | 2500 | 0 | 51.46 | 57.05 | 6 | 0
2035 | PJM_ROR_2_TVA_Transmission | PJM_ROR | TVA_Transmission | Internal | Shoulder | B15 | 1203 | 2500 | 828.48 | 47.29 | 53.29 | 6 | 0
2035 | PJM_ROR_2_TVA_Transmission | PJM_ROR | TVA_Transmission | Internal | Summer | B1 | 10 | 2500 | 0 | 110.27 | 109.56 | 6 | 0
2035 | PJM_ROR_2_TVA_Transmission | PJM_ROR | TVA_Transmission | Internal | Summer | B2 | 25 | 2500 | 1679.68 | 87.14 | 93.14 | 6 | 0
2035 | PJM_ROR_2_TVA_Transmission | PJM_ROR | TVA_Transmission | Internal | Summer | B3 | 75 | 2500 | 0 | 82.99 | 88.5 | 6 | 0
2035 | PJM_ROR_2_TVA_Transmission | PJM_ROR | TVA_Transmission | Internal | Summer | B4 | 100 | 2500 | 2500 | 79.49 | 88.09 | 6 | 2.6
2035 | PJM_ROR_2_TVA_Transmission | PJM_ROR | TVA_Transmission | Internal | Summer | B5 | 200 | 2500 | 2500 | 75.55 | 86.81 | 6 | 5.26
2035 | PJM_ROR_2_TVA_Transmission | PJM_ROR | TVA_Transmission | Internal | Summer | B6 | 300 | 2500 | 181.02 | 63.14 | 69.14 | 6 | 0
2035 | PJM_ROR_2_TVA_Transmission | PJM_ROR | TVA_Transmission | Internal | Summer | B7 | 400 | 2500 | 0 | 50.08 | 55.25 | 6 | 0
2035 | PJM_ROR_2_TVA_Transmission | PJM_ROR | TVA_Transmission | Internal | Summer | B8 | 500 | 2500 | 722.56 | 46.2 | 52.2 | 6 | 0
2035 | PJM_ROR_2_TVA_Transmission | PJM_ROR | TVA_Transmission | Internal | Summer | B9 | 800 | 2500 | 0 | 45.58 | 50.64 | 6 | 0
2035 | PJM_ROR_2_TVA_Transmission | PJM_ROR | TVA_Transmission | Internal | Summer | B10 | 1262 | 2500 | 0 | 45.58 | 50.63 | 6 | 0
2035 | PJM_ROR_2_TVA_Transmission | PJM_ROR | TVA_Transmission | Internal | Winter | B16 | 25 | 2500 | 1877.31 | 86.43 | 92.43 | 6 | 0
2035 | PJM_ROR_2_TVA_Transmission | PJM_ROR | TVA_Transmission | Internal | Winter | B17 | 100 | 2500 | 0 | 69.03 | 68.13 | 6 | 0
2035 | PJM_ROR_2_TVA_Transmission | PJM_ROR | TVA_Transmission | Internal | Winter | B18 | 400 | 2500 | 0 | 57.9 | 61.22 | 6 | 0
2035 | PJM_ROR_2_TVA_Transmission | PJM_ROR | TVA_Transmission | Internal | Winter | B19 | 700 | 2500 | 0 | 55.09 | 59.84 | 6 | 0
2035 | PJM_ROR_2_TVA_Transmission | PJM_ROR | TVA_Transmission | Internal | Winter | B20 | 935 | 2500 | 0 | 50.97 | 55.69 | 6 | 0
2035 | PJM_ROR_2_VACAR | PJM_ROR | VACAR | Internal | Shoulder | B11 | 25 | 3000 | 3000 | 72.82 | 80.82 | 6 | 2
2035 | PJM_ROR_2_VACAR | PJM_ROR | VACAR | Internal | Shoulder | B12 | 200 | 3000 | 0 | 63.28 | 66.72 | 6 | 0
2035 | PJM_ROR_2_VACAR | PJM_ROR | VACAR | Internal | Shoulder | B13 | 600 | 3000 | 0 | 53.51 | 53.89 | 6 | 0
2035 | PJM_ROR_2_VACAR | PJM_ROR | VACAR | Internal | Shoulder | B14 | 900 | 3000 | 0 | 51.46 | 53.89 | 6 | 0
2035 | PJM_ROR_2_VACAR | PJM_ROR | VACAR | Internal | Shoulder | B15 | 1203 | 3000 | 3000 | 47.29 | 53.89 | 6 | 0.6
2035 | PJM_ROR_2_VACAR | PJM_ROR | VACAR | Internal | Summer | B1 | 10 | 3000 | 1404.56 | 110.27 | 116.27 | 6 | 0
2035 | PJM_ROR_2_VACAR | PJM_ROR | VACAR | Internal | Summer | B2 | 25 | 3000 | 889.85 | 87.14 | 93.14 | 6 | 0
2035 | PJM_ROR_2_VACAR | PJM_ROR | VACAR | Internal | Summer | B3 | 75 | 3000 | 3000 | 82.99 | 93.14 | 6 | 4.14
2035 | PJM_ROR_2_VACAR | PJM_ROR | VACAR | Internal | Summer | B4 | 100 | 3000 | 3000 | 79.49 | 90.97 | 6 | 5.48
2035 | PJM_ROR_2_VACAR | PJM_ROR | VACAR | Internal | Summer | B5 | 200 | 3000 | 3000 | 75.55 | 90.97 | 6 | 9.41
2035 | PJM_ROR_2_VACAR | PJM_ROR | VACAR | Internal | Summer | B6 | 300 | 3000 | 3000 | 63.14 | 71.26 | 6 | 2.12
2035 | PJM_ROR_2_VACAR | PJM_ROR | VACAR | Internal | Summer | B7 | 400 | 3000 | 2290.14 | 50.08 | 56.08 | 6 | 0
2035 | PJM_ROR_2_VACAR | PJM_ROR | VACAR | Internal | Summer | B8 | 500 | 3000 | 0 | 46.2 | 51.67 | 6 | 0
2035 | PJM_ROR_2_VACAR | PJM_ROR | VACAR | Internal | Summer | B9 | 800 | 3000 | 3000 | 45.58 | 51.67 | 6 | 0.09
2035 | PJM_ROR_2_VACAR | PJM_ROR | VACAR | Internal | Summer | B10 | 1262 | 3000 | 3000 | 45.58 | 51.67 | 6 | 0.09
2035 | PJM_ROR_2_VACAR | PJM_ROR | VACAR | Internal | Winter | B16 | 25 | 3000 | 3000 | 86.43 | 103.24 | 6 | 10.82
2035 | PJM_ROR_2_VACAR | PJM_ROR | VACAR | Internal | Winter | B17 | 100 | 3000 | 0 | 69.03 | 71.78 | 6 | 0
2035 | PJM_ROR_2_VACAR | PJM_ROR | VACAR | Internal | Winter | B18 | 400 | 3000 | 0 | 57.9 | 58.97 | 6 | 0
2035 | PJM_ROR_2_VACAR | PJM_ROR | VACAR | Internal | Winter | B19 | 700 | 3000 | 0 | 55.09 | 58.97 | 6 | 0
2035 | PJM_ROR_2_VACAR | PJM_ROR | VACAR | Internal | Winter | B20 | 935 | 3000 | 3000 | 50.97 | 58.97 | 6 | 2
2035 | PJM_ROM_2_NYISO_A-F | PJM_ROM | NYISO_A-F | Internal | Shoulder | B11 | 25 | 2000 | 0 | 72.81 | 56.65 | 6 | 0
2035 | PJM_ROM_2_NYISO_A-F | PJM_ROM | NYISO_A-F | Internal | Shoulder | B12 | 200 | 2000 | 0 | 63.3 | 55.3 | 6 | 0
2035 | PJM_ROM_2_NYISO_A-F | PJM_ROM | NYISO_A-F | Internal | Shoulder | B13 | 600 | 2000 | 0 | 53.52 | 49.46 | 6 | 0
2035 | PJM_ROM_2_NYISO_A-F | PJM_ROM | NYISO_A-F | Internal | Shoulder | B14 | 900 | 2000 | 0 | 51.47 | 49 | 6 | 0
2035 | PJM_ROM_2_NYISO_A-F | PJM_ROM | NYISO_A-F | Internal | Shoulder | B15 | 1203 | 2000 | 0 | 47.3 | 49 | 6 | 0
2035 | PJM_ROM_2_NYISO_A-F | PJM_ROM | NYISO_A-F | Internal | Summer | B1 | 10 | 2000 | 0 | 110.28 | 98.27 | 6 | 0
2035 | PJM_ROM_2_NYISO_A-F | PJM_ROM | NYISO_A-F | Internal | Summer | B2 | 25 | 2000 | 0 | 87.15 | 79.15 | 6 | 0
2035 | PJM_ROM_2_NYISO_A-F | PJM_ROM | NYISO_A-F | Internal | Summer | B3 | 75 | 2000 | 0 | 83.01 | 70.9 | 6 | 0
2035 | PJM_ROM_2_NYISO_A-F | PJM_ROM | NYISO_A-F | Internal | Summer | B4 | 100 | 2000 | 0 | 79.47 | 68.49 | 6 | 0
2035 | PJM_ROM_2_NYISO_A-F | PJM_ROM | NYISO_A-F | Internal | Summer | B5 | 200 | 2000 | 0 | 75.57 | 64.27 | 6 | 0
2035 | PJM_ROM_2_NYISO_A-F | PJM_ROM | NYISO_A-F | Internal | Summer | B6 | 300 | 2000 | 0 | 63.16 | 55.16 | 6 | 0
2035 | PJM_ROM_2_NYISO_A-F | PJM_ROM | NYISO_A-F | Internal | Summer | B7 | 400 | 2000 | 0 | 50.26 | 49.58 | 6 | 0
2035 | PJM_ROM_2_NYISO_A-F | PJM_ROM | NYISO_A-F | Internal | Summer | B8 | 500 | 2000 | 0 | 47.96 | 48.17 | 6 | 0
2035 | PJM_ROM_2_NYISO_A-F | PJM_ROM | NYISO_A-F | Internal | Summer | B9 | 800 | 2000 | 0 | 46.35 | 48.17 | 6 | 0
2035 | PJM_ROM_2_NYISO_A-F | PJM_ROM | NYISO_A-F | Internal | Summer | B10 | 1262 | 2000 | 0 | 45.59 | 48.17 | 6 | 0
2035 | PJM_ROM_2_NYISO_A-F | PJM_ROM | NYISO_A-F | Internal | Winter | B16 | 25 | 2000 | 0 | 86.44 | 78.35 | 6 | 0
2035 | PJM_ROM_2_NYISO_A-F | PJM_ROM | NYISO_A-F | Internal | Winter | B17 | 100 | 2000 | 0 | 70.35 | 62.35 | 6 | 0
2035 | PJM_ROM_2_NYISO_A-F | PJM_ROM | NYISO_A-F | Internal | Winter | B18 | 400 | 2000 | 0 | 60 | 57.29 | 6 | 0
2035 | PJM_ROM_2_NYISO_A-F | PJM_ROM | NYISO_A-F | Internal | Winter | B19 | 700 | 2000 | 0 | 56.18 | 57.15 | 6 | 0
2035 | PJM_ROM_2_NYISO_A-F | PJM_ROM | NYISO_A-F | Internal | Winter | B20 | 935 | 2000 | 842.03 | 50.98 | 56.98 | 6 | 0
2035 | PJM_ROM_2_PJM_E | PJM_ROM | PJM_E | Internal | Shoulder | B11 | 25 | 8000 | 2395.16 | 72.81 | 72.82 | 0.01 | 0
2035 | PJM_ROM_2_PJM_E | PJM_ROM | PJM_E | Internal | Shoulder | B12 | 200 | 8000 | 3460.3 | 63.3 | 63.31 | 0.01 | 0
2035 | PJM_ROM_2_PJM_E | PJM_ROM | PJM_E | Internal | Shoulder | B13 | 600 | 8000 | 3604.55 | 53.52 | 53.54 | 0.01 | 0
2035 | PJM_ROM_2_PJM_E | PJM_ROM | PJM_E | Internal | Shoulder | B14 | 900 | 8000 | 4642.05 | 51.47 | 51.48 | 0.01 | 0
2035 | PJM_ROM_2_PJM_E | PJM_ROM | PJM_E | Internal | Shoulder | B15 | 1203 | 8000 | 5621.98 | 47.3 | 47.31 | 0.01 | 0
2035 | PJM_ROM_2_PJM_E | PJM_ROM | PJM_E | Internal | Summer | B1 | 10 | 8000 | 5872.47 | 110.28 | 110.29 | 0.01 | 0
2035 | PJM_ROM_2_PJM_E | PJM_ROM | PJM_E | Internal | Summer | B2 | 25 | 8000 | 6509.48 | 87.15 | 87.16 | 0.01 | 0
2035 | PJM_ROM_2_PJM_E | PJM_ROM | PJM_E | Internal | Summer | B3 | 75 | 8000 | 2379.19 | 83.01 | 83.02 | 0.01 | 0
2035 | PJM_ROM_2_PJM_E | PJM_ROM | PJM_E | Internal | Summer | B4 | 100 | 8000 | 0 | 79.47 | 79.46 | 0.01 | 0
2035 | PJM_ROM_2_PJM_E | PJM_ROM | PJM_E | Internal | Summer | B5 | 200 | 8000 | 4163.38 | 75.57 | 75.58 | 0.01 | 0
2035 | PJM_ROM_2_PJM_E | PJM_ROM | PJM_E | Internal | Summer | B6 | 300 | 8000 | 8000 | 63.16 | 63.18 | 0.01 | 0
2035 | PJM_ROM_2_PJM_E | PJM_ROM | PJM_E | Internal | Summer | B7 | 400 | 8000 | 6864.26 | 50.26 | 50.27 | 0.01 | 0
2035 | PJM_ROM_2_PJM_E | PJM_ROM | PJM_E | Internal | Summer | B8 | 500 | 8000 | 7928.36 | 47.96 | 47.97 | 0.01 | 0
2035 | PJM_ROM_2_PJM_E | PJM_ROM | PJM_E | Internal | Summer | B9 | 800 | 8000 | 8000 | 46.35 | 46.91 | 0.01 | 0.56
2035 | PJM_ROM_2_PJM_E | PJM_ROM | PJM_E | Internal | Summer | B10 | 1262 | 8000 | 6044.99 | 45.59 | 45.6 | 0.01 | 0
2035 | PJM_ROM_2_PJM_E | PJM_ROM | PJM_E | Internal | Winter | B16 | 25 | 8000 | 3881.79 | 86.44 | 86.45 | 0.01 | 0
2035 | PJM_ROM_2_PJM_E | PJM_ROM | PJM_E | Internal | Winter | B17 | 100 | 8000 | 6887.69 | 70.35 | 70.36 | 0.01 | 0
2035 | PJM_ROM_2_PJM_E | PJM_ROM | PJM_E | Internal | Winter | B18 | 400 | 8000 | 7435.55 | 60 | 60.01 | 0.01 | 0
2035 | PJM_ROM_2_PJM_E | PJM_ROM | PJM_E | Internal | Winter | B19 | 700 | 8000 | 7887.48 | 56.18 | 56.19 | 0.01 | 0
2035 | PJM_ROM_2_PJM_E | PJM_ROM | PJM_E | Internal | Winter | B20 | 935 | 8000 | 8000 | 50.98 | 51.52 | 0.01 | 0.53
2035 | PJM_ROM_2_PJM_ROR | PJM_ROM | PJM_ROR | Internal | Shoulder | B11 | 25 | 8000 | 633.93 | 72.81 | 72.82 | 0.01 | 0
2035 | PJM_ROM_2_PJM_ROR | PJM_ROM | PJM_ROR | Internal | Shoulder | B12 | 200 | 8000 | 0 | 63.3 | 63.28 | 0.01 | 0
2035 | PJM_ROM_2_PJM_ROR | PJM_ROM | PJM_ROR | Internal | Shoulder | B13 | 600 | 8000 | 0 | 53.52 | 53.51 | 0.01 | 0
2035 | PJM_ROM_2_PJM_ROR | PJM_ROM | PJM_ROR | Internal | Shoulder | B14 | 900 | 8000 | 0 | 51.47 | 51.46 | 0.01 | 0
2035 | PJM_ROM_2_PJM_ROR | PJM_ROM | PJM_ROR | Internal | Shoulder | B15 | 1203 | 8000 | 0 | 47.3 | 47.29 | 0.01 | 0
2035 | PJM_ROM_2_PJM_ROR | PJM_ROM | PJM_ROR | Internal | Summer | B1 | 10 | 8000 | 0.01 | 110.28 | 110.27 | 0.01 | 0
2035 | PJM_ROM_2_PJM_ROR | PJM_ROM | PJM_ROR | Internal | Summer | B2 | 25 | 8000 | 0 | 87.15 | 87.14 | 0.01 | 0
2035 | PJM_ROM_2_PJM_ROR | PJM_ROM | PJM_ROR | Internal | Summer | B3 | 75 | 8000 | 0 | 83.01 | 82.99 | 0.01 | 0
2035 | PJM_ROM_2_PJM_ROR | PJM_ROM | PJM_ROR | Internal | Summer | B4 | 100 | 8000 | 3241.26 | 79.47 | 79.49 | 0.01 | 0
2035 | PJM_ROM_2_PJM_ROR | PJM_ROM | PJM_ROR | Internal | Summer | B5 | 200 | 8000 | 0 | 75.57 | 75.55 | 0.01 | 0
2035 | PJM_ROM_2_PJM_ROR | PJM_ROM | PJM_ROR | Internal | Summer | B6 | 300 | 8000 | 0 | 63.16 | 63.14 | 0.01 | 0
2035 | PJM_ROM_2_PJM_ROR | PJM_ROM | PJM_ROR | Internal | Summer | B7 | 400 | 8000 | 0 | 50.26 | 50.08 | 0.01 | 0
2035 | PJM_ROM_2_PJM_ROR | PJM_ROM | PJM_ROR | Internal | Summer | B8 | 500 | 8000 | 0 | 47.96 | 46.2 | 0.01 | 0
2035 | PJM_ROM_2_PJM_ROR | PJM_ROM | PJM_ROR | Internal | Summer | B9 | 800 | 8000 | 0 | 46.35 | 45.58 | 0.01 | 0
2035 | PJM_ROM_2_PJM_ROR | PJM_ROM | PJM_ROR | Internal | Summer | B10 | 1262 | 8000 | 0 | 45.59 | 45.58 | 0.01 | 0
2035 | PJM_ROM_2_PJM_ROR | PJM_ROM | PJM_ROR | Internal | Winter | B16 | 25 | 8000 | 0 | 86.44 | 86.43 | 0.01 | 0
2035 | PJM_ROM_2_PJM_ROR | PJM_ROM | PJM_ROR | Internal | Winter | B17 | 100 | 8000 | 0 | 70.35 | 69.03 | 0.01 | 0
2035 | PJM_ROM_2_PJM_ROR | PJM_ROM | PJM_ROR | Internal | Winter | B18 | 400 | 8000 | 0 | 60 | 57.9 | 0.01 | 0
2035 | PJM_ROM_2_PJM_ROR | PJM_ROM | PJM_ROR | Internal | Winter | B19 | 700 | 8000 | 0 | 56.18 | 55.09 | 0.01 | 0
2035 | PJM_ROM_2_PJM_ROR | PJM_ROM | PJM_ROR | Internal | Winter | B20 | 935 | 8000 | 0 | 50.98 | 50.97 | 0.01 | 0
2035 | SOCO_2_FRCC | SOCO | FRCC | Internal | Shoulder | B11 | 25 | 3700 | 0 | 87.82 | 97.59 | 10 | 0
2035 | SOCO_2_FRCC | SOCO | FRCC | Internal | Shoulder | B12 | 200 | 3700 | 0 | 56.72 | 64.6 | 10 | 0
2035 | SOCO_2_FRCC | SOCO | FRCC | Internal | Shoulder | B13 | 600 | 3700 | 0 | 56.72 | 61.92 | 10 | 0
2035 | SOCO_2_FRCC | SOCO | FRCC | Internal | Shoulder | B14 | 900 | 3700 | 0 | 56.72 | 61.92 | 10 | 0
2035 | SOCO_2_FRCC | SOCO | FRCC | Internal | Shoulder | B15 | 1203 | 3700 | 0 | 51.99 | 56.64 | 10 | 0
2035 | SOCO_2_FRCC | SOCO | FRCC | Internal | Summer | B1 | 10 | 3700 | 0 | 112.27 | 104.27 | 10 | 0
2035 | SOCO_2_FRCC | SOCO | FRCC | Internal | Summer | B2 | 25 | 3700 | 0 | 94.27 | 99.8 | 10 | 0
2035 | SOCO_2_FRCC | SOCO | FRCC | Internal | Summer | B3 | 75 | 3700 | 0 | 92.45 | 97.73 | 10 | 0
2035 | SOCO_2_FRCC | SOCO | FRCC | Internal | Summer | B4 | 100 | 3700 | 0 | 92.45 | 97.73 | 10 | 0
2035 | SOCO_2_FRCC | SOCO | FRCC | Internal | Summer | B5 | 200 | 3700 | 0 | 92.45 | 86.28 | 10 | 0
2035 | SOCO_2_FRCC | SOCO | FRCC | Internal | Summer | B6 | 300 | 3700 | 0 | 78.14 | 86.28 | 10 | 0
2035 | SOCO_2_FRCC | SOCO | FRCC | Internal | Summer | B7 | 400 | 3700 | 0 | 62.94 | 72.38 | 10 | 0
2035 | SOCO_2_FRCC | SOCO | FRCC | Internal | Summer | B8 | 500 | 3700 | 0 | 55.15 | 63.49 | 10 | 0
2035 | SOCO_2_FRCC | SOCO | FRCC | Internal | Summer | B9 | 800 | 3700 | 0 | 55.15 | 60.86 | 10 | 0
2035 | SOCO_2_FRCC | SOCO | FRCC | Internal | Summer | B10 | 1262 | 3700 | 0 | 50.59 | 55.69 | 10 | 0
2035 | SOCO_2_FRCC | SOCO | FRCC | Internal | Winter | B16 | 25 | 3700 | 0 | 89.09 | 91.98 | 10 | 0
2035 | SOCO_2_FRCC | SOCO | FRCC | Internal | Winter | B17 | 100 | 3700 | 0 | 60.2 | 67.29 | 10 | 0
2035 | SOCO_2_FRCC | SOCO | FRCC | Internal | Winter | B18 | 400 | 3700 | 0 | 60.2 | 64.83 | 10 | 0
2035 | SOCO_2_FRCC | SOCO | FRCC | Internal | Winter | B19 | 700 | 3700 | 0 | 59.66 | 64.83 | 10 | 0
2035 | SOCO_2_FRCC | SOCO | FRCC | Internal | Winter | B20 | 935 | 3700 | 0 | 55.1 | 59.24 | 10 | 0
2035 | SOCO_2_VACAR | SOCO | VACAR | Internal | Shoulder | B11 | 25 | 2000 | 0 | 87.82 | 80.82 | 10 | 0
2035 | SOCO_2_VACAR | SOCO | VACAR | Internal | Shoulder | B12 | 200 | 2000 | 276.86 | 56.72 | 66.72 | 10 | 0
2035 | SOCO_2_VACAR | SOCO | VACAR | Internal | Shoulder | B13 | 600 | 2000 | 0 | 56.72 | 53.89 | 10 | 0
2035 | SOCO_2_VACAR | SOCO | VACAR | Internal | Shoulder | B14 | 900 | 2000 | 0 | 56.72 | 53.89 | 10 | 0
2035 | SOCO_2_VACAR | SOCO | VACAR | Internal | Shoulder | B15 | 1203 | 2000 | 0 | 51.99 | 53.89 | 10 | 0
2035 | SOCO_2_VACAR | SOCO | VACAR | Internal | Summer | B1 | 10 | 2000 | 0 | 112.27 | 116.27 | 10 | 0
2035 | SOCO_2_VACAR | SOCO | VACAR | Internal | Summer | B2 | 25 | 2000 | 0 | 94.27 | 93.14 | 10 | 0
2035 | SOCO_2_VACAR | SOCO | VACAR | Internal | Summer | B3 | 75 | 2000 | 0 | 92.45 | 93.14 | 10 | 0
2035 | SOCO_2_VACAR | SOCO | VACAR | Internal | Summer | B4 | 100 | 2000 | 0 | 92.45 | 90.97 | 10 | 0
2035 | SOCO_2_VACAR | SOCO | VACAR | Internal | Summer | B5 | 200 | 2000 | 0 | 92.45 | 90.97 | 10 | 0
2035 | SOCO_2_VACAR | SOCO | VACAR | Internal | Summer | B6 | 300 | 2000 | 0 | 78.14 | 71.26 | 10 | 0
2035 | SOCO_2_VACAR | SOCO | VACAR | Internal | Summer | B7 | 400 | 2000 | 0 | 62.94 | 56.08 | 10 | 0
2035 | SOCO_2_VACAR | SOCO | VACAR | Internal | Summer | B8 | 500 | 2000 | 0 | 55.15 | 51.67 | 10 | 0
2035 | SOCO_2_VACAR | SOCO | VACAR | Internal | Summer | B9 | 800 | 2000 | 0 | 55.15 | 51.67 | 10 | 0
2035 | SOCO_2_VACAR | SOCO | VACAR | Internal | Summer | B10 | 1262 | 2000 | 0 | 50.59 | 51.67 | 10 | 0
2035 | SOCO_2_VACAR | SOCO | VACAR | Internal | Winter | B16 | 25 | 2000 | 2000 | 89.09 | 103.24 | 10 | 4.16
2035 | SOCO_2_VACAR | SOCO | VACAR | Internal | Winter | B17 | 100 | 2000 | 2000 | 60.2 | 71.78 | 10 | 1.59
2035 | SOCO_2_VACAR | SOCO | VACAR | Internal | Winter | B18 | 400 | 2000 | 0 | 60.2 | 58.97 | 10 | 0
2035 | SOCO_2_VACAR | SOCO | VACAR | Internal | Winter | B19 | 700 | 2000 | 0 | 59.66 | 58.97 | 10 | 0
2035 | SOCO_2_VACAR | SOCO | VACAR | Internal | Winter | B20 | 935 | 2000 | 0 | 55.1 | 58.97 | 10 | 0
2035 | SPP_N_2_ENT | SPP_N | ENT | Internal | Shoulder | B11 | 25 | 1800 | 0 | 89.48 | 81.48 | 5 | 0
2035 | SPP_N_2_ENT | SPP_N | ENT | Internal | Shoulder | B12 | 200 | 1800 | 0 | 59.8 | 56.8 | 5 | 0
2035 | SPP_N_2_ENT | SPP_N | ENT | Internal | Shoulder | B13 | 600 | 1800 | 0 | 55.52 | 56.38 | 5 | 0
2035 | SPP_N_2_ENT | SPP_N | ENT | Internal | Shoulder | B14 | 900 | 1800 | 0 | 50.78 | 54.83 | 5 | 0
2035 | SPP_N_2_ENT | SPP_N | ENT | Internal | Shoulder | B15 | 1203 | 1800 | 0 | 50.78 | 54.51 | 5 | 0
2035 | SPP_N_2_ENT | SPP_N | ENT | Internal | Summer | B1 | 10 | 1800 | 0 | 107.27 | 104.27 | 5 | 0
2035 | SPP_N_2_ENT | SPP_N | ENT | Internal | Summer | B2 | 25 | 1800 | 0 | 89.77 | 86.27 | 5 | 0
2035 | SPP_N_2_ENT | SPP_N | ENT | Internal | Summer | B3 | 75 | 1800 | 0 | 89.77 | 84.45 | 5 | 0
2035 | SPP_N_2_ENT | SPP_N | ENT | Internal | Summer | B4 | 100 | 1800 | 0 | 87.54 | 84.45 | 5 | 0
2035 | SPP_N_2_ENT | SPP_N | ENT | Internal | Summer | B5 | 200 | 1800 | 0 | 86.81 | 78.81 | 5 | 0
2035 | SPP_N_2_ENT | SPP_N | ENT | Internal | Summer | B6 | 300 | 1800 | 0 | 83.82 | 77.71 | 5 | 0
2035 | SPP_N_2_ENT | SPP_N | ENT | Internal | Summer | B7 | 400 | 1800 | 0 | 59.62 | 54.94 | 5 | 0
2035 | SPP_N_2_ENT | SPP_N | ENT | Internal | Summer | B8 | 500 | 1800 | 0 | 52.58 | 54.94 | 5 | 0
2035 | SPP_N_2_ENT | SPP_N | ENT | Internal | Summer | B9 | 800 | 1800 | 0 | 50.26 | 53.43 | 5 | 0
2035 | SPP_N_2_ENT | SPP_N | ENT | Internal | Summer | B10 | 1262 | 1800 | 0 | 48.19 | 52.74 | 5 | 0
2035 | SPP_N_2_ENT | SPP_N | ENT | Internal | Winter | B16 | 25 | 1800 | 0 | 89.09 | 81.09 | 5 | 0
2035 | SPP_N_2_ENT | SPP_N | ENT | Internal | Winter | B17 | 100 | 1800 | 0 | 62.05 | 60.13 | 5 | 0
2035 | SPP_N_2_ENT | SPP_N | ENT | Internal | Winter | B18 | 400 | 1800 | 0 | 55.28 | 58.8 | 5 | 0
2035 | SPP_N_2_ENT | SPP_N | ENT | Internal | Winter | B19 | 700 | 1800 | 0 | 54.27 | 58.13 | 5 | 0
2035 | SPP_N_2_ENT | SPP_N | ENT | Internal | Winter | B20 | 935 | 1800 | 0 | 53.15 | 58.13 | 5 | 0
2035 | SPP_N_2_MISO_MO-IL | SPP_N | MISO_MO-IL | Internal | Shoulder | B11 | 25 | 2000 | 0 | 89.48 | 87.82 | 5 | 0
2035 | SPP_N_2_MISO_MO-IL | SPP_N | MISO_MO-IL | Internal | Shoulder | B12 | 200 | 2000 | 105.57 | 59.8 | 64.8 | 5 | 0
2035 | SPP_N_2_MISO_MO-IL | SPP_N | MISO_MO-IL | Internal | Shoulder | B13 | 600 | 2000 | 0 | 55.52 | 55.51 | 5 | 0
2035 | SPP_N_2_MISO_MO-IL | SPP_N | MISO_MO-IL | Internal | Shoulder | B14 | 900 | 2000 | 0 | 50.78 | 53.23 | 5 | 0
2035 | SPP_N_2_MISO_MO-IL | SPP_N | MISO_MO-IL | Internal | Shoulder | B15 | 1203 | 2000 | 0 | 50.78 | 47.37 | 5 | 0
2035 | SPP_N_2_MISO_MO-IL | SPP_N | MISO_MO-IL | Internal | Summer | B1 | 10 | 2000 | 617.51 | 107.27 | 112.27 | 5 | 0
2035 | SPP_N_2_MISO_MO-IL | SPP_N | MISO_MO-IL | Internal | Summer | B2 | 25 | 2000 | 0 | 89.77 | 91.98 | 5 | 0
2035 | SPP_N_2_MISO_MO-IL | SPP_N | MISO_MO-IL | Internal | Summer | B3 | 75 | 2000 | 0 | 89.77 | 84.99 | 5 | 0
2035 | SPP_N_2_MISO_MO-IL | SPP_N | MISO_MO-IL | Internal | Summer | B4 | 100 | 2000 | 0 | 87.54 | 84.49 | 5 | 0
2035 | SPP_N_2_MISO_MO-IL | SPP_N | MISO_MO-IL | Internal | Summer | B5 | 200 | 2000 | 0 | 86.81 | 84.49 | 5 | 0
2035 | SPP_N_2_MISO_MO-IL | SPP_N | MISO_MO-IL | Internal | Summer | B6 | 300 | 2000 | 0 | 83.82 | 75.82 | 5 | 0
2035 | SPP_N_2_MISO_MO-IL | SPP_N | MISO_MO-IL | Internal | Summer | B7 | 400 | 2000 | 0 | 59.62 | 52.08 | 5 | 0
2035 | SPP_N_2_MISO_MO-IL | SPP_N | MISO_MO-IL | Internal | Summer | B8 | 500 | 2000 | 0 | 52.58 | 46.94 | 5 | 0
2035 | SPP_N_2_MISO_MO-IL | SPP_N | MISO_MO-IL | Internal | Summer | B9 | 800 | 2000 | 0 | 50.26 | 45.84 | 5 | 0
2035 | SPP_N_2_MISO_MO-IL | SPP_N | MISO_MO-IL | Internal | Summer | B10 | 1262 | 2000 | 0 | 48.19 | 44.74 | 5 | 0
2035 | SPP_N_2_MISO_MO-IL | SPP_N | MISO_MO-IL | Internal | Winter | B16 | 25 | 2000 | 0 | 89.09 | 88.43 | 5 | 0
2035 | SPP_N_2_MISO_MO-IL | SPP_N | MISO_MO-IL | Internal | Winter | B17 | 100 | 2000 | 49.27 | 62.05 | 67.05 | 5 | 0
2035 | SPP_N_2_MISO_MO-IL | SPP_N | MISO_MO-IL | Internal | Winter | B18 | 400 | 2000 | 0 | 55.28 | 59.02 | 5 | 0
2035 | SPP_N_2_MISO_MO-IL | SPP_N | MISO_MO-IL | Internal | Winter | B19 | 700 | 2000 | 0 | 54.27 | 54.3 | 5 | 0
2035 | SPP_N_2_MISO_MO-IL | SPP_N | MISO_MO-IL | Internal | Winter | B20 | 935 | 2000 | 0 | 53.15 | 50.4 | 5 | 0
2035 | SPP_N_2_MISO_W | SPP_N | MISO_W | Internal | Shoulder | B11 | 25 | 750 | 0 | 89.48 | 89.47 | 5 | 0
2035 | SPP_N_2_MISO_W | SPP_N | MISO_W | Internal | Shoulder | B12 | 200 | 750 | 0 | 59.8 | 64.78 | 5 | 0
2035 | SPP_N_2_MISO_W | SPP_N | MISO_W | Internal | Shoulder | B13 | 600 | 750 | 0 | 55.52 | 55.51 | 5 | 0
2035 | SPP_N_2_MISO_W | SPP_N | MISO_W | Internal | Shoulder | B14 | 900 | 750 | 0 | 50.78 | 54.72 | 5 | 0
2035 | SPP_N_2_MISO_W | SPP_N | MISO_W | Internal | Shoulder | B15 | 1203 | 750 | 0 | 50.78 | 47.35 | 5 | 0
2035 | SPP_N_2_MISO_W | SPP_N | MISO_W | Internal | Summer | B1 | 10 | 750 | 0.02 | 107.27 | 112.26 | 5 | 0
2035 | SPP_N_2_MISO_W | SPP_N | MISO_W | Internal | Summer | B2 | 25 | 750 | 0 | 89.77 | 92 | 5 | 0
2035 | SPP_N_2_MISO_W | SPP_N | MISO_W | Internal | Summer | B3 | 75 | 750 | 0 | 89.77 | 92 | 5 | 0
2035 | SPP_N_2_MISO_W | SPP_N | MISO_W | Internal | Summer | B4 | 100 | 750 | 0 | 87.54 | 87.52 | 5 | 0
2035 | SPP_N_2_MISO_W | SPP_N | MISO_W | Internal | Summer | B5 | 200 | 750 | 0 | 86.81 | 86.8 | 5 | 0
2035 | SPP_N_2_MISO_W | SPP_N | MISO_W | Internal | Summer | B6 | 300 | 750 | 0 | 83.82 | 83.81 | 5 | 0
2035 | SPP_N_2_MISO_W | SPP_N | MISO_W | Internal | Summer | B7 | 400 | 750 | 0 | 59.62 | 52.62 | 5 | 0
2035 | SPP_N_2_MISO_W | SPP_N | MISO_W | Internal | Summer | B8 | 500 | 750 | 0 | 52.58 | 50.31 | 5 | 0
2035 | SPP_N_2_MISO_W | SPP_N | MISO_W | Internal | Summer | B9 | 800 | 750 | 0 | 50.26 | 46.29 | 5 | 0
2035 | SPP_N_2_MISO_W | SPP_N | MISO_W | Internal | Summer | B10 | 1262 | 750 | 0 | 48.19 | 44.73 | 5 | 0
2035 | SPP_N_2_MISO_W | SPP_N | MISO_W | Internal | Winter | B16 | 25 | 750 | 0 | 89.09 | 88.41 | 5 | 0
2035 | SPP_N_2_MISO_W | SPP_N | MISO_W | Internal | Winter | B17 | 100 | 750 | 0 | 62.05 | 67.03 | 5 | 0
2035 | SPP_N_2_MISO_W | SPP_N | MISO_W | Internal | Winter | B18 | 400 | 750 | 0 | 55.28 | 59.03 | 5 | 0
2035 | SPP_N_2_MISO_W | SPP_N | MISO_W | Internal | Winter | B19 | 700 | 750 | 0 | 54.27 | 57.09 | 5 | 0
2035 | SPP_N_2_MISO_W | SPP_N | MISO_W | Internal | Winter | B20 | 935 | 750 | 0 | 53.15 | 50.39 | 5 | 0
2035 | SPP_N_2_NE | SPP_N | NE | Internal | Shoulder | B11 | 25 | 330 | 0 | 89.48 | 89.47 | 0.01 | 0
2035 | SPP_N_2_NE | SPP_N | NE | Internal | Shoulder | B12 | 200 | 330 | 0 | 59.8 | 59.78 | 0.01 | 0
2035 | SPP_N_2_NE | SPP_N | NE | Internal | Shoulder | B13 | 600 | 330 | 0 | 55.52 | 55.51 | 0.01 | 0
2035 | SPP_N_2_NE | SPP_N | NE | Internal | Shoulder | B14 | 900 | 330 | 0 | 50.78 | 50.77 | 0.01 | 0
2035 | SPP_N_2_NE | SPP_N | NE | Internal | Shoulder | B15 | 1203 | 330 | 0 | 50.78 | 50.21 | 0.01 | 0
2035 | SPP_N_2_NE | SPP_N | NE | Internal | Summer | B1 | 10 | 330 | 0 | 107.27 | 107.26 | 0.01 | 0
2035 | SPP_N_2_NE | SPP_N | NE | Internal | Summer | B2 | 25 | 330 | 0 | 89.77 | 89.76 | 0.01 | 0
2035 | SPP_N_2_NE | SPP_N | NE | Internal | Summer | B3 | 75 | 330 | 0 | 89.77 | 89.76 | 0.01 | 0
2035 | SPP_N_2_NE | SPP_N | NE | Internal | Summer | B4 | 100 | 330 | 0 | 87.54 | 87.52 | 0.01 | 0
2035 | SPP_N_2_NE | SPP_N | NE | Internal | Summer | B5 | 200 | 330 | 0 | 86.81 | 86.8 | 0.01 | 0
2035 | SPP_N_2_NE | SPP_N | NE | Internal | Summer | B6 | 300 | 330 | 0 | 83.82 | 83.81 | 0.01 | 0
2035 | SPP_N_2_NE | SPP_N | NE | Internal | Summer | B7 | 400 | 330 | 0 | 59.62 | 59.38 | 0.01 | 0
2035 | SPP_N_2_NE | SPP_N | NE | Internal | Summer | B8 | 500 | 330 | 0 | 52.58 | 50.31 | 0.01 | 0
2035 | SPP_N_2_NE | SPP_N | NE | Internal | Summer | B9 | 800 | 330 | 0 | 50.26 | 46.59 | 0.01 | 0
2035 | SPP_N_2_NE | SPP_N | NE | Internal | Summer | B10 | 1262 | 330 | 0 | 48.19 | 39.73 | 0.01 | 0
2035 | SPP_N_2_NE | SPP_N | NE | Internal | Winter | B16 | 25 | 330 | 0 | 89.09 | 88.41 | 0.01 | 0
2035 | SPP_N_2_NE | SPP_N | NE | Internal | Winter | B17 | 100 | 330 | 0 | 62.05 | 62.03 | 0.01 | 0
2035 | SPP_N_2_NE | SPP_N | NE | Internal | Winter | B18 | 400 | 330 | 0 | 55.28 | 55.27 | 0.01 | 0
2035 | SPP_N_2_NE | SPP_N | NE | Internal | Winter | B19 | 700 | 330 | 0 | 54.27 | 54.26 | 0.01 | 0
2035 | SPP_N_2_NE | SPP_N | NE | Internal | Winter | B20 | 935 | 330 | 0 | 53.15 | 47.92 | 0.01 | 0
2035 | SPP_N_2_SPP_S | SPP_N | SPP_S | Internal | Shoulder | B11 | 25 | 4000 | 0 | 89.48 | 74.51 | 0.01 | 0
2035 | SPP_N_2_SPP_S | SPP_N | SPP_S | Internal | Shoulder | B12 | 200 | 4000 | 0 | 59.8 | 54.3 | 0.01 | 0
2035 | SPP_N_2_SPP_S | SPP_N | SPP_S | Internal | Shoulder | B13 | 600 | 4000 | 0 | 55.52 | 54.3 | 0.01 | 0
2035 | SPP_N_2_SPP_S | SPP_N | SPP_S | Internal | Shoulder | B14 | 900 | 4000 | 0 | 50.78 | 49.83 | 0.01 | 0
2035 | SPP_N_2_SPP_S | SPP_N | SPP_S | Internal | Shoulder | B15 | 1203 | 4000 | 0 | 50.78 | 49.83 | 0.01 | 0
2035 | SPP_N_2_SPP_S | SPP_N | SPP_S | Internal | Summer | B1 | 10 | 4000 | 0 | 107.27 | 66.61 | 0.01 | 0
2035 | SPP_N_2_SPP_S | SPP_N | SPP_S | Internal | Summer | B2 | 25 | 4000 | 0 | 89.77 | 76.62 | 0.01 | 0
2035 | SPP_N_2_SPP_S | SPP_N | SPP_S | Internal | Summer | B3 | 75 | 4000 | 0 | 89.77 | 76.62 | 0.01 | 0
2035 | SPP_N_2_SPP_S | SPP_N | SPP_S | Internal | Summer | B4 | 100 | 4000 | 0 | 87.54 | 76.62 | 0.01 | 0
2035 | SPP_N_2_SPP_S | SPP_N | SPP_S | Internal | Summer | B5 | 200 | 4000 | 0 | 86.81 | 75.98 | 0.01 | 0
2035 | SPP_N_2_SPP_S | SPP_N | SPP_S | Internal | Summer | B6 | 300 | 4000 | 0 | 83.82 | 75.98 | 0.01 | 0
2035 | SPP_N_2_SPP_S | SPP_N | SPP_S | Internal | Summer | B7 | 400 | 4000 | 0 | 59.62 | 54.99 | 0.01 | 0
2035 | SPP_N_2_SPP_S | SPP_N | SPP_S | Internal | Summer | B8 | 500 | 4000 | 0 | 52.58 | 52.57 | 0.01 | 0
2035 | SPP_N_2_SPP_S | SPP_N | SPP_S | Internal | Summer | B9 | 800 | 4000 | 1718.2 | 50.26 | 50.28 | 0.01 | 0
2035 | SPP_N_2_SPP_S | SPP_N | SPP_S | Internal | Summer | B10 | 1262 | 4000 | 0 | 48.19 | 48.18 | 0.01 | 0
2035 | SPP_N_2_SPP_S | SPP_N | SPP_S | Internal | Winter | B16 | 25 | 4000 | 0 | 89.09 | 58.2 | 0.01 | 0
2035 | SPP_N_2_SPP_S | SPP_N | SPP_S | Internal | Winter | B17 | 100 | 4000 | 0 | 62.05 | 58.06 | 0.01 | 0
2035 | SPP_N_2_SPP_S | SPP_N | SPP_S | Internal | Winter | B18 | 400 | 4000 | 0 | 55.28 | 53.8 | 0.01 | 0
2035 | SPP_N_2_SPP_S | SPP_N | SPP_S | Internal | Winter | B19 | 700 | 4000 | 0 | 54.27 | 53.19 | 0.01 | 0
2035 | SPP_N_2_SPP_S | SPP_N | SPP_S | Internal | Winter | B20 | 935 | 4000 | 0 | 53.15 | 53.13 | 0.01 | 0
2035 | SPP_S_2_ENT | SPP_S | ENT | Internal | Shoulder | B11 | 25 | 850 | 850 | 74.51 | 81.48 | 5 | 1.97
2035 | SPP_S_2_ENT | SPP_S | ENT | Internal | Shoulder | B12 | 200 | 850 | 0 | 54.3 | 56.8 | 5 | 0
2035 | SPP_S_2_ENT | SPP_S | ENT | Internal | Shoulder | B13 | 600 | 850 | 0 | 54.3 | 56.38 | 5 | 0
2035 | SPP_S_2_ENT | SPP_S | ENT | Internal | Shoulder | B14 | 900 | 850 | 719.6 | 49.83 | 54.83 | 5 | 0
2035 | SPP_S_2_ENT | SPP_S | ENT | Internal | Shoulder | B15 | 1203 | 850 | 0 | 49.83 | 54.51 | 5 | 0
2035 | SPP_S_2_ENT | SPP_S | ENT | Internal | Summer | B1 | 10 | 850 | 850 | 66.61 | 104.27 | 5 | 32.66
2035 | SPP_S_2_ENT | SPP_S | ENT | Internal | Summer | B2 | 25 | 850 | 850 | 76.62 | 86.27 | 5 | 4.65
2035 | SPP_S_2_ENT | SPP_S | ENT | Internal | Summer | B3 | 75 | 850 | 850 | 76.62 | 84.45 | 5 | 2.82
2035 | SPP_S_2_ENT | SPP_S | ENT | Internal | Summer | B4 | 100 | 850 | 850 | 76.62 | 84.45 | 5 | 2.82
2035 | SPP_S_2_ENT | SPP_S | ENT | Internal | Summer | B5 | 200 | 850 | 0 | 75.98 | 78.81 | 5 | 0
2035 | SPP_S_2_ENT | SPP_S | ENT | Internal | Summer | B6 | 300 | 850 | 0 | 75.98 | 77.71 | 5 | 0
2035 | SPP_S_2_ENT | SPP_S | ENT | Internal | Summer | B7 | 400 | 850 | 0 | 54.99 | 54.94 | 5 | 0
2035 | SPP_S_2_ENT | SPP_S | ENT | Internal | Summer | B8 | 500 | 850 | 0 | 52.57 | 54.94 | 5 | 0
2035 | SPP_S_2_ENT | SPP_S | ENT | Internal | Summer | B9 | 800 | 850 | 0 | 50.28 | 53.43 | 5 | 0
2035 | SPP_S_2_ENT | SPP_S | ENT | Internal | Summer | B10 | 1262 | 850 | 0 | 48.18 | 52.74 | 5 | 0
2035 | SPP_S_2_ENT | SPP_S | ENT | Internal | Winter | B16 | 25 | 850 | 850 | 58.2 | 81.09 | 5 | 17.89
2035 | SPP_S_2_ENT | SPP_S | ENT | Internal | Winter | B17 | 100 | 850 | 0 | 58.06 | 60.13 | 5 | 0
2035 | SPP_S_2_ENT | SPP_S | ENT | Internal | Winter | B18 | 400 | 850 | 361.93 | 53.8 | 58.8 | 5 | 0
2035 | SPP_S_2_ENT | SPP_S | ENT | Internal | Winter | B19 | 700 | 850 | 0 | 53.19 | 58.13 | 5 | 0
2035 | SPP_S_2_ENT | SPP_S | ENT | Internal | Winter | B20 | 935 | 850 | 245.35 | 53.13 | 58.13 | 5 | 0
2035 | SPP_S_2_SPP_N | SPP_S | SPP_N | Internal | Shoulder | B11 | 25 | 640 | 640 | 74.51 | 89.48 | 0.01 | 14.96
2035 | SPP_S_2_SPP_N | SPP_S | SPP_N | Internal | Shoulder | B12 | 200 | 640 | 640 | 54.3 | 59.8 | 0.01 | 5.48
2035 | SPP_S_2_SPP_N | SPP_S | SPP_N | Internal | Shoulder | B13 | 600 | 640 | 640 | 54.3 | 55.52 | 0.01 | 1.21
2035 | SPP_S_2_SPP_N | SPP_S | SPP_N | Internal | Shoulder | B14 | 900 | 640 | 640 | 49.83 | 50.78 | 0.01 | 0.94
2035 | SPP_S_2_SPP_N | SPP_S | SPP_N | Internal | Shoulder | B15 | 1203 | 640 | 640 | 49.83 | 50.78 | 0.01 | 0.94
2035 | SPP_S_2_SPP_N | SPP_S | SPP_N | Internal | Summer | B1 | 10 | 640 | 640 | 66.61 | 107.27 | 0.01 | 40.64
2035 | SPP_S_2_SPP_N | SPP_S | SPP_N | Internal | Summer | B2 | 25 | 640 | 640 | 76.62 | 89.77 | 0.01 | 13.14
2035 | SPP_S_2_SPP_N | SPP_S | SPP_N | Internal | Summer | B3 | 75 | 640 | 640 | 76.62 | 89.77 | 0.01 | 13.14
2035 | SPP_S_2_SPP_N | SPP_S | SPP_N | Internal | Summer | B4 | 100 | 640 | 640 | 76.62 | 87.54 | 0.01 | 10.9
2035 | SPP_S_2_SPP_N | SPP_S | SPP_N | Internal | Summer | B5 | 200 | 640 | 640 | 75.98 | 86.81 | 0.01 | 10.82
2035 | SPP_S_2_SPP_N | SPP_S | SPP_N | Internal | Summer | B6 | 300 | 640 | 640 | 75.98 | 83.82 | 0.01 | 7.83
2035 | SPP_S_2_SPP_N | SPP_S | SPP_N | Internal | Summer | B7 | 400 | 640 | 640 | 54.99 | 59.62 | 0.01 | 4.63
2035 | SPP_S_2_SPP_N | SPP_S | SPP_N | Internal | Summer | B8 | 500 | 640 | 430.58 | 52.57 | 52.58 | 0.01 | 0
2035 | SPP_S_2_SPP_N | SPP_S | SPP_N | Internal | Summer | B9 | 800 | 640 | 0 | 50.28 | 50.26 | 0.01 | 0
2035 | SPP_S_2_SPP_N | SPP_S | SPP_N | Internal | Summer | B10 | 1262 | 640 | 389.83 | 48.18 | 48.19 | 0.01 | 0
2035 | SPP_S_2_SPP_N | SPP_S | SPP_N | Internal | Winter | B16 | 25 | 640 | 640 | 58.2 | 89.09 | 0.01 | 30.88
2035 | SPP_S_2_SPP_N | SPP_S | SPP_N | Internal | Winter | B17 | 100 | 640 | 640 | 58.06 | 62.05 | 0.01 | 3.97
2035 | SPP_S_2_SPP_N | SPP_S | SPP_N | Internal | Winter | B18 | 400 | 640 | 640 | 53.8 | 55.28 | 0.01 | 1.48
2035 | SPP_S_2_SPP_N | SPP_S | SPP_N | Internal | Winter | B19 | 700 | 640 | 640 | 53.19 | 54.27 | 0.01 | 1.07
2035 | SPP_S_2_SPP_N | SPP_S | SPP_N | Internal | Winter | B20 | 935 | 640 | 239.99 | 53.13 | 53.15 | 0.01 | 0
2035 | TVA_2_ENT | TVA | ENT | Internal | Shoulder | B11 | 25 | 500 | 0 | 78.83 | 81.48 | 9 | 0
2035 | TVA_2_ENT | TVA | ENT | Internal | Shoulder | B12 | 200 | 500 | 0 | 58.35 | 56.8 | 9 | 0
2035 | TVA_2_ENT | TVA | ENT | Internal | Shoulder | B13 | 600 | 500 | 0 | 56.79 | 56.38 | 9 | 0
2035 | TVA_2_ENT | TVA | ENT | Internal | Shoulder | B14 | 900 | 500 | 0 | 56.79 | 54.83 | 9 | 0
2035 | TVA_2_ENT | TVA | ENT | Internal | Shoulder | B15 | 1203 | 500 | 0 | 53.3 | 54.51 | 9 | 0
2035 | TVA_2_ENT | TVA | ENT | Internal | Summer | B1 | 10 | 500 | 0 | 97.33 | 104.27 | 9 | 0
2035 | TVA_2_ENT | TVA | ENT | Internal | Summer | B2 | 25 | 500 | 0 | 93.15 | 86.27 | 9 | 0
2035 | TVA_2_ENT | TVA | ENT | Internal | Summer | B3 | 75 | 500 | 0 | 88.1 | 84.45 | 9 | 0
2035 | TVA_2_ENT | TVA | ENT | Internal | Summer | B4 | 100 | 500 | 0 | 88.1 | 84.45 | 9 | 0
2035 | TVA_2_ENT | TVA | ENT | Internal | Summer | B5 | 200 | 500 | 0 | 86.82 | 78.81 | 9 | 0
2035 | TVA_2_ENT | TVA | ENT | Internal | Summer | B6 | 300 | 500 | 0 | 68.99 | 77.71 | 9 | 0
2035 | TVA_2_ENT | TVA | ENT | Internal | Summer | B7 | 400 | 500 | 0 | 54.44 | 54.94 | 9 | 0
2035 | TVA_2_ENT | TVA | ENT | Internal | Summer | B8 | 500 | 500 | 0 | 52.22 | 54.94 | 9 | 0
2035 | TVA_2_ENT | TVA | ENT | Internal | Summer | B9 | 800 | 500 | 0 | 49.96 | 53.43 | 9 | 0
2035 | TVA_2_ENT | TVA | ENT | Internal | Summer | B10 | 1262 | 500 | 0 | 49.96 | 52.74 | 9 | 0
2035 | TVA_2_ENT | TVA | ENT | Internal | Winter | B16 | 25 | 500 | 0 | 92.44 | 81.09 | 9 | 0
2035 | TVA_2_ENT | TVA | ENT | Internal | Winter | B17 | 100 | 500 | 0 | 68.14 | 60.13 | 9 | 0
2035 | TVA_2_ENT | TVA | ENT | Internal | Winter | B18 | 400 | 500 | 0 | 59.21 | 58.8 | 9 | 0
2035 | TVA_2_ENT | TVA | ENT | Internal | Winter | B19 | 700 | 500 | 0 | 59.21 | 58.13 | 9 | 0
2035 | TVA_2_ENT | TVA | ENT | Internal | Winter | B20 | 935 | 500 | 0 | 54.76 | 58.13 | 9 | 0
2035 | TVA_2_MISO_MO-IL | TVA | MISO_MO-IL | Internal | Shoulder | B11 | 25 | 50 | 0.02 | 78.83 | 87.82 | 9 | 0
2035 | TVA_2_MISO_MO-IL | TVA | MISO_MO-IL | Internal | Shoulder | B12 | 200 | 50 | 0 | 58.35 | 64.8 | 9 | 0
2035 | TVA_2_MISO_MO-IL | TVA | MISO_MO-IL | Internal | Shoulder | B13 | 600 | 50 | 0 | 56.79 | 55.51 | 9 | 0
2035 | TVA_2_MISO_MO-IL | TVA | MISO_MO-IL | Internal | Shoulder | B14 | 900 | 50 | 0 | 56.79 | 53.23 | 9 | 0
2035 | TVA_2_MISO_MO-IL | TVA | MISO_MO-IL | Internal | Shoulder | B15 | 1203 | 50 | 0 | 53.3 | 47.37 | 9 | 0
2035 | TVA_2_MISO_MO-IL | TVA | MISO_MO-IL | Internal | Summer | B1 | 10 | 50 | 50 | 97.33 | 112.27 | 9 | 5.94
2035 | TVA_2_MISO_MO-IL | TVA | MISO_MO-IL | Internal | Summer | B2 | 25 | 50 | 0 | 93.15 | 91.98 | 9 | 0
2035 | TVA_2_MISO_MO-IL | TVA | MISO_MO-IL | Internal | Summer | B3 | 75 | 50 | 0 | 88.1 | 84.99 | 9 | 0
2035 | TVA_2_MISO_MO-IL | TVA | MISO_MO-IL | Internal | Summer | B4 | 100 | 50 | 0 | 88.1 | 84.49 | 9 | 0
2035 | TVA_2_MISO_MO-IL | TVA | MISO_MO-IL | Internal | Summer | B5 | 200 | 50 | 0 | 86.82 | 84.49 | 9 | 0
2035 | TVA_2_MISO_MO-IL | TVA | MISO_MO-IL | Internal | Summer | B6 | 300 | 50 | 0 | 68.99 | 75.82 | 9 | 0
2035 | TVA_2_MISO_MO-IL | TVA | MISO_MO-IL | Internal | Summer | B7 | 400 | 50 | 0 | 54.44 | 52.08 | 9 | 0
2035 | TVA_2_MISO_MO-IL | TVA | MISO_MO-IL | Internal | Summer | B8 | 500 | 50 | 0 | 52.22 | 46.94 | 9 | 0
2035 | TVA_2_MISO_MO-IL | TVA | MISO_MO-IL | Internal | Summer | B9 | 800 | 50 | 0 | 49.96 | 45.84 | 9 | 0
2035 | TVA_2_MISO_MO-IL | TVA | MISO_MO-IL | Internal | Summer | B10 | 1262 | 50 | 0 | 49.96 | 44.74 | 9 | 0
2035 | TVA_2_MISO_MO-IL | TVA | MISO_MO-IL | Internal | Winter | B16 | 25 | 50 | 0 | 92.44 | 88.43 | 9 | 0
2035 | TVA_2_MISO_MO-IL | TVA | MISO_MO-IL | Internal | Winter | B17 | 100 | 50 | 0 | 68.14 | 67.05 | 9 | 0
2035 | TVA_2_MISO_MO-IL | TVA | MISO_MO-IL | Internal | Winter | B18 | 400 | 50 | 0 | 59.21 | 59.02 | 9 | 0
2035 | TVA_2_MISO_MO-IL | TVA | MISO_MO-IL | Internal | Winter | B19 | 700 | 50 | 0 | 59.21 | 54.3 | 9 | 0
2035 | TVA_2_MISO_MO-IL | TVA | MISO_MO-IL | Internal | Winter | B20 | 935 | 50 | 0 | 54.76 | 50.4 | 9 | 0
2035 | TVA_2_NonRTO_Midwest | TVA | NonRTO_Midwest | Internal | Shoulder | B11 | 25 | 100 | 0 | 78.83 | 82.8 | 9 | 0
2035 | TVA_2_NonRTO_Midwest | TVA | NonRTO_Midwest | Internal | Shoulder | B12 | 200 | 100 | 100 | 58.35 | 72.77 | 9 | 5.42
2035 | TVA_2_NonRTO_Midwest | TVA | NonRTO_Midwest | Internal | Shoulder | B13 | 600 | 100 | 0 | 56.79 | 58.98 | 9 | 0
2035 | TVA_2_NonRTO_Midwest | TVA | NonRTO_Midwest | Internal | Shoulder | B14 | 900 | 100 | 0 | 56.79 | 51.23 | 9 | 0
2035 | TVA_2_NonRTO_Midwest | TVA | NonRTO_Midwest | Internal | Shoulder | B15 | 1203 | 100 | 0 | 53.3 | 51.23 | 9 | 0
2035 | TVA_2_NonRTO_Midwest | TVA | NonRTO_Midwest | Internal | Summer | B1 | 10 | 100 | 0 | 97.33 | 104.26 | 9 | 0
2035 | TVA_2_NonRTO_Midwest | TVA | NonRTO_Midwest | Internal | Summer | B2 | 25 | 100 | 0 | 93.15 | 90.25 | 9 | 0
2035 | TVA_2_NonRTO_Midwest | TVA | NonRTO_Midwest | Internal | Summer | B3 | 75 | 100 | 0 | 88.1 | 90.25 | 9 | 0
2035 | TVA_2_NonRTO_Midwest | TVA | NonRTO_Midwest | Internal | Summer | B4 | 100 | 100 | 0 | 88.1 | 89.59 | 9 | 0
2035 | TVA_2_NonRTO_Midwest | TVA | NonRTO_Midwest | Internal | Summer | B5 | 200 | 100 | 0 | 86.82 | 85.55 | 9 | 0
2035 | TVA_2_NonRTO_Midwest | TVA | NonRTO_Midwest | Internal | Summer | B6 | 300 | 100 | 0 | 68.99 | 71.89 | 9 | 0
2035 | TVA_2_NonRTO_Midwest | TVA | NonRTO_Midwest | Internal | Summer | B7 | 400 | 100 | 0 | 54.44 | 49.64 | 9 | 0
2035 | TVA_2_NonRTO_Midwest | TVA | NonRTO_Midwest | Internal | Summer | B8 | 500 | 100 | 0 | 52.22 | 49.64 | 9 | 0
2035 | TVA_2_NonRTO_Midwest | TVA | NonRTO_Midwest | Internal | Summer | B9 | 800 | 100 | 0 | 49.96 | 49.64 | 9 | 0
2035 | TVA_2_NonRTO_Midwest | TVA | NonRTO_Midwest | Internal | Summer | B10 | 1262 | 100 | 0 | 49.96 | 46.16 | 9 | 0
2035 | TVA_2_NonRTO_Midwest | TVA | NonRTO_Midwest | Internal | Winter | B16 | 25 | 100 | 0 | 92.44 | 96.41 | 9 | 0
2035 | TVA_2_NonRTO_Midwest | TVA | NonRTO_Midwest | Internal | Winter | B17 | 100 | 100 | 0 | 68.14 | 75.03 | 9 | 0
2035 | TVA_2_NonRTO_Midwest | TVA | NonRTO_Midwest | Internal | Winter | B18 | 400 | 100 | 0 | 59.21 | 65.01 | 9 | 0
2035 | TVA_2_NonRTO_Midwest | TVA | NonRTO_Midwest | Internal | Winter | B19 | 700 | 100 | 0 | 59.21 | 54.72 | 9 | 0
2035 | TVA_2_NonRTO_Midwest | TVA | NonRTO_Midwest | Internal | Winter | B20 | 935 | 100 | 0 | 54.76 | 54.72 | 9 | 0
2035 | TVA_2_PJM_ROR | TVA | PJM_ROR | Internal | Shoulder | B11 | 25 | 500 | 0 | 78.83 | 72.82 | 9 | 0
2035 | TVA_2_PJM_ROR | TVA | PJM_ROR | Internal | Shoulder | B12 | 200 | 500 | 0 | 58.35 | 63.28 | 9 | 0
2035 | TVA_2_PJM_ROR | TVA | PJM_ROR | Internal | Shoulder | B13 | 600 | 500 | 0 | 56.79 | 53.51 | 9 | 0
2035 | TVA_2_PJM_ROR | TVA | PJM_ROR | Internal | Shoulder | B14 | 900 | 500 | 0 | 56.79 | 51.46 | 9 | 0
2035 | TVA_2_PJM_ROR | TVA | PJM_ROR | Internal | Shoulder | B15 | 1203 | 500 | 0 | 53.3 | 47.29 | 9 | 0
2035 | TVA_2_PJM_ROR | TVA | PJM_ROR | Internal | Summer | B1 | 10 | 500 | 500 | 97.33 | 110.27 | 9 | 3.94
2035 | TVA_2_PJM_ROR | TVA | PJM_ROR | Internal | Summer | B2 | 25 | 500 | 0 | 93.15 | 87.14 | 9 | 0
2035 | TVA_2_PJM_ROR | TVA | PJM_ROR | Internal | Summer | B3 | 75 | 500 | 0 | 88.1 | 82.99 | 9 | 0
2035 | TVA_2_PJM_ROR | TVA | PJM_ROR | Internal | Summer | B4 | 100 | 500 | 0 | 88.1 | 79.49 | 9 | 0
2035 | TVA_2_PJM_ROR | TVA | PJM_ROR | Internal | Summer | B5 | 200 | 500 | 0 | 86.82 | 75.55 | 9 | 0
2035 | TVA_2_PJM_ROR | TVA | PJM_ROR | Internal | Summer | B6 | 300 | 500 | 0 | 68.99 | 63.14 | 9 | 0
2035 | TVA_2_PJM_ROR | TVA | PJM_ROR | Internal | Summer | B7 | 400 | 500 | 0 | 54.44 | 50.08 | 9 | 0
2035 | TVA_2_PJM_ROR | TVA | PJM_ROR | Internal | Summer | B8 | 500 | 500 | 0 | 52.22 | 46.2 | 9 | 0
2035 | TVA_2_PJM_ROR | TVA | PJM_ROR | Internal | Summer | B9 | 800 | 500 | 0 | 49.96 | 45.58 | 9 | 0
2035 | TVA_2_PJM_ROR | TVA | PJM_ROR | Internal | Summer | B10 | 1262 | 500 | 0 | 49.96 | 45.58 | 9 | 0
2035 | TVA_2_PJM_ROR | TVA | PJM_ROR | Internal | Winter | B16 | 25 | 500 | 0 | 92.44 | 86.43 | 9 | 0
2035 | TVA_2_PJM_ROR | TVA | PJM_ROR | Internal | Winter | B17 | 100 | 500 | 0 | 68.14 | 69.03 | 9 | 0
2035 | TVA_2_PJM_ROR | TVA | PJM_ROR | Internal | Winter | B18 | 400 | 500 | 0 | 59.21 | 57.9 | 9 | 0
2035 | TVA_2_PJM_ROR | TVA | PJM_ROR | Internal | Winter | B19 | 700 | 500 | 0 | 59.21 | 55.09 | 9 | 0
2035 | TVA_2_PJM_ROR | TVA | PJM_ROR | Internal | Winter | B20 | 935 | 500 | 0 | 54.76 | 50.97 | 9 | 0
2035 | TVA_2_SOCO | TVA | SOCO | Internal | Shoulder | B11 | 25 | 500 | 0 | 78.83 | 87.82 | 9 | 0
2035 | TVA_2_SOCO | TVA | SOCO | Internal | Shoulder | B12 | 200 | 500 | 0 | 58.35 | 56.72 | 9 | 0
2035 | TVA_2_SOCO | TVA | SOCO | Internal | Shoulder | B13 | 600 | 500 | 0 | 56.79 | 56.72 | 9 | 0
2035 | TVA_2_SOCO | TVA | SOCO | Internal | Shoulder | B14 | 900 | 500 | 0 | 56.79 | 56.72 | 9 | 0
2035 | TVA_2_SOCO | TVA | SOCO | Internal | Shoulder | B15 | 1203 | 500 | 0 | 53.3 | 51.99 | 9 | 0
2035 | TVA_2_SOCO | TVA | SOCO | Internal | Summer | B1 | 10 | 500 | 500 | 97.33 | 112.27 | 9 | 5.94
2035 | TVA_2_SOCO | TVA | SOCO | Internal | Summer | B2 | 25 | 500 | 0 | 93.15 | 94.27 | 9 | 0
2035 | TVA_2_SOCO | TVA | SOCO | Internal | Summer | B3 | 75 | 500 | 0 | 88.1 | 92.45 | 9 | 0
2035 | TVA_2_SOCO | TVA | SOCO | Internal | Summer | B4 | 100 | 500 | 0 | 88.1 | 92.45 | 9 | 0
2035 | TVA_2_SOCO | TVA | SOCO | Internal | Summer | B5 | 200 | 500 | 0 | 86.82 | 92.45 | 9 | 0
2035 | TVA_2_SOCO | TVA | SOCO | Internal | Summer | B6 | 300 | 500 | 500 | 68.99 | 78.14 | 9 | 0.16
2035 | TVA_2_SOCO | TVA | SOCO | Internal | Summer | B7 | 400 | 500 | 0 | 54.44 | 62.94 | 9 | 0
2035 | TVA_2_SOCO | TVA | SOCO | Internal | Summer | B8 | 500 | 500 | 0 | 52.22 | 55.15 | 9 | 0
2035 | TVA_2_SOCO | TVA | SOCO | Internal | Summer | B9 | 800 | 500 | 0 | 49.96 | 55.15 | 9 | 0
2035 | TVA_2_SOCO | TVA | SOCO | Internal | Summer | B10 | 1262 | 500 | 0 | 49.96 | 50.59 | 9 | 0
2035 | TVA_2_SOCO | TVA | SOCO | Internal | Winter | B16 | 25 | 500 | 0 | 92.44 | 89.09 | 9 | 0
2035 | TVA_2_SOCO | TVA | SOCO | Internal | Winter | B17 | 100 | 500 | 0 | 68.14 | 60.2 | 9 | 0
2035 | TVA_2_SOCO | TVA | SOCO | Internal | Winter | B18 | 400 | 500 | 0 | 59.21 | 60.2 | 9 | 0
2035 | TVA_2_SOCO | TVA | SOCO | Internal | Winter | B19 | 700 | 500 | 0 | 59.21 | 59.66 | 9 | 0
2035 | TVA_2_SOCO | TVA | SOCO | Internal | Winter | B20 | 935 | 500 | 0 | 54.76 | 55.1 | 9 | 0
2035 | TVA_2_VACAR | TVA | VACAR | Internal | Shoulder | B11 | 25 | 150 | 0 | 78.83 | 80.82 | 9 | 0
2035 | TVA_2_VACAR | TVA | VACAR | Internal | Shoulder | B12 | 200 | 150 | 0 | 58.35 | 66.72 | 9 | 0
2035 | TVA_2_VACAR | TVA | VACAR | Internal | Shoulder | B13 | 600 | 150 | 0 | 56.79 | 53.89 | 9 | 0
2035 | TVA_2_VACAR | TVA | VACAR | Internal | Shoulder | B14 | 900 | 150 | 0 | 56.79 | 53.89 | 9 | 0
2035 | TVA_2_VACAR | TVA | VACAR | Internal | Shoulder | B15 | 1203 | 150 | 0 | 53.3 | 53.89 | 9 | 0
2035 | TVA_2_VACAR | TVA | VACAR | Internal | Summer | B1 | 10 | 150 | 150 | 97.33 | 116.27 | 9 | 9.94
2035 | TVA_2_VACAR | TVA | VACAR | Internal | Summer | B2 | 25 | 150 | 0 | 93.15 | 93.14 | 9 | 0
2035 | TVA_2_VACAR | TVA | VACAR | Internal | Summer | B3 | 75 | 150 | 0 | 88.1 | 93.14 | 9 | 0
2035 | TVA_2_VACAR | TVA | VACAR | Internal | Summer | B4 | 100 | 150 | 0 | 88.1 | 90.97 | 9 | 0
2035 | TVA_2_VACAR | TVA | VACAR | Internal | Summer | B5 | 200 | 150 | 0 | 86.82 | 90.97 | 9 | 0
2035 | TVA_2_VACAR | TVA | VACAR | Internal | Summer | B6 | 300 | 150 | 0 | 68.99 | 71.26 | 9 | 0
2035 | TVA_2_VACAR | TVA | VACAR | Internal | Summer | B7 | 400 | 150 | 0 | 54.44 | 56.08 | 9 | 0
2035 | TVA_2_VACAR | TVA | VACAR | Internal | Summer | B8 | 500 | 150 | 0 | 52.22 | 51.67 | 9 | 0
2035 | TVA_2_VACAR | TVA | VACAR | Internal | Summer | B9 | 800 | 150 | 0 | 49.96 | 51.67 | 9 | 0
2035 | TVA_2_VACAR | TVA | VACAR | Internal | Summer | B10 | 1262 | 150 | 0 | 49.96 | 51.67 | 9 | 0
2035 | TVA_2_VACAR | TVA | VACAR | Internal | Winter | B16 | 25 | 150 | 150 | 92.44 | 103.24 | 9 | 1.8
2035 | TVA_2_VACAR | TVA | VACAR | Internal | Winter | B17 | 100 | 150 | 0 | 68.14 | 71.78 | 9 | 0
2035 | TVA_2_VACAR | TVA | VACAR | Internal | Winter | B18 | 400 | 150 | 0 | 59.21 | 58.97 | 9 | 0
2035 | TVA_2_VACAR | TVA | VACAR | Internal | Winter | B19 | 700 | 150 | 0 | 59.21 | 58.97 | 9 | 0
2035 | TVA_2_VACAR | TVA | VACAR | Internal | Winter | B20 | 935 | 150 | 0 | 54.76 | 58.97 | 9 | 0
2035 | TVA_Transmission_2_MISO_MO-IL | TVA_Transmission | MISO_MO-IL | Internal | Shoulder | B11 | 25 | 4000 | 1407.99 | 78.82 | 87.82 | 9 | 0
2035 | TVA_Transmission_2_MISO_MO-IL | TVA_Transmission | MISO_MO-IL | Internal | Shoulder | B12 | 200 | 4000 | 0 | 64.26 | 64.8 | 9 | 0
2035 | TVA_Transmission_2_MISO_MO-IL | TVA_Transmission | MISO_MO-IL | Internal | Shoulder | B13 | 600 | 4000 | 0 | 57.87 | 55.51 | 9 | 0
2035 | TVA_Transmission_2_MISO_MO-IL | TVA_Transmission | MISO_MO-IL | Internal | Shoulder | B14 | 900 | 4000 | 0 | 57.05 | 53.23 | 9 | 0
2035 | TVA_Transmission_2_MISO_MO-IL | TVA_Transmission | MISO_MO-IL | Internal | Shoulder | B15 | 1203 | 4000 | 0 | 53.29 | 47.37 | 9 | 0
2035 | TVA_Transmission_2_MISO_MO-IL | TVA_Transmission | MISO_MO-IL | Internal | Summer | B1 | 10 | 4000 | 0 | 109.56 | 112.27 | 9 | 0
2035 | TVA_Transmission_2_MISO_MO-IL | TVA_Transmission | MISO_MO-IL | Internal | Summer | B2 | 25 | 4000 | 0 | 93.14 | 91.98 | 9 | 0
2035 | TVA_Transmission_2_MISO_MO-IL | TVA_Transmission | MISO_MO-IL | Internal | Summer | B3 | 75 | 4000 | 0 | 88.5 | 84.99 | 9 | 0
2035 | TVA_Transmission_2_MISO_MO-IL | TVA_Transmission | MISO_MO-IL | Internal | Summer | B4 | 100 | 4000 | 0 | 88.09 | 84.49 | 9 | 0
2035 | TVA_Transmission_2_MISO_MO-IL | TVA_Transmission | MISO_MO-IL | Internal | Summer | B5 | 200 | 4000 | 0 | 86.81 | 84.49 | 9 | 0
2035 | TVA_Transmission_2_MISO_MO-IL | TVA_Transmission | MISO_MO-IL | Internal | Summer | B6 | 300 | 4000 | 0 | 69.14 | 75.82 | 9 | 0
2035 | TVA_Transmission_2_MISO_MO-IL | TVA_Transmission | MISO_MO-IL | Internal | Summer | B7 | 400 | 4000 | 0 | 55.25 | 52.08 | 9 | 0
2035 | TVA_Transmission_2_MISO_MO-IL | TVA_Transmission | MISO_MO-IL | Internal | Summer | B8 | 500 | 4000 | 0 | 52.2 | 46.94 | 9 | 0
2035 | TVA_Transmission_2_MISO_MO-IL | TVA_Transmission | MISO_MO-IL | Internal | Summer | B9 | 800 | 4000 | 0 | 50.64 | 45.84 | 9 | 0
2035 | TVA_Transmission_2_MISO_MO-IL | TVA_Transmission | MISO_MO-IL | Internal | Summer | B10 | 1262 | 4000 | 0 | 50.63 | 44.74 | 9 | 0
2035 | TVA_Transmission_2_MISO_MO-IL | TVA_Transmission | MISO_MO-IL | Internal | Winter | B16 | 25 | 4000 | 0 | 92.43 | 88.43 | 9 | 0
2035 | TVA_Transmission_2_MISO_MO-IL | TVA_Transmission | MISO_MO-IL | Internal | Winter | B17 | 100 | 4000 | 0 | 68.13 | 67.05 | 9 | 0
2035 | TVA_Transmission_2_MISO_MO-IL | TVA_Transmission | MISO_MO-IL | Internal | Winter | B18 | 400 | 4000 | 0 | 61.22 | 59.02 | 9 | 0
2035 | TVA_Transmission_2_MISO_MO-IL | TVA_Transmission | MISO_MO-IL | Internal | Winter | B19 | 700 | 4000 | 0 | 59.84 | 54.3 | 9 | 0
2035 | TVA_Transmission_2_MISO_MO-IL | TVA_Transmission | MISO_MO-IL | Internal | Winter | B20 | 935 | 4000 | 0 | 55.69 | 50.4 | 9 | 0
2035 | TVA_Transmission_2_SOCO | TVA_Transmission | SOCO | Internal | Shoulder | B11 | 25 | 3200 | 229.36 | 78.82 | 87.82 | 9 | 0
2035 | TVA_Transmission_2_SOCO | TVA_Transmission | SOCO | Internal | Shoulder | B12 | 200 | 3200 | 0 | 64.26 | 56.72 | 9 | 0
2035 | TVA_Transmission_2_SOCO | TVA_Transmission | SOCO | Internal | Shoulder | B13 | 600 | 3200 | 0 | 57.87 | 56.72 | 9 | 0
2035 | TVA_Transmission_2_SOCO | TVA_Transmission | SOCO | Internal | Shoulder | B14 | 900 | 3200 | 0 | 57.05 | 56.72 | 9 | 0
2035 | TVA_Transmission_2_SOCO | TVA_Transmission | SOCO | Internal | Shoulder | B15 | 1203 | 3200 | 0 | 53.29 | 51.99 | 9 | 0
2035 | TVA_Transmission_2_SOCO | TVA_Transmission | SOCO | Internal | Summer | B1 | 10 | 3200 | 0 | 109.56 | 112.27 | 9 | 0
2035 | TVA_Transmission_2_SOCO | TVA_Transmission | SOCO | Internal | Summer | B2 | 25 | 3200 | 0 | 93.14 | 94.27 | 9 | 0
2035 | TVA_Transmission_2_SOCO | TVA_Transmission | SOCO | Internal | Summer | B3 | 75 | 3200 | 0 | 88.5 | 92.45 | 9 | 0
2035 | TVA_Transmission_2_SOCO | TVA_Transmission | SOCO | Internal | Summer | B4 | 100 | 3200 | 0 | 88.09 | 92.45 | 9 | 0
2035 | TVA_Transmission_2_SOCO | TVA_Transmission | SOCO | Internal | Summer | B5 | 200 | 3200 | 0 | 86.81 | 92.45 | 9 | 0
2035 | TVA_Transmission_2_SOCO | TVA_Transmission | SOCO | Internal | Summer | B6 | 300 | 3200 | 181.02 | 69.14 | 78.14 | 9 | 0
2035 | TVA_Transmission_2_SOCO | TVA_Transmission | SOCO | Internal | Summer | B7 | 400 | 3200 | 0 | 55.25 | 62.94 | 9 | 0
2035 | TVA_Transmission_2_SOCO | TVA_Transmission | SOCO | Internal | Summer | B8 | 500 | 3200 | 0 | 52.2 | 55.15 | 9 | 0
2035 | TVA_Transmission_2_SOCO | TVA_Transmission | SOCO | Internal | Summer | B9 | 800 | 3200 | 0 | 50.64 | 55.15 | 9 | 0
2035 | TVA_Transmission_2_SOCO | TVA_Transmission | SOCO | Internal | Summer | B10 | 1262 | 3200 | 0 | 50.63 | 50.59 | 9 | 0
2035 | TVA_Transmission_2_SOCO | TVA_Transmission | SOCO | Internal | Winter | B16 | 25 | 3200 | 0 | 92.43 | 89.09 | 9 | 0
2035 | TVA_Transmission_2_SOCO | TVA_Transmission | SOCO | Internal | Winter | B17 | 100 | 3200 | 0 | 68.13 | 60.2 | 9 | 0
2035 | TVA_Transmission_2_SOCO | TVA_Transmission | SOCO | Internal | Winter | B18 | 400 | 3200 | 0 | 61.22 | 60.2 | 9 | 0
2035 | TVA_Transmission_2_SOCO | TVA_Transmission | SOCO | Internal | Winter | B19 | 700 | 3200 | 0 | 59.84 | 59.66 | 9 | 0
2035 | TVA_Transmission_2_SOCO | TVA_Transmission | SOCO | Internal | Winter | B20 | 935 | 3200 | 0 | 55.69 | 55.1 | 9 | 0
2035 | TVA_Transmission_2_TVA | TVA_Transmission | TVA | Internal | Shoulder | B11 | 25 | 99999 | 699.96 | 78.82 | 78.83 | 0.01 | 0
2035 | TVA_Transmission_2_TVA | TVA_Transmission | TVA | Internal | Shoulder | B12 | 200 | 99999 | 0 | 64.26 | 58.35 | 0.01 | 0
2035 | TVA_Transmission_2_TVA | TVA_Transmission | TVA | Internal | Shoulder | B13 | 600 | 99999 | 0 | 57.87 | 56.79 | 0.01 | 0
2035 | TVA_Transmission_2_TVA | TVA_Transmission | TVA | Internal | Shoulder | B14 | 900 | 99999 | 0 | 57.05 | 56.79 | 0.01 | 0
2035 | TVA_Transmission_2_TVA | TVA_Transmission | TVA | Internal | Shoulder | B15 | 1203 | 99999 | 828.48 | 53.29 | 53.3 | 0.01 | 0
2035 | TVA_Transmission_2_TVA | TVA_Transmission | TVA | Internal | Summer | B1 | 10 | 99999 | 0 | 109.56 | 97.33 | 0.01 | 0
2035 | TVA_Transmission_2_TVA | TVA_Transmission | TVA | Internal | Summer | B2 | 25 | 99999 | 1679.68 | 93.14 | 93.15 | 0.01 | 0
2035 | TVA_Transmission_2_TVA | TVA_Transmission | TVA | Internal | Summer | B3 | 75 | 99999 | 0 | 88.5 | 88.1 | 0.01 | 0
2035 | TVA_Transmission_2_TVA | TVA_Transmission | TVA | Internal | Summer | B4 | 100 | 99999 | 2500 | 88.09 | 88.1 | 0.01 | 0
2035 | TVA_Transmission_2_TVA | TVA_Transmission | TVA | Internal | Summer | B5 | 200 | 99999 | 2515.15 | 86.81 | 86.82 | 0.01 | 0
2035 | TVA_Transmission_2_TVA | TVA_Transmission | TVA | Internal | Summer | B6 | 300 | 99999 | 0 | 69.14 | 68.99 | 0.01 | 0
2035 | TVA_Transmission_2_TVA | TVA_Transmission | TVA | Internal | Summer | B7 | 400 | 99999 | 0 | 55.25 | 54.44 | 0.01 | 0
2035 | TVA_Transmission_2_TVA | TVA_Transmission | TVA | Internal | Summer | B8 | 500 | 99999 | 722.56 | 52.2 | 52.22 | 0.01 | 0
2035 | TVA_Transmission_2_TVA | TVA_Transmission | TVA | Internal | Summer | B9 | 800 | 99999 | 0 | 50.64 | 49.96 | 0.01 | 0
2035 | TVA_Transmission_2_TVA | TVA_Transmission | TVA | Internal | Summer | B10 | 1262 | 99999 | 0 | 50.63 | 49.96 | 0.01 | 0
2035 | TVA_Transmission_2_TVA | TVA_Transmission | TVA | Internal | Winter | B16 | 25 | 99999 | 3077.31 | 92.43 | 92.44 | 0.01 | 0
2035 | TVA_Transmission_2_TVA | TVA_Transmission | TVA | Internal | Winter | B17 | 100 | 99999 | 475.22 | 68.13 | 68.14 | 0.01 | 0
2035 | TVA_Transmission_2_TVA | TVA_Transmission | TVA | Internal | Winter | B18 | 400 | 99999 | 0 | 61.22 | 59.21 | 0.01 | 0
2035 | TVA_Transmission_2_TVA | TVA_Transmission | TVA | Internal | Winter | B19 | 700 | 99999 | 0 | 59.84 | 59.21 | 0.01 | 0
2035 | TVA_Transmission_2_TVA | TVA_Transmission | TVA | Internal | Winter | B20 | 935 | 99999 | 0 | 55.69 | 54.76 | 0.01 | 0
2035 | TVA_Transmission_2_VACAR | TVA_Transmission | VACAR | Internal | Shoulder | B11 | 25 | 900 | 0 | 78.82 | 80.82 | 9 | 0
2035 | TVA_Transmission_2_VACAR | TVA_Transmission | VACAR | Internal | Shoulder | B12 | 200 | 900 | 0 | 64.26 | 66.72 | 9 | 0
2035 | TVA_Transmission_2_VACAR | TVA_Transmission | VACAR | Internal | Shoulder | B13 | 600 | 900 | 0 | 57.87 | 53.89 | 9 | 0
2035 | TVA_Transmission_2_VACAR | TVA_Transmission | VACAR | Internal | Shoulder | B14 | 900 | 900 | 0 | 57.05 | 53.89 | 9 | 0
2035 | TVA_Transmission_2_VACAR | TVA_Transmission | VACAR | Internal | Shoulder | B15 | 1203 | 900 | 0 | 53.29 | 53.89 | 9 | 0
2035 | TVA_Transmission_2_VACAR | TVA_Transmission | VACAR | Internal | Summer | B1 | 10 | 900 | 0 | 109.56 | 116.27 | 9 | 0
2035 | TVA_Transmission_2_VACAR | TVA_Transmission | VACAR | Internal | Summer | B2 | 25 | 900 | 0 | 93.14 | 93.14 | 9 | 0
2035 | TVA_Transmission_2_VACAR | TVA_Transmission | VACAR | Internal | Summer | B3 | 75 | 900 | 0 | 88.5 | 93.14 | 9 | 0
2035 | TVA_Transmission_2_VACAR | TVA_Transmission | VACAR | Internal | Summer | B4 | 100 | 900 | 0 | 88.09 | 90.97 | 9 | 0
2035 | TVA_Transmission_2_VACAR | TVA_Transmission | VACAR | Internal | Summer | B5 | 200 | 900 | 0 | 86.81 | 90.97 | 9 | 0
2035 | TVA_Transmission_2_VACAR | TVA_Transmission | VACAR | Internal | Summer | B6 | 300 | 900 | 0 | 69.14 | 71.26 | 9 | 0
2035 | TVA_Transmission_2_VACAR | TVA_Transmission | VACAR | Internal | Summer | B7 | 400 | 900 | 0 | 55.25 | 56.08 | 9 | 0
2035 | TVA_Transmission_2_VACAR | TVA_Transmission | VACAR | Internal | Summer | B8 | 500 | 900 | 0 | 52.2 | 51.67 | 9 | 0
2035 | TVA_Transmission_2_VACAR | TVA_Transmission | VACAR | Internal | Summer | B9 | 800 | 900 | 0 | 50.64 | 51.67 | 9 | 0
2035 | TVA_Transmission_2_VACAR | TVA_Transmission | VACAR | Internal | Summer | B10 | 1262 | 900 | 0 | 50.63 | 51.67 | 9 | 0
2035 | TVA_Transmission_2_VACAR | TVA_Transmission | VACAR | Internal | Winter | B16 | 25 | 900 | 900 | 92.43 | 103.24 | 9 | 1.82
2035 | TVA_Transmission_2_VACAR | TVA_Transmission | VACAR | Internal | Winter | B17 | 100 | 900 | 0 | 68.13 | 71.78 | 9 | 0
2035 | TVA_Transmission_2_VACAR | TVA_Transmission | VACAR | Internal | Winter | B18 | 400 | 900 | 0 | 61.22 | 58.97 | 9 | 0
2035 | TVA_Transmission_2_VACAR | TVA_Transmission | VACAR | Internal | Winter | B19 | 700 | 900 | 0 | 59.84 | 58.97 | 9 | 0
2035 | TVA_Transmission_2_VACAR | TVA_Transmission | VACAR | Internal | Winter | B20 | 935 | 900 | 0 | 55.69 | 58.97 | 9 | 0
2035 | VACAR_2_SOCO | VACAR | SOCO | Internal | Shoulder | B11 | 25 | 3000 | 2563.84 | 80.82 | 87.82 | 7 | 0
2035 | VACAR_2_SOCO | VACAR | SOCO | Internal | Shoulder | B12 | 200 | 3000 | 0 | 66.72 | 56.72 | 7 | 0
2035 | VACAR_2_SOCO | VACAR | SOCO | Internal | Shoulder | B13 | 600 | 3000 | 0 | 53.89 | 56.72 | 7 | 0
2035 | VACAR_2_SOCO | VACAR | SOCO | Internal | Shoulder | B14 | 900 | 3000 | 0 | 53.89 | 56.72 | 7 | 0
2035 | VACAR_2_SOCO | VACAR | SOCO | Internal | Shoulder | B15 | 1203 | 3000 | 0 | 53.89 | 51.99 | 7 | 0
2035 | VACAR_2_SOCO | VACAR | SOCO | Internal | Summer | B1 | 10 | 3000 | 0 | 116.27 | 112.27 | 7 | 0
2035 | VACAR_2_SOCO | VACAR | SOCO | Internal | Summer | B2 | 25 | 3000 | 0 | 93.14 | 94.27 | 7 | 0
2035 | VACAR_2_SOCO | VACAR | SOCO | Internal | Summer | B3 | 75 | 3000 | 0 | 93.14 | 92.45 | 7 | 0
2035 | VACAR_2_SOCO | VACAR | SOCO | Internal | Summer | B4 | 100 | 3000 | 0 | 90.97 | 92.45 | 7 | 0
2035 | VACAR_2_SOCO | VACAR | SOCO | Internal | Summer | B5 | 200 | 3000 | 0 | 90.97 | 92.45 | 7 | 0
2035 | VACAR_2_SOCO | VACAR | SOCO | Internal | Summer | B6 | 300 | 3000 | 0 | 71.26 | 78.14 | 7 | 0
2035 | VACAR_2_SOCO | VACAR | SOCO | Internal | Summer | B7 | 400 | 3000 | 0 | 56.08 | 62.94 | 7 | 0
2035 | VACAR_2_SOCO | VACAR | SOCO | Internal | Summer | B8 | 500 | 3000 | 0 | 51.67 | 55.15 | 7 | 0
2035 | VACAR_2_SOCO | VACAR | SOCO | Internal | Summer | B9 | 800 | 3000 | 0 | 51.67 | 55.15 | 7 | 0
2035 | VACAR_2_SOCO | VACAR | SOCO | Internal | Summer | B10 | 1262 | 3000 | 0 | 51.67 | 50.59 | 7 | 0
2035 | VACAR_2_SOCO | VACAR | SOCO | Internal | Winter | B16 | 25 | 3000 | 0 | 103.24 | 89.09 | 7 | 0
2035 | VACAR_2_SOCO | VACAR | SOCO | Internal | Winter | B17 | 100 | 3000 | 0 | 71.78 | 60.2 | 7 | 0
2035 | VACAR_2_SOCO | VACAR | SOCO | Internal | Winter | B18 | 400 | 3000 | 0 | 58.97 | 60.2 | 7 | 0
2035 | VACAR_2_SOCO | VACAR | SOCO | Internal | Winter | B19 | 700 | 3000 | 0 | 58.97 | 59.66 | 7 | 0
2035 | VACAR_2_SOCO | VACAR | SOCO | Internal | Winter | B20 | 935 | 3000 | 0 | 58.97 | 55.1 | 7 | 0
2040 | ENT_2_MISO_MO-IL | ENT | MISO_MO-IL | Internal | Shoulder | B11 | 25 | 2260 | 296.53 | 88.97 | 96.97 | 8 | 0
2040 | ENT_2_MISO_MO-IL | ENT | MISO_MO-IL | Internal | Shoulder | B12 | 200 | 2260 | 0 | 62.48 | 66.91 | 8 | 0
2040 | ENT_2_MISO_MO-IL | ENT | MISO_MO-IL | Internal | Shoulder | B13 | 600 | 2260 | 0 | 60.6 | 58.98 | 8 | 0
2040 | ENT_2_MISO_MO-IL | ENT | MISO_MO-IL | Internal | Shoulder | B14 | 900 | 2260 | 0 | 60.26 | 56.91 | 8 | 0
2040 | ENT_2_MISO_MO-IL | ENT | MISO_MO-IL | Internal | Shoulder | B15 | 1203 | 2260 | 0 | 59.17 | 52.26 | 8 | 0
2040 | ENT_2_MISO_MO-IL | ENT | MISO_MO-IL | Internal | Summer | B1 | 10 | 2260 | 1009.67 | 107.98 | 115.98 | 8 | 0
2040 | ENT_2_MISO_MO-IL | ENT | MISO_MO-IL | Internal | Summer | B2 | 25 | 2260 | 0 | 95.96 | 100.48 | 8 | 0
2040 | ENT_2_MISO_MO-IL | ENT | MISO_MO-IL | Internal | Summer | B3 | 75 | 2260 | 0 | 93.93 | 96.54 | 8 | 0
2040 | ENT_2_MISO_MO-IL | ENT | MISO_MO-IL | Internal | Summer | B4 | 100 | 2260 | 0 | 92.41 | 93.12 | 8 | 0
2040 | ENT_2_MISO_MO-IL | ENT | MISO_MO-IL | Internal | Summer | B5 | 200 | 2260 | 0 | 86.76 | 93.12 | 8 | 0
2040 | ENT_2_MISO_MO-IL | ENT | MISO_MO-IL | Internal | Summer | B6 | 300 | 2260 | 0 | 74.51 | 75.51 | 8 | 0
2040 | ENT_2_MISO_MO-IL | ENT | MISO_MO-IL | Internal | Summer | B7 | 400 | 2260 | 0 | 60.77 | 56.88 | 8 | 0
2040 | ENT_2_MISO_MO-IL | ENT | MISO_MO-IL | Internal | Summer | B8 | 500 | 2260 | 0 | 60.32 | 52.33 | 8 | 0
2040 | ENT_2_MISO_MO-IL | ENT | MISO_MO-IL | Internal | Summer | B9 | 800 | 2260 | 0 | 58.32 | 50.59 | 8 | 0
2040 | ENT_2_MISO_MO-IL | ENT | MISO_MO-IL | Internal | Summer | B10 | 1262 | 2260 | 0 | 55.52 | 47.92 | 8 | 0
2040 | ENT_2_MISO_MO-IL | ENT | MISO_MO-IL | Internal | Winter | B16 | 25 | 2260 | 544.42 | 87.12 | 95.12 | 8 | 0
2040 | ENT_2_MISO_MO-IL | ENT | MISO_MO-IL | Internal | Winter | B17 | 100 | 2260 | 0 | 66.65 | 70.79 | 8 | 0
2040 | ENT_2_MISO_MO-IL | ENT | MISO_MO-IL | Internal | Winter | B18 | 400 | 2260 | 0 | 64.97 | 63.01 | 8 | 0
2040 | ENT_2_MISO_MO-IL | ENT | MISO_MO-IL | Internal | Winter | B19 | 700 | 2260 | 0 | 64.43 | 60.13 | 8 | 0
2040 | ENT_2_MISO_MO-IL | ENT | MISO_MO-IL | Internal | Winter | B20 | 935 | 2260 | 0 | 62.37 | 54.37 | 8 | 0
2040 | ENT_2_SOCO | ENT | SOCO | Internal | Shoulder | B11 | 25 | 2000 | 0 | 88.97 | 94.97 | 8 | 0
2040 | ENT_2_SOCO | ENT | SOCO | Internal | Shoulder | B12 | 200 | 2000 | 0 | 62.48 | 62.73 | 8 | 0
2040 | ENT_2_SOCO | ENT | SOCO | Internal | Shoulder | B13 | 600 | 2000 | 0 | 60.6 | 62.73 | 8 | 0
2040 | ENT_2_SOCO | ENT | SOCO | Internal | Shoulder | B14 | 900 | 2000 | 0 | 60.26 | 57.71 | 8 | 0
2040 | ENT_2_SOCO | ENT | SOCO | Internal | Shoulder | B15 | 1203 | 2000 | 0 | 59.17 | 57.36 | 8 | 0
2040 | ENT_2_SOCO | ENT | SOCO | Internal | Summer | B1 | 10 | 2000 | 1450.23 | 107.98 | 115.98 | 8 | 0
2040 | ENT_2_SOCO | ENT | SOCO | Internal | Summer | B2 | 25 | 2000 | 661.11 | 95.96 | 103.96 | 8 | 0
2040 | ENT_2_SOCO | ENT | SOCO | Internal | Summer | B3 | 75 | 2000 | 1356.71 | 93.93 | 101.93 | 8 | 0
2040 | ENT_2_SOCO | ENT | SOCO | Internal | Summer | B4 | 100 | 2000 | 2000 | 92.41 | 101.93 | 8 | 1.51
2040 | ENT_2_SOCO | ENT | SOCO | Internal | Summer | B5 | 200 | 2000 | 2000 | 86.76 | 101.93 | 8 | 7.17
2040 | ENT_2_SOCO | ENT | SOCO | Internal | Summer | B6 | 300 | 2000 | 124.38 | 74.51 | 82.51 | 8 | 0
2040 | ENT_2_SOCO | ENT | SOCO | Internal | Summer | B7 | 400 | 2000 | 0 | 60.77 | 63.31 | 8 | 0
2040 | ENT_2_SOCO | ENT | SOCO | Internal | Summer | B8 | 500 | 2000 | 0 | 60.32 | 61.1 | 8 | 0
2040 | ENT_2_SOCO | ENT | SOCO | Internal | Summer | B9 | 800 | 2000 | 0 | 58.32 | 56.46 | 8 | 0
2040 | ENT_2_SOCO | ENT | SOCO | Internal | Summer | B10 | 1262 | 2000 | 0 | 55.52 | 55.9 | 8 | 0
2040 | ENT_2_SOCO | ENT | SOCO | Internal | Winter | B16 | 25 | 2000 | 233.55 | 87.12 | 95.12 | 8 | 0
2040 | ENT_2_SOCO | ENT | SOCO | Internal | Winter | B17 | 100 | 2000 | 0 | 66.65 | 66.55 | 8 | 0
2040 | ENT_2_SOCO | ENT | SOCO | Internal | Winter | B18 | 400 | 2000 | 0 | 64.97 | 66.55 | 8 | 0
2040 | ENT_2_SOCO | ENT | SOCO | Internal | Winter | B19 | 700 | 2000 | 0 | 64.43 | 60.87 | 8 | 0
2040 | ENT_2_SOCO | ENT | SOCO | Internal | Winter | B20 | 935 | 2000 | 0 | 62.37 | 60.77 | 8 | 0
2040 | ENT_2_SPP_N | ENT | SPP_N | Internal | Shoulder | B11 | 25 | 1300 | 0 | 88.97 | 95.93 | 8 | 0
2040 | ENT_2_SPP_N | ENT | SPP_N | Internal | Shoulder | B12 | 200 | 1300 | 0 | 62.48 | 61.91 | 8 | 0
2040 | ENT_2_SPP_N | ENT | SPP_N | Internal | Shoulder | B13 | 600 | 1300 | 0 | 60.6 | 55.99 | 8 | 0
2040 | ENT_2_SPP_N | ENT | SPP_N | Internal | Shoulder | B14 | 900 | 1300 | 0 | 60.26 | 55.99 | 8 | 0
2040 | ENT_2_SPP_N | ENT | SPP_N | Internal | Shoulder | B15 | 1203 | 1300 | 0 | 59.17 | 54.17 | 8 | 0
2040 | ENT_2_SPP_N | ENT | SPP_N | Internal | Summer | B1 | 10 | 1300 | 0 | 107.98 | 102.98 | 8 | 0
2040 | ENT_2_SPP_N | ENT | SPP_N | Internal | Summer | B2 | 25 | 1300 | 0 | 95.96 | 95.48 | 8 | 0
2040 | ENT_2_SPP_N | ENT | SPP_N | Internal | Summer | B3 | 75 | 1300 | 0 | 93.93 | 95.48 | 8 | 0
2040 | ENT_2_SPP_N | ENT | SPP_N | Internal | Summer | B4 | 100 | 1300 | 0 | 92.41 | 95.48 | 8 | 0
2040 | ENT_2_SPP_N | ENT | SPP_N | Internal | Summer | B5 | 200 | 1300 | 0 | 86.76 | 93.12 | 8 | 0
2040 | ENT_2_SPP_N | ENT | SPP_N | Internal | Summer | B6 | 300 | 1300 | 0 | 74.51 | 82.5 | 8 | 0
2040 | ENT_2_SPP_N | ENT | SPP_N | Internal | Summer | B7 | 400 | 1300 | 0 | 60.77 | 62.24 | 8 | 0
2040 | ENT_2_SPP_N | ENT | SPP_N | Internal | Summer | B8 | 500 | 1300 | 0 | 60.32 | 58.16 | 8 | 0
2040 | ENT_2_SPP_N | ENT | SPP_N | Internal | Summer | B9 | 800 | 1300 | 0 | 58.32 | 54.35 | 8 | 0
2040 | ENT_2_SPP_N | ENT | SPP_N | Internal | Summer | B10 | 1262 | 1300 | 0 | 55.52 | 50.52 | 8 | 0
2040 | ENT_2_SPP_N | ENT | SPP_N | Internal | Winter | B16 | 25 | 1300 | 0 | 87.12 | 90.12 | 8 | 0
2040 | ENT_2_SPP_N | ENT | SPP_N | Internal | Winter | B17 | 100 | 1300 | 0 | 66.65 | 65.79 | 8 | 0
2040 | ENT_2_SPP_N | ENT | SPP_N | Internal | Winter | B18 | 400 | 1300 | 0 | 64.97 | 59.97 | 8 | 0
2040 | ENT_2_SPP_N | ENT | SPP_N | Internal | Winter | B19 | 700 | 1300 | 0 | 64.43 | 59.43 | 8 | 0
2040 | ENT_2_SPP_N | ENT | SPP_N | Internal | Winter | B20 | 935 | 1300 | 0 | 62.37 | 53.12 | 8 | 0
2040 | ENT_2_SPP_S | ENT | SPP_S | Internal | Shoulder | B11 | 25 | 1300 | 0 | 88.97 | 83.97 | 8 | 0
2040 | ENT_2_SPP_S | ENT | SPP_S | Internal | Shoulder | B12 | 200 | 1300 | 0 | 62.48 | 60.05 | 8 | 0
2040 | ENT_2_SPP_S | ENT | SPP_S | Internal | Shoulder | B13 | 600 | 1300 | 0 | 60.6 | 56.01 | 8 | 0
2040 | ENT_2_SPP_S | ENT | SPP_S | Internal | Shoulder | B14 | 900 | 1300 | 0 | 60.26 | 54.97 | 8 | 0
2040 | ENT_2_SPP_S | ENT | SPP_S | Internal | Shoulder | B15 | 1203 | 1300 | 0 | 59.17 | 54.18 | 8 | 0
2040 | ENT_2_SPP_S | ENT | SPP_S | Internal | Summer | B1 | 10 | 1300 | 0 | 107.98 | 84.2 | 8 | 0
2040 | ENT_2_SPP_S | ENT | SPP_S | Internal | Summer | B2 | 25 | 1300 | 0 | 95.96 | 87.93 | 8 | 0
2040 | ENT_2_SPP_S | ENT | SPP_S | Internal | Summer | B3 | 75 | 1300 | 0 | 93.93 | 93.5 | 8 | 0
2040 | ENT_2_SPP_S | ENT | SPP_S | Internal | Summer | B4 | 100 | 1300 | 0 | 92.41 | 87.41 | 8 | 0
2040 | ENT_2_SPP_S | ENT | SPP_S | Internal | Summer | B5 | 200 | 1300 | 0 | 86.76 | 84.2 | 8 | 0
2040 | ENT_2_SPP_S | ENT | SPP_S | Internal | Summer | B6 | 300 | 1300 | 357.67 | 74.51 | 82.51 | 8 | 0
2040 | ENT_2_SPP_S | ENT | SPP_S | Internal | Summer | B7 | 400 | 1300 | 0 | 60.77 | 62.26 | 8 | 0
2040 | ENT_2_SPP_S | ENT | SPP_S | Internal | Summer | B8 | 500 | 1300 | 0 | 60.32 | 58.17 | 8 | 0
2040 | ENT_2_SPP_S | ENT | SPP_S | Internal | Summer | B9 | 800 | 1300 | 0 | 58.32 | 54.36 | 8 | 0
2040 | ENT_2_SPP_S | ENT | SPP_S | Internal | Summer | B10 | 1262 | 1300 | 0 | 55.52 | 53.17 | 8 | 0
2040 | ENT_2_SPP_S | ENT | SPP_S | Internal | Winter | B16 | 25 | 1300 | 0 | 87.12 | 64.43 | 8 | 0
2040 | ENT_2_SPP_S | ENT | SPP_S | Internal | Winter | B17 | 100 | 1300 | 0 | 66.65 | 64.25 | 8 | 0
2040 | ENT_2_SPP_S | ENT | SPP_S | Internal | Winter | B18 | 400 | 1300 | 0 | 64.97 | 59.98 | 8 | 0
2040 | ENT_2_SPP_S | ENT | SPP_S | Internal | Winter | B19 | 700 | 1300 | 0 | 64.43 | 58.72 | 8 | 0
2040 | ENT_2_SPP_S | ENT | SPP_S | Internal | Winter | B20 | 935 | 1300 | 0 | 62.37 | 53.13 | 8 | 0
2040 | ENT_2_TVA_Transmission | ENT | TVA_Transmission | Internal | Shoulder | B11 | 25 | 2100 | 0 | 88.97 | 87.97 | 8 | 0
2040 | ENT_2_TVA_Transmission | ENT | TVA_Transmission | Internal | Shoulder | B12 | 200 | 2100 | 0 | 62.48 | 67.88 | 8 | 0
2040 | ENT_2_TVA_Transmission | ENT | TVA_Transmission | Internal | Shoulder | B13 | 600 | 2100 | 0 | 60.6 | 62.27 | 8 | 0
2040 | ENT_2_TVA_Transmission | ENT | TVA_Transmission | Internal | Shoulder | B14 | 900 | 2100 | 0 | 60.26 | 60.91 | 8 | 0
2040 | ENT_2_TVA_Transmission | ENT | TVA_Transmission | Internal | Shoulder | B15 | 1203 | 2100 | 0 | 59.17 | 57.22 | 8 | 0
2040 | ENT_2_TVA_Transmission | ENT | TVA_Transmission | Internal | Summer | B1 | 10 | 2100 | 0 | 107.98 | 113.54 | 8 | 0
2040 | ENT_2_TVA_Transmission | ENT | TVA_Transmission | Internal | Summer | B2 | 25 | 2100 | 0 | 95.96 | 99.88 | 8 | 0
2040 | ENT_2_TVA_Transmission | ENT | TVA_Transmission | Internal | Summer | B3 | 75 | 2100 | 0 | 93.93 | 97 | 8 | 0
2040 | ENT_2_TVA_Transmission | ENT | TVA_Transmission | Internal | Summer | B4 | 100 | 2100 | 0 | 92.41 | 96.77 | 8 | 0
2040 | ENT_2_TVA_Transmission | ENT | TVA_Transmission | Internal | Summer | B5 | 200 | 2100 | 651.79 | 86.76 | 94.76 | 8 | 0
2040 | ENT_2_TVA_Transmission | ENT | TVA_Transmission | Internal | Summer | B6 | 300 | 2100 | 0 | 74.51 | 74.88 | 8 | 0
2040 | ENT_2_TVA_Transmission | ENT | TVA_Transmission | Internal | Summer | B7 | 400 | 2100 | 0 | 60.77 | 60.44 | 8 | 0
2040 | ENT_2_TVA_Transmission | ENT | TVA_Transmission | Internal | Summer | B8 | 500 | 2100 | 0 | 60.32 | 55.69 | 8 | 0
2040 | ENT_2_TVA_Transmission | ENT | TVA_Transmission | Internal | Summer | B9 | 800 | 2100 | 0 | 58.32 | 55.6 | 8 | 0
2040 | ENT_2_TVA_Transmission | ENT | TVA_Transmission | Internal | Summer | B10 | 1262 | 2100 | 0 | 55.52 | 55.28 | 8 | 0
2040 | ENT_2_TVA_Transmission | ENT | TVA_Transmission | Internal | Winter | B16 | 25 | 2100 | 2100 | 87.12 | 96.12 | 8 | 1
2040 | ENT_2_TVA_Transmission | ENT | TVA_Transmission | Internal | Winter | B17 | 100 | 2100 | 0 | 66.65 | 72.3 | 8 | 0
2040 | ENT_2_TVA_Transmission | ENT | TVA_Transmission | Internal | Winter | B18 | 400 | 2100 | 0 | 64.97 | 65.29 | 8 | 0
2040 | ENT_2_TVA_Transmission | ENT | TVA_Transmission | Internal | Winter | B19 | 700 | 2100 | 0 | 64.43 | 61.78 | 8 | 0
2040 | ENT_2_TVA_Transmission | ENT | TVA_Transmission | Internal | Winter | B20 | 935 | 2100 | 0 | 62.37 | 60.52 | 8 | 0
2040 | FRCC_2_SOCO | FRCC | SOCO | Internal | Shoulder | B11 | 25 | 900 | 0 | 96.11 | 94.97 | 8 | 0
2040 | FRCC_2_SOCO | FRCC | SOCO | Internal | Shoulder | B12 | 200 | 900 | 0 | 70.65 | 62.73 | 8 | 0
2040 | FRCC_2_SOCO | FRCC | SOCO | Internal | Shoulder | B13 | 600 | 900 | 0 | 67.71 | 62.73 | 8 | 0
2040 | FRCC_2_SOCO | FRCC | SOCO | Internal | Shoulder | B14 | 900 | 900 | 0 | 67.71 | 57.71 | 8 | 0
2040 | FRCC_2_SOCO | FRCC | SOCO | Internal | Shoulder | B15 | 1203 | 900 | 0 | 61.81 | 57.36 | 8 | 0
2040 | FRCC_2_SOCO | FRCC | SOCO | Internal | Summer | B1 | 10 | 900 | 0 | 108.57 | 115.98 | 8 | 0
2040 | FRCC_2_SOCO | FRCC | SOCO | Internal | Summer | B2 | 25 | 900 | 0 | 108.57 | 103.96 | 8 | 0
2040 | FRCC_2_SOCO | FRCC | SOCO | Internal | Summer | B3 | 75 | 900 | 0 | 106.15 | 101.93 | 8 | 0
2040 | FRCC_2_SOCO | FRCC | SOCO | Internal | Summer | B4 | 100 | 900 | 0 | 106.15 | 101.93 | 8 | 0
2040 | FRCC_2_SOCO | FRCC | SOCO | Internal | Summer | B5 | 200 | 900 | 0 | 94.32 | 101.93 | 8 | 0
2040 | FRCC_2_SOCO | FRCC | SOCO | Internal | Summer | B6 | 300 | 900 | 0 | 92.51 | 82.51 | 8 | 0
2040 | FRCC_2_SOCO | FRCC | SOCO | Internal | Summer | B7 | 400 | 900 | 0 | 69.35 | 63.31 | 8 | 0
2040 | FRCC_2_SOCO | FRCC | SOCO | Internal | Summer | B8 | 500 | 900 | 0 | 66.46 | 61.1 | 8 | 0
2040 | FRCC_2_SOCO | FRCC | SOCO | Internal | Summer | B9 | 800 | 900 | 0 | 66.46 | 56.46 | 8 | 0
2040 | FRCC_2_SOCO | FRCC | SOCO | Internal | Summer | B10 | 1262 | 900 | 0 | 60.7 | 55.9 | 8 | 0
2040 | FRCC_2_SOCO | FRCC | SOCO | Internal | Winter | B16 | 25 | 900 | 0 | 100.65 | 95.12 | 8 | 0
2040 | FRCC_2_SOCO | FRCC | SOCO | Internal | Winter | B17 | 100 | 900 | 0 | 71.69 | 66.55 | 8 | 0
2040 | FRCC_2_SOCO | FRCC | SOCO | Internal | Winter | B18 | 400 | 900 | 0 | 70.87 | 66.55 | 8 | 0
2040 | FRCC_2_SOCO | FRCC | SOCO | Internal | Winter | B19 | 700 | 900 | 0 | 70.87 | 60.87 | 8 | 0
2040 | FRCC_2_SOCO | FRCC | SOCO | Internal | Winter | B20 | 935 | 900 | 0 | 64.64 | 60.77 | 8 | 0
2040 | HQ_NEISO_2_NEISO | HQ_NEISO | NEISO | Internal | Shoulder | B11 | 25 | 99999 | 2920 | 51.22 | 51.23 | 0.01 | 0
2040 | HQ_NEISO_2_NEISO | HQ_NEISO | NEISO | Internal | Shoulder | B12 | 200 | 99999 | 2920 | 50.95 | 50.96 | 0.01 | 0
2040 | HQ_NEISO_2_NEISO | HQ_NEISO | NEISO | Internal | Shoulder | B13 | 600 | 99999 | 2920 | 48.35 | 48.36 | 0.01 | 0
2040 | HQ_NEISO_2_NEISO | HQ_NEISO | NEISO | Internal | Shoulder | B14 | 900 | 99999 | 2920 | 48.35 | 48.36 | 0.01 | 0
2040 | HQ_NEISO_2_NEISO | HQ_NEISO | NEISO | Internal | Shoulder | B15 | 1203 | 99999 | 1143.24 | 48.35 | 48.36 | 0.01 | 0
2040 | HQ_NEISO_2_NEISO | HQ_NEISO | NEISO | Internal | Summer | B1 | 10 | 99999 | 2920.1 | 98.99 | 99 | 0.01 | 0
2040 | HQ_NEISO_2_NEISO | HQ_NEISO | NEISO | Internal | Summer | B2 | 25 | 99999 | 2920 | 78.88 | 78.9 | 0.01 | 0
2040 | HQ_NEISO_2_NEISO | HQ_NEISO | NEISO | Internal | Summer | B3 | 75 | 99999 | 2920 | 73.13 | 73.15 | 0.01 | 0
2040 | HQ_NEISO_2_NEISO | HQ_NEISO | NEISO | Internal | Summer | B4 | 100 | 99999 | 2920 | 68.54 | 68.55 | 0.01 | 0
2040 | HQ_NEISO_2_NEISO | HQ_NEISO | NEISO | Internal | Summer | B5 | 200 | 99999 | 2920 | 61.68 | 61.7 | 0.01 | 0
2040 | HQ_NEISO_2_NEISO | HQ_NEISO | NEISO | Internal | Summer | B6 | 300 | 99999 | 2920 | 52.15 | 52.16 | 0.01 | 0
2040 | HQ_NEISO_2_NEISO | HQ_NEISO | NEISO | Internal | Summer | B7 | 400 | 99999 | 2920 | 48.91 | 48.92 | 0.01 | 0
2040 | HQ_NEISO_2_NEISO | HQ_NEISO | NEISO | Internal | Summer | B8 | 500 | 99999 | 2920 | 47.87 | 47.88 | 0.01 | 0
2040 | HQ_NEISO_2_NEISO | HQ_NEISO | NEISO | Internal | Summer | B9 | 800 | 99999 | 2920 | 44.48 | 44.49 | 0.01 | 0
2040 | HQ_NEISO_2_NEISO | HQ_NEISO | NEISO | Internal | Summer | B10 | 1262 | 99999 | 795.94 | 44.48 | 44.49 | 0.01 | 0
2040 | HQ_NEISO_2_NEISO | HQ_NEISO | NEISO | Internal | Winter | B16 | 25 | 99999 | 2920 | 71.62 | 71.63 | 0.01 | 0
2040 | HQ_NEISO_2_NEISO | HQ_NEISO | NEISO | Internal | Winter | B17 | 100 | 99999 | 2920 | 61.77 | 61.79 | 0.01 | 0
2040 | HQ_NEISO_2_NEISO | HQ_NEISO | NEISO | Internal | Winter | B18 | 400 | 99999 | 2920 | 60.25 | 60.26 | 0.01 | 0
2040 | HQ_NEISO_2_NEISO | HQ_NEISO | NEISO | Internal | Winter | B19 | 700 | 99999 | 2920 | 60.25 | 60.26 | 0.01 | 0
2040 | HQ_NEISO_2_NEISO | HQ_NEISO | NEISO | Internal | Winter | B20 | 935 | 99999 | 1233.58 | 60.25 | 60.26 | 0.01 | 0
2040 | HQ_NY_2_NYISO_A-F | HQ_NY | NYISO_A-F | Internal | Shoulder | B11 | 25 | 99999 | 1000 | 59.69 | 59.7 | 0.01 | 0
2040 | HQ_NY_2_NYISO_A-F | HQ_NY | NYISO_A-F | Internal | Shoulder | B12 | 200 | 99999 | 1000 | 57.26 | 57.27 | 0.01 | 0
2040 | HQ_NY_2_NYISO_A-F | HQ_NY | NYISO_A-F | Internal | Shoulder | B13 | 600 | 99999 | 1000 | 52.17 | 52.18 | 0.01 | 0
2040 | HQ_NY_2_NYISO_A-F | HQ_NY | NYISO_A-F | Internal | Shoulder | B14 | 900 | 99999 | 1000 | 51.35 | 51.36 | 0.01 | 0
2040 | HQ_NY_2_NYISO_A-F | HQ_NY | NYISO_A-F | Internal | Shoulder | B15 | 1203 | 99999 | 188.69 | 51.05 | 51.06 | 0.01 | 0
2040 | HQ_NY_2_NYISO_A-F | HQ_NY | NYISO_A-F | Internal | Summer | B1 | 10 | 99999 | 1000.1 | 101.96 | 101.98 | 0.01 | 0
2040 | HQ_NY_2_NYISO_A-F | HQ_NY | NYISO_A-F | Internal | Summer | B2 | 25 | 99999 | 1000 | 81.88 | 81.9 | 0.01 | 0
2040 | HQ_NY_2_NYISO_A-F | HQ_NY | NYISO_A-F | Internal | Summer | B3 | 75 | 99999 | 1000 | 74.34 | 74.35 | 0.01 | 0
2040 | HQ_NY_2_NYISO_A-F | HQ_NY | NYISO_A-F | Internal | Summer | B4 | 100 | 99999 | 1000 | 71.53 | 71.54 | 0.01 | 0
2040 | HQ_NY_2_NYISO_A-F | HQ_NY | NYISO_A-F | Internal | Summer | B5 | 200 | 99999 | 1000 | 67.49 | 67.5 | 0.01 | 0
2040 | HQ_NY_2_NYISO_A-F | HQ_NY | NYISO_A-F | Internal | Summer | B6 | 300 | 99999 | 1000 | 61.49 | 61.5 | 0.01 | 0
2040 | HQ_NY_2_NYISO_A-F | HQ_NY | NYISO_A-F | Internal | Summer | B7 | 400 | 99999 | 1000 | 51.91 | 51.92 | 0.01 | 0
2040 | HQ_NY_2_NYISO_A-F | HQ_NY | NYISO_A-F | Internal | Summer | B8 | 500 | 99999 | 1000 | 50.88 | 50.89 | 0.01 | 0
2040 | HQ_NY_2_NYISO_A-F | HQ_NY | NYISO_A-F | Internal | Summer | B9 | 800 | 99999 | 1000 | 49.94 | 49.95 | 0.01 | 0
2040 | HQ_NY_2_NYISO_A-F | HQ_NY | NYISO_A-F | Internal | Summer | B10 | 1262 | 99999 | 30.11 | 49.94 | 49.95 | 0.01 | 0
2040 | HQ_NY_2_NYISO_A-F | HQ_NY | NYISO_A-F | Internal | Winter | B16 | 25 | 99999 | 1000 | 76.09 | 76.1 | 0.01 | 0
2040 | HQ_NY_2_NYISO_A-F | HQ_NY | NYISO_A-F | Internal | Winter | B17 | 100 | 99999 | 1000 | 64.76 | 64.77 | 0.01 | 0
2040 | HQ_NY_2_NYISO_A-F | HQ_NY | NYISO_A-F | Internal | Winter | B18 | 400 | 99999 | 1000 | 60.35 | 60.36 | 0.01 | 0
2040 | HQ_NY_2_NYISO_A-F | HQ_NY | NYISO_A-F | Internal | Winter | B19 | 700 | 99999 | 1000 | 59.97 | 59.98 | 0.01 | 0
2040 | HQ_NY_2_NYISO_A-F | HQ_NY | NYISO_A-F | Internal | Winter | B20 | 935 | 99999 | 229.95 | 59.97 | 59.98 | 0.01 | 0
2040 | HQ_IESO_2_IESO | HQ_IESO | IESO | Internal | Shoulder | B11 | 25 | 99999 | 400 | 52.69 | 52.7 | 0.01 | 0
2040 | HQ_IESO_2_IESO | HQ_IESO | IESO | Internal | Shoulder | B12 | 200 | 99999 | 400 | 52.69 | 52.7 | 0.01 | 0
2040 | HQ_IESO_2_IESO | HQ_IESO | IESO | Internal | Shoulder | B13 | 600 | 99999 | 400 | 52.21 | 52.22 | 0.01 | 0
2040 | HQ_IESO_2_IESO | HQ_IESO | IESO | Internal | Shoulder | B14 | 900 | 99999 | 400 | 52.21 | 52.22 | 0.01 | 0
2040 | HQ_IESO_2_IESO | HQ_IESO | IESO | Internal | Shoulder | B15 | 1203 | 99999 | 75.48 | 52.21 | 52.22 | 0.01 | 0
2040 | HQ_IESO_2_IESO | HQ_IESO | IESO | Internal | Summer | B1 | 10 | 99999 | 400.1 | 108.96 | 108.98 | 0.01 | 0
2040 | HQ_IESO_2_IESO | HQ_IESO | IESO | Internal | Summer | B2 | 25 | 99999 | 400 | 88.88 | 88.9 | 0.01 | 0
2040 | HQ_IESO_2_IESO | HQ_IESO | IESO | Internal | Summer | B3 | 75 | 99999 | 400 | 81.34 | 81.35 | 0.01 | 0
2040 | HQ_IESO_2_IESO | HQ_IESO | IESO | Internal | Summer | B4 | 100 | 99999 | 400 | 67.85 | 67.87 | 0.01 | 0
2040 | HQ_IESO_2_IESO | HQ_IESO | IESO | Internal | Summer | B5 | 200 | 99999 | 400 | 60.49 | 60.5 | 0.01 | 0
2040 | HQ_IESO_2_IESO | HQ_IESO | IESO | Internal | Summer | B6 | 300 | 99999 | 400 | 54.49 | 54.5 | 0.01 | 0
2040 | HQ_IESO_2_IESO | HQ_IESO | IESO | Internal | Summer | B7 | 400 | 99999 | 400 | 51.99 | 52 | 0.01 | 0
2040 | HQ_IESO_2_IESO | HQ_IESO | IESO | Internal | Summer | B8 | 500 | 99999 | 400 | 48.44 | 48.45 | 0.01 | 0
2040 | HQ_IESO_2_IESO | HQ_IESO | IESO | Internal | Summer | B9 | 800 | 99999 | 400 | 48.44 | 48.45 | 0.01 | 0
2040 | HQ_IESO_2_IESO | HQ_IESO | IESO | Internal | Summer | B10 | 1262 | 99999 | 12.04 | 48.44 | 48.45 | 0.01 | 0
2040 | HQ_IESO_2_IESO | HQ_IESO | IESO | Internal | Winter | B16 | 25 | 99999 | 400 | 69.09 | 69.1 | 0.01 | 0
2040 | HQ_IESO_2_IESO | HQ_IESO | IESO | Internal | Winter | B17 | 100 | 99999 | 400 | 57.76 | 57.77 | 0.01 | 0
2040 | HQ_IESO_2_IESO | HQ_IESO | IESO | Internal | Winter | B18 | 400 | 99999 | 400 | 55.04 | 55.05 | 0.01 | 0
2040 | HQ_IESO_2_IESO | HQ_IESO | IESO | Internal | Winter | B19 | 700 | 99999 | 400 | 55.04 | 55.05 | 0.01 | 0
2040 | HQ_IESO_2_IESO | HQ_IESO | IESO | Internal | Winter | B20 | 935 | 99999 | 91.98 | 55.04 | 55.05 | 0.01 | 0
2040 | IESO_2_MAPP_CA | IESO | MAPP_CA | Internal | Shoulder | B11 | 25 | 262 | 262 | 52.7 | 62.22 | 7 | 2.52
2040 | IESO_2_MAPP_CA | IESO | MAPP_CA | Internal | Shoulder | B12 | 200 | 262 | 262 | 52.7 | 64.24 | 7 | 4.53
2040 | IESO_2_MAPP_CA | IESO | MAPP_CA | Internal | Shoulder | B13 | 600 | 262 | 0 | 52.22 | 58.95 | 7 | 0
2040 | IESO_2_MAPP_CA | IESO | MAPP_CA | Internal | Shoulder | B14 | 900 | 262 | 0 | 52.22 | 56.91 | 7 | 0
2040 | IESO_2_MAPP_CA | IESO | MAPP_CA | Internal | Shoulder | B15 | 1203 | 262 | 0 | 52.22 | 56.91 | 7 | 0
2040 | IESO_2_MAPP_CA | IESO | MAPP_CA | Internal | Summer | B1 | 10 | 262 | 0 | 108.98 | 59.87 | 7 | 0
2040 | IESO_2_MAPP_CA | IESO | MAPP_CA | Internal | Summer | B2 | 25 | 262 | 0 | 88.9 | 65.2 | 7 | 0
2040 | IESO_2_MAPP_CA | IESO | MAPP_CA | Internal | Summer | B3 | 75 | 262 | 0 | 81.35 | 65.2 | 7 | 0
2040 | IESO_2_MAPP_CA | IESO | MAPP_CA | Internal | Summer | B4 | 100 | 262 | 0 | 67.87 | 59.87 | 7 | 0
2040 | IESO_2_MAPP_CA | IESO | MAPP_CA | Internal | Summer | B5 | 200 | 262 | 0 | 60.5 | 65.2 | 7 | 0
2040 | IESO_2_MAPP_CA | IESO | MAPP_CA | Internal | Summer | B6 | 300 | 262 | 57.78 | 54.5 | 61.5 | 7 | 0
2040 | IESO_2_MAPP_CA | IESO | MAPP_CA | Internal | Summer | B7 | 400 | 262 | 0 | 52 | 54.8 | 7 | 0
2040 | IESO_2_MAPP_CA | IESO | MAPP_CA | Internal | Summer | B8 | 500 | 262 | 0 | 48.45 | 54.8 | 7 | 0
2040 | IESO_2_MAPP_CA | IESO | MAPP_CA | Internal | Summer | B9 | 800 | 262 | 0 | 48.45 | 54.8 | 7 | 0
2040 | IESO_2_MAPP_CA | IESO | MAPP_CA | Internal | Summer | B10 | 1262 | 262 | 0 | 48.45 | 54.8 | 7 | 0
2040 | IESO_2_MAPP_CA | IESO | MAPP_CA | Internal | Winter | B16 | 25 | 262 | 262 | 69.1 | 90.1 | 7 | 14
2040 | IESO_2_MAPP_CA | IESO | MAPP_CA | Internal | Winter | B17 | 100 | 262 | 262 | 57.77 | 70.76 | 7 | 5.99
2040 | IESO_2_MAPP_CA | IESO | MAPP_CA | Internal | Winter | B18 | 400 | 262 | 262 | 55.05 | 62.98 | 7 | 0.93
2040 | IESO_2_MAPP_CA | IESO | MAPP_CA | Internal | Winter | B19 | 700 | 262 | 0 | 55.05 | 61.47 | 7 | 0
2040 | IESO_2_MAPP_CA | IESO | MAPP_CA | Internal | Winter | B20 | 935 | 262 | 0 | 55.05 | 61.47 | 7 | 0
2040 | IESO_2_MISO_MI | IESO | MISO_MI | Internal | Shoulder | B11 | 25 | 1840 | 1840 | 52.7 | 83.98 | 7 | 24.27
2040 | IESO_2_MISO_MI | IESO | MISO_MI | Internal | Shoulder | B12 | 200 | 1840 | 1840 | 52.7 | 66.91 | 7 | 7.21
2040 | IESO_2_MISO_MI | IESO | MISO_MI | Internal | Shoulder | B13 | 600 | 1840 | 822.7 | 52.22 | 59.22 | 7 | 0
2040 | IESO_2_MISO_MI | IESO | MISO_MI | Internal | Shoulder | B14 | 900 | 1840 | 0 | 52.22 | 57.11 | 7 | 0
2040 | IESO_2_MISO_MI | IESO | MISO_MI | Internal | Shoulder | B15 | 1203 | 1840 | 0 | 52.22 | 52.34 | 7 | 0
2040 | IESO_2_MISO_MI | IESO | MISO_MI | Internal | Summer | B1 | 10 | 1840 | 740.64 | 108.98 | 115.98 | 7 | 0
2040 | IESO_2_MISO_MI | IESO | MISO_MI | Internal | Summer | B2 | 25 | 1840 | 1031.7 | 88.9 | 95.9 | 7 | 0
2040 | IESO_2_MISO_MI | IESO | MISO_MI | Internal | Summer | B3 | 75 | 1840 | 1840 | 81.35 | 95.53 | 7 | 7.18
2040 | IESO_2_MISO_MI | IESO | MISO_MI | Internal | Summer | B4 | 100 | 1840 | 1840 | 67.87 | 90.79 | 7 | 15.92
2040 | IESO_2_MISO_MI | IESO | MISO_MI | Internal | Summer | B5 | 200 | 1840 | 1840 | 60.5 | 90.76 | 7 | 23.26
2040 | IESO_2_MISO_MI | IESO | MISO_MI | Internal | Summer | B6 | 300 | 1840 | 1840 | 54.5 | 70.51 | 7 | 9.01
2040 | IESO_2_MISO_MI | IESO | MISO_MI | Internal | Summer | B7 | 400 | 1840 | 0 | 52 | 56.88 | 7 | 0
2040 | IESO_2_MISO_MI | IESO | MISO_MI | Internal | Summer | B8 | 500 | 1840 | 26.04 | 48.45 | 55.45 | 7 | 0
2040 | IESO_2_MISO_MI | IESO | MISO_MI | Internal | Summer | B9 | 800 | 1840 | 0 | 48.45 | 52.23 | 7 | 0
2040 | IESO_2_MISO_MI | IESO | MISO_MI | Internal | Summer | B10 | 1262 | 1840 | 0 | 48.45 | 51.1 | 7 | 0
2040 | IESO_2_MISO_MI | IESO | MISO_MI | Internal | Winter | B16 | 25 | 1840 | 1840 | 69.1 | 95.12 | 7 | 19.02
2040 | IESO_2_MISO_MI | IESO | MISO_MI | Internal | Winter | B17 | 100 | 1840 | 1840 | 57.77 | 70.8 | 7 | 6.02
2040 | IESO_2_MISO_MI | IESO | MISO_MI | Internal | Winter | B18 | 400 | 1840 | 1840 | 55.05 | 63.01 | 7 | 0.96
2040 | IESO_2_MISO_MI | IESO | MISO_MI | Internal | Winter | B19 | 700 | 1840 | 0 | 55.05 | 60.13 | 7 | 0
2040 | IESO_2_MISO_MI | IESO | MISO_MI | Internal | Winter | B20 | 935 | 1840 | 0 | 55.05 | 55.85 | 7 | 0
2040 | IESO_2_MISO_W | IESO | MISO_W | Internal | Shoulder | B11 | 25 | 140 | 140 | 52.7 | 95.91 | 7 | 36.21
2040 | IESO_2_MISO_W | IESO | MISO_W | Internal | Shoulder | B12 | 200 | 140 | 140 | 52.7 | 64.25 | 7 | 4.55
2040 | IESO_2_MISO_W | IESO | MISO_W | Internal | Shoulder | B13 | 600 | 140 | 0 | 52.22 | 58.97 | 7 | 0
2040 | IESO_2_MISO_W | IESO | MISO_W | Internal | Shoulder | B14 | 900 | 140 | 0 | 52.22 | 56.9 | 7 | 0
2040 | IESO_2_MISO_W | IESO | MISO_W | Internal | Shoulder | B15 | 1203 | 140 | 0 | 52.22 | 51.84 | 7 | 0
2040 | IESO_2_MISO_W | IESO | MISO_W | Internal | Summer | B1 | 10 | 140 | 0 | 108.98 | 112.15 | 7 | 0
2040 | IESO_2_MISO_W | IESO | MISO_W | Internal | Summer | B2 | 25 | 140 | 140 | 88.9 | 100.47 | 7 | 4.58
2040 | IESO_2_MISO_W | IESO | MISO_W | Internal | Summer | B3 | 75 | 140 | 140 | 81.35 | 96.55 | 7 | 8.2
2040 | IESO_2_MISO_W | IESO | MISO_W | Internal | Summer | B4 | 100 | 140 | 140 | 67.87 | 94.76 | 7 | 19.89
2040 | IESO_2_MISO_W | IESO | MISO_W | Internal | Summer | B5 | 200 | 140 | 140 | 60.5 | 93.1 | 7 | 25.61
2040 | IESO_2_MISO_W | IESO | MISO_W | Internal | Summer | B6 | 300 | 140 | 140 | 54.5 | 75.5 | 7 | 14
2040 | IESO_2_MISO_W | IESO | MISO_W | Internal | Summer | B7 | 400 | 140 | 0 | 52 | 56.87 | 7 | 0
2040 | IESO_2_MISO_W | IESO | MISO_W | Internal | Summer | B8 | 500 | 140 | 0 | 48.45 | 52.34 | 7 | 0
2040 | IESO_2_MISO_W | IESO | MISO_W | Internal | Summer | B9 | 800 | 140 | 0 | 48.45 | 50.57 | 7 | 0
2040 | IESO_2_MISO_W | IESO | MISO_W | Internal | Summer | B10 | 1262 | 140 | 0 | 48.45 | 43.52 | 7 | 0
2040 | IESO_2_MISO_W | IESO | MISO_W | Internal | Winter | B16 | 25 | 140 | 140 | 69.1 | 90.11 | 7 | 14.01
2040 | IESO_2_MISO_W | IESO | MISO_W | Internal | Winter | B17 | 100 | 140 | 140 | 57.77 | 70.77 | 7 | 6
2040 | IESO_2_MISO_W | IESO | MISO_W | Internal | Winter | B18 | 400 | 140 | 140 | 55.05 | 63 | 7 | 0.94
2040 | IESO_2_MISO_W | IESO | MISO_W | Internal | Winter | B19 | 700 | 140 | 0 | 55.05 | 60.13 | 7 | 0
2040 | IESO_2_MISO_W | IESO | MISO_W | Internal | Winter | B20 | 935 | 140 | 0 | 55.05 | 47.61 | 7 | 0
2040 | IESO_2_NYISO_A-F | IESO | NYISO_A-F | Internal | Shoulder | B11 | 25 | 1725 | 908.62 | 52.7 | 59.7 | 7 | 0
2040 | IESO_2_NYISO_A-F | IESO | NYISO_A-F | Internal | Shoulder | B12 | 200 | 1725 | 0 | 52.7 | 57.27 | 7 | 0
2040 | IESO_2_NYISO_A-F | IESO | NYISO_A-F | Internal | Shoulder | B13 | 600 | 1725 | 0 | 52.22 | 52.18 | 7 | 0
2040 | IESO_2_NYISO_A-F | IESO | NYISO_A-F | Internal | Shoulder | B14 | 900 | 1725 | 0 | 52.22 | 51.36 | 7 | 0
2040 | IESO_2_NYISO_A-F | IESO | NYISO_A-F | Internal | Shoulder | B15 | 1203 | 1725 | 0 | 52.22 | 51.06 | 7 | 0
2040 | IESO_2_NYISO_A-F | IESO | NYISO_A-F | Internal | Summer | B1 | 10 | 1725 | 0 | 108.98 | 101.98 | 7 | 0
2040 | IESO_2_NYISO_A-F | IESO | NYISO_A-F | Internal | Summer | B2 | 25 | 1725 | 0 | 88.9 | 81.9 | 7 | 0
2040 | IESO_2_NYISO_A-F | IESO | NYISO_A-F | Internal | Summer | B3 | 75 | 1725 | 0 | 81.35 | 74.35 | 7 | 0
2040 | IESO_2_NYISO_A-F | IESO | NYISO_A-F | Internal | Summer | B4 | 100 | 1725 | 0 | 67.87 | 71.54 | 7 | 0
2040 | IESO_2_NYISO_A-F | IESO | NYISO_A-F | Internal | Summer | B5 | 200 | 1725 | 838.04 | 60.5 | 67.5 | 7 | 0
2040 | IESO_2_NYISO_A-F | IESO | NYISO_A-F | Internal | Summer | B6 | 300 | 1725 | 406.52 | 54.5 | 61.5 | 7 | 0
2040 | IESO_2_NYISO_A-F | IESO | NYISO_A-F | Internal | Summer | B7 | 400 | 1725 | 0 | 52 | 51.92 | 7 | 0
2040 | IESO_2_NYISO_A-F | IESO | NYISO_A-F | Internal | Summer | B8 | 500 | 1725 | 0 | 48.45 | 50.89 | 7 | 0
2040 | IESO_2_NYISO_A-F | IESO | NYISO_A-F | Internal | Summer | B9 | 800 | 1725 | 0 | 48.45 | 49.95 | 7 | 0
2040 | IESO_2_NYISO_A-F | IESO | NYISO_A-F | Internal | Summer | B10 | 1262 | 1725 | 0 | 48.45 | 49.95 | 7 | 0
2040 | IESO_2_NYISO_A-F | IESO | NYISO_A-F | Internal | Winter | B16 | 25 | 1725 | 1020.13 | 69.1 | 76.1 | 7 | 0
2040 | IESO_2_NYISO_A-F | IESO | NYISO_A-F | Internal | Winter | B17 | 100 | 1725 | 621.43 | 57.77 | 64.77 | 7 | 0
2040 | IESO_2_NYISO_A-F | IESO | NYISO_A-F | Internal | Winter | B18 | 400 | 1725 | 0 | 55.05 | 60.36 | 7 | 0
2040 | IESO_2_NYISO_A-F | IESO | NYISO_A-F | Internal | Winter | B19 | 700 | 1725 | 0 | 55.05 | 59.98 | 7 | 0
2040 | IESO_2_NYISO_A-F | IESO | NYISO_A-F | Internal | Winter | B20 | 935 | 1725 | 0 | 55.05 | 59.98 | 7 | 0
2040 | MAPP_CA_2_IESO | MAPP_CA | IESO | Internal | Shoulder | B11 | 25 | 330 | 0 | 62.22 | 52.7 | 8 | 0
2040 | MAPP_CA_2_IESO | MAPP_CA | IESO | Internal | Shoulder | B12 | 200 | 330 | 0 | 64.24 | 52.7 | 8 | 0
2040 | MAPP_CA_2_IESO | MAPP_CA | IESO | Internal | Shoulder | B13 | 600 | 330 | 0 | 58.95 | 52.22 | 8 | 0
2040 | MAPP_CA_2_IESO | MAPP_CA | IESO | Internal | Shoulder | B14 | 900 | 330 | 0 | 56.91 | 52.22 | 8 | 0
2040 | MAPP_CA_2_IESO | MAPP_CA | IESO | Internal | Shoulder | B15 | 1203 | 330 | 0 | 56.91 | 52.22 | 8 | 0
2040 | MAPP_CA_2_IESO | MAPP_CA | IESO | Internal | Summer | B1 | 10 | 330 | 330 | 59.87 | 108.98 | 8 | 41.11
2040 | MAPP_CA_2_IESO | MAPP_CA | IESO | Internal | Summer | B2 | 25 | 330 | 330 | 65.2 | 88.9 | 8 | 15.7
2040 | MAPP_CA_2_IESO | MAPP_CA | IESO | Internal | Summer | B3 | 75 | 330 | 330 | 65.2 | 81.35 | 8 | 8.15
2040 | MAPP_CA_2_IESO | MAPP_CA | IESO | Internal | Summer | B4 | 100 | 330 | 49.83 | 59.87 | 67.87 | 8 | 0
2040 | MAPP_CA_2_IESO | MAPP_CA | IESO | Internal | Summer | B5 | 200 | 330 | 0 | 65.2 | 60.5 | 8 | 0
2040 | MAPP_CA_2_IESO | MAPP_CA | IESO | Internal | Summer | B6 | 300 | 330 | 0 | 61.5 | 54.5 | 8 | 0
2040 | MAPP_CA_2_IESO | MAPP_CA | IESO | Internal | Summer | B7 | 400 | 330 | 0 | 54.8 | 52 | 8 | 0
2040 | MAPP_CA_2_IESO | MAPP_CA | IESO | Internal | Summer | B8 | 500 | 330 | 0 | 54.8 | 48.45 | 8 | 0
2040 | MAPP_CA_2_IESO | MAPP_CA | IESO | Internal | Summer | B9 | 800 | 330 | 0 | 54.8 | 48.45 | 8 | 0
2040 | MAPP_CA_2_IESO | MAPP_CA | IESO | Internal | Summer | B10 | 1262 | 330 | 0 | 54.8 | 48.45 | 8 | 0
2040 | MAPP_CA_2_IESO | MAPP_CA | IESO | Internal | Winter | B16 | 25 | 330 | 0 | 90.1 | 69.1 | 8 | 0
2040 | MAPP_CA_2_IESO | MAPP_CA | IESO | Internal | Winter | B17 | 100 | 330 | 0 | 70.76 | 57.77 | 8 | 0
2040 | MAPP_CA_2_IESO | MAPP_CA | IESO | Internal | Winter | B18 | 400 | 330 | 0 | 62.98 | 55.05 | 8 | 0
2040 | MAPP_CA_2_IESO | MAPP_CA | IESO | Internal | Winter | B19 | 700 | 330 | 0 | 61.47 | 55.05 | 8 | 0
2040 | MAPP_CA_2_IESO | MAPP_CA | IESO | Internal | Winter | B20 | 935 | 330 | 0 | 61.47 | 55.05 | 8 | 0
2040 | MAPP_CA_2_MAPP_US | MAPP_CA | MAPP_US | Internal | Shoulder | B11 | 25 | 372 | 372 | 62.22 | 88.91 | 7 | 19.69
2040 | MAPP_CA_2_MAPP_US | MAPP_CA | MAPP_US | Internal | Shoulder | B12 | 200 | 372 | 0 | 64.24 | 57.25 | 7 | 0
2040 | MAPP_CA_2_MAPP_US | MAPP_CA | MAPP_US | Internal | Shoulder | B13 | 600 | 372 | 0 | 58.95 | 51.97 | 7 | 0
2040 | MAPP_CA_2_MAPP_US | MAPP_CA | MAPP_US | Internal | Shoulder | B14 | 900 | 372 | 0 | 56.91 | 51.97 | 7 | 0
2040 | MAPP_CA_2_MAPP_US | MAPP_CA | MAPP_US | Internal | Shoulder | B15 | 1203 | 372 | 0 | 56.91 | 46.48 | 7 | 0
2040 | MAPP_CA_2_MAPP_US | MAPP_CA | MAPP_US | Internal | Summer | B1 | 10 | 372 | 372 | 59.87 | 105.15 | 7 | 38.28
2040 | MAPP_CA_2_MAPP_US | MAPP_CA | MAPP_US | Internal | Summer | B2 | 25 | 372 | 372 | 65.2 | 93.47 | 7 | 21.28
2040 | MAPP_CA_2_MAPP_US | MAPP_CA | MAPP_US | Internal | Summer | B3 | 75 | 372 | 372 | 65.2 | 89.55 | 7 | 17.35
2040 | MAPP_CA_2_MAPP_US | MAPP_CA | MAPP_US | Internal | Summer | B4 | 100 | 372 | 372 | 59.87 | 88.47 | 7 | 21.61
2040 | MAPP_CA_2_MAPP_US | MAPP_CA | MAPP_US | Internal | Summer | B5 | 200 | 372 | 372 | 65.2 | 86.1 | 7 | 13.91
2040 | MAPP_CA_2_MAPP_US | MAPP_CA | MAPP_US | Internal | Summer | B6 | 300 | 372 | 372 | 61.5 | 74.85 | 7 | 6.36
2040 | MAPP_CA_2_MAPP_US | MAPP_CA | MAPP_US | Internal | Summer | B7 | 400 | 372 | 0 | 54.8 | 55.23 | 7 | 0
2040 | MAPP_CA_2_MAPP_US | MAPP_CA | MAPP_US | Internal | Summer | B8 | 500 | 372 | 0 | 54.8 | 46.71 | 7 | 0
2040 | MAPP_CA_2_MAPP_US | MAPP_CA | MAPP_US | Internal | Summer | B9 | 800 | 372 | 0 | 54.8 | 43.57 | 7 | 0
2040 | MAPP_CA_2_MAPP_US | MAPP_CA | MAPP_US | Internal | Summer | B10 | 1262 | 372 | 0 | 54.8 | 36.52 | 7 | 0
2040 | MAPP_CA_2_MAPP_US | MAPP_CA | MAPP_US | Internal | Winter | B16 | 25 | 372 | 0 | 90.1 | 83.11 | 7 | 0
2040 | MAPP_CA_2_MAPP_US | MAPP_CA | MAPP_US | Internal | Winter | B17 | 100 | 372 | 0 | 70.76 | 63.77 | 7 | 0
2040 | MAPP_CA_2_MAPP_US | MAPP_CA | MAPP_US | Internal | Winter | B18 | 400 | 372 | 0 | 62.98 | 59.46 | 7 | 0
2040 | MAPP_CA_2_MAPP_US | MAPP_CA | MAPP_US | Internal | Winter | B19 | 700 | 372 | 0 | 61.47 | 59.46 | 7 | 0
2040 | MAPP_CA_2_MAPP_US | MAPP_CA | MAPP_US | Internal | Winter | B20 | 935 | 372 | 0 | 61.47 | 40.61 | 7 | 0
2040 | MAPP_CA_2_MISO_W | MAPP_CA | MISO_W | Internal | Shoulder | B11 | 25 | 1970 | 1970 | 62.22 | 95.91 | 0.01 | 33.68
2040 | MAPP_CA_2_MISO_W | MAPP_CA | MISO_W | Internal | Shoulder | B12 | 200 | 1970 | 1695.32 | 64.24 | 64.25 | 0.01 | 0
2040 | MAPP_CA_2_MISO_W | MAPP_CA | MISO_W | Internal | Shoulder | B13 | 600 | 1970 | 1284.29 | 58.95 | 58.97 | 0.01 | 0
2040 | MAPP_CA_2_MISO_W | MAPP_CA | MISO_W | Internal | Shoulder | B14 | 900 | 1970 | 0 | 56.91 | 56.9 | 0.01 | 0
2040 | MAPP_CA_2_MISO_W | MAPP_CA | MISO_W | Internal | Shoulder | B15 | 1203 | 1970 | 0 | 56.91 | 51.84 | 0.01 | 0
2040 | MAPP_CA_2_MISO_W | MAPP_CA | MISO_W | Internal | Summer | B1 | 10 | 1970 | 1970 | 59.87 | 112.15 | 0.01 | 52.27
2040 | MAPP_CA_2_MISO_W | MAPP_CA | MISO_W | Internal | Summer | B2 | 25 | 1970 | 1970 | 65.2 | 100.47 | 0.01 | 35.26
2040 | MAPP_CA_2_MISO_W | MAPP_CA | MISO_W | Internal | Summer | B3 | 75 | 1970 | 1970 | 65.2 | 96.55 | 0.01 | 31.34
2040 | MAPP_CA_2_MISO_W | MAPP_CA | MISO_W | Internal | Summer | B4 | 100 | 1970 | 1970 | 59.87 | 94.76 | 0.01 | 34.88
2040 | MAPP_CA_2_MISO_W | MAPP_CA | MISO_W | Internal | Summer | B5 | 200 | 1970 | 1970 | 65.2 | 93.1 | 0.01 | 27.9
2040 | MAPP_CA_2_MISO_W | MAPP_CA | MISO_W | Internal | Summer | B6 | 300 | 1970 | 1970 | 61.5 | 75.5 | 0.01 | 13.99
2040 | MAPP_CA_2_MISO_W | MAPP_CA | MISO_W | Internal | Summer | B7 | 400 | 1970 | 1970 | 54.8 | 56.87 | 0.01 | 2.06
2040 | MAPP_CA_2_MISO_W | MAPP_CA | MISO_W | Internal | Summer | B8 | 500 | 1970 | 0 | 54.8 | 52.34 | 0.01 | 0
2040 | MAPP_CA_2_MISO_W | MAPP_CA | MISO_W | Internal | Summer | B9 | 800 | 1970 | 0 | 54.8 | 50.57 | 0.01 | 0
2040 | MAPP_CA_2_MISO_W | MAPP_CA | MISO_W | Internal | Summer | B10 | 1262 | 1970 | 0 | 54.8 | 43.52 | 0.01 | 0
2040 | MAPP_CA_2_MISO_W | MAPP_CA | MISO_W | Internal | Winter | B16 | 25 | 1970 | 1878.72 | 90.1 | 90.11 | 0.01 | 0
2040 | MAPP_CA_2_MISO_W | MAPP_CA | MISO_W | Internal | Winter | B17 | 100 | 1970 | 1055.93 | 70.76 | 70.77 | 0.01 | 0
2040 | MAPP_CA_2_MISO_W | MAPP_CA | MISO_W | Internal | Winter | B18 | 400 | 1970 | 864.21 | 62.98 | 63 | 0.01 | 0
2040 | MAPP_CA_2_MISO_W | MAPP_CA | MISO_W | Internal | Winter | B19 | 700 | 1970 | 0 | 61.47 | 60.13 | 0.01 | 0
2040 | MAPP_CA_2_MISO_W | MAPP_CA | MISO_W | Internal | Winter | B20 | 935 | 1970 | 0 | 61.47 | 47.61 | 0.01 | 0
2040 | MAPP_US_2_MAPP_CA | MAPP_US | MAPP_CA | Internal | Shoulder | B11 | 25 | 165 | 0 | 88.91 | 62.22 | 7 | 0
2040 | MAPP_US_2_MAPP_CA | MAPP_US | MAPP_CA | Internal | Shoulder | B12 | 200 | 165 | 0 | 57.25 | 64.24 | 7 | 0
2040 | MAPP_US_2_MAPP_CA | MAPP_US | MAPP_CA | Internal | Shoulder | B13 | 600 | 165 | 0 | 51.97 | 58.95 | 7 | 0
2040 | MAPP_US_2_MAPP_CA | MAPP_US | MAPP_CA | Internal | Shoulder | B14 | 900 | 165 | 0 | 51.97 | 56.91 | 7 | 0
2040 | MAPP_US_2_MAPP_CA | MAPP_US | MAPP_CA | Internal | Shoulder | B15 | 1203 | 165 | 165 | 46.48 | 56.91 | 7 | 3.43
2040 | MAPP_US_2_MAPP_CA | MAPP_US | MAPP_CA | Internal | Summer | B1 | 10 | 165 | 0 | 105.15 | 59.87 | 7 | 0
2040 | MAPP_US_2_MAPP_CA | MAPP_US | MAPP_CA | Internal | Summer | B2 | 25 | 165 | 0 | 93.47 | 65.2 | 7 | 0
2040 | MAPP_US_2_MAPP_CA | MAPP_US | MAPP_CA | Internal | Summer | B3 | 75 | 165 | 0 | 89.55 | 65.2 | 7 | 0
2040 | MAPP_US_2_MAPP_CA | MAPP_US | MAPP_CA | Internal | Summer | B4 | 100 | 165 | 0 | 88.47 | 59.87 | 7 | 0
2040 | MAPP_US_2_MAPP_CA | MAPP_US | MAPP_CA | Internal | Summer | B5 | 200 | 165 | 0 | 86.1 | 65.2 | 7 | 0
2040 | MAPP_US_2_MAPP_CA | MAPP_US | MAPP_CA | Internal | Summer | B6 | 300 | 165 | 0 | 74.85 | 61.5 | 7 | 0
2040 | MAPP_US_2_MAPP_CA | MAPP_US | MAPP_CA | Internal | Summer | B7 | 400 | 165 | 0 | 55.23 | 54.8 | 7 | 0
2040 | MAPP_US_2_MAPP_CA | MAPP_US | MAPP_CA | Internal | Summer | B8 | 500 | 165 | 165 | 46.71 | 54.8 | 7 | 1.1
2040 | MAPP_US_2_MAPP_CA | MAPP_US | MAPP_CA | Internal | Summer | B9 | 800 | 165 | 165 | 43.57 | 54.8 | 7 | 4.23
2040 | MAPP_US_2_MAPP_CA | MAPP_US | MAPP_CA | Internal | Summer | B10 | 1262 | 165 | 165 | 36.52 | 54.8 | 7 | 11.28
2040 | MAPP_US_2_MAPP_CA | MAPP_US | MAPP_CA | Internal | Winter | B16 | 25 | 165 | 0.02 | 83.11 | 90.1 | 7 | 0
2040 | MAPP_US_2_MAPP_CA | MAPP_US | MAPP_CA | Internal | Winter | B17 | 100 | 165 | 0 | 63.77 | 70.76 | 7 | 0
2040 | MAPP_US_2_MAPP_CA | MAPP_US | MAPP_CA | Internal | Winter | B18 | 400 | 165 | 0 | 59.46 | 62.98 | 7 | 0
2040 | MAPP_US_2_MAPP_CA | MAPP_US | MAPP_CA | Internal | Winter | B19 | 700 | 165 | 0 | 59.46 | 61.47 | 7 | 0
2040 | MAPP_US_2_MAPP_CA | MAPP_US | MAPP_CA | Internal | Winter | B20 | 935 | 165 | 165 | 40.61 | 61.47 | 7 | 13.87
2040 | MAPP_US_2_MISO_W | MAPP_US | MISO_W | Internal | Shoulder | B11 | 25 | 2635 | 967.63 | 88.91 | 95.91 | 7 | 0
2040 | MAPP_US_2_MISO_W | MAPP_US | MISO_W | Internal | Shoulder | B12 | 200 | 2635 | 609.03 | 57.25 | 64.25 | 7 | 0
2040 | MAPP_US_2_MISO_W | MAPP_US | MISO_W | Internal | Shoulder | B13 | 600 | 2635 | 507.1 | 51.97 | 58.97 | 7 | 0
2040 | MAPP_US_2_MISO_W | MAPP_US | MISO_W | Internal | Shoulder | B14 | 900 | 2635 | 0 | 51.97 | 56.9 | 7 | 0
2040 | MAPP_US_2_MISO_W | MAPP_US | MISO_W | Internal | Shoulder | B15 | 1203 | 2635 | 0 | 46.48 | 51.84 | 7 | 0
2040 | MAPP_US_2_MISO_W | MAPP_US | MISO_W | Internal | Summer | B1 | 10 | 2635 | 2291.99 | 105.15 | 112.15 | 7 | 0
2040 | MAPP_US_2_MISO_W | MAPP_US | MISO_W | Internal | Summer | B2 | 25 | 2635 | 641.68 | 93.47 | 100.47 | 7 | 0
2040 | MAPP_US_2_MISO_W | MAPP_US | MISO_W | Internal | Summer | B3 | 75 | 2635 | 250.9 | 89.55 | 96.55 | 7 | 0
2040 | MAPP_US_2_MISO_W | MAPP_US | MISO_W | Internal | Summer | B4 | 100 | 2635 | 0 | 88.47 | 94.76 | 7 | 0
2040 | MAPP_US_2_MISO_W | MAPP_US | MISO_W | Internal | Summer | B5 | 200 | 2635 | 464.02 | 86.1 | 93.1 | 7 | 0
2040 | MAPP_US_2_MISO_W | MAPP_US | MISO_W | Internal | Summer | B6 | 300 | 2635 | 0 | 74.85 | 75.5 | 7 | 0
2040 | MAPP_US_2_MISO_W | MAPP_US | MISO_W | Internal | Summer | B7 | 400 | 2635 | 0 | 55.23 | 56.87 | 7 | 0
2040 | MAPP_US_2_MISO_W | MAPP_US | MISO_W | Internal | Summer | B8 | 500 | 2635 | 0 | 46.71 | 52.34 | 7 | 0
2040 | MAPP_US_2_MISO_W | MAPP_US | MISO_W | Internal | Summer | B9 | 800 | 2635 | 413.57 | 43.57 | 50.57 | 7 | 0
2040 | MAPP_US_2_MISO_W | MAPP_US | MISO_W | Internal | Summer | B10 | 1262 | 2635 | 244.24 | 36.52 | 43.52 | 7 | 0
2040 | MAPP_US_2_MISO_W | MAPP_US | MISO_W | Internal | Winter | B16 | 25 | 2635 | 856.3 | 83.11 | 90.11 | 7 | 0
2040 | MAPP_US_2_MISO_W | MAPP_US | MISO_W | Internal | Winter | B17 | 100 | 2635 | 669.07 | 63.77 | 70.77 | 7 | 0
2040 | MAPP_US_2_MISO_W | MAPP_US | MISO_W | Internal | Winter | B18 | 400 | 2635 | 0 | 59.46 | 63 | 7 | 0
2040 | MAPP_US_2_MISO_W | MAPP_US | MISO_W | Internal | Winter | B19 | 700 | 2635 | 0 | 59.46 | 60.13 | 7 | 0
2040 | MAPP_US_2_MISO_W | MAPP_US | MISO_W | Internal | Winter | B20 | 935 | 2635 | 206.72 | 40.61 | 47.61 | 7 | 0
2040 | MAPP_US_2_NE | MAPP_US | NE | Internal | Shoulder | B11 | 25 | 2000 | 1010.63 | 88.91 | 95.91 | 7 | 0
2040 | MAPP_US_2_NE | MAPP_US | NE | Internal | Shoulder | B12 | 200 | 2000 | 0 | 57.25 | 61.9 | 7 | 0
2040 | MAPP_US_2_NE | MAPP_US | NE | Internal | Shoulder | B13 | 600 | 2000 | 0 | 51.97 | 55.98 | 7 | 0
2040 | MAPP_US_2_NE | MAPP_US | NE | Internal | Shoulder | B14 | 900 | 2000 | 0 | 51.97 | 55.98 | 7 | 0
2040 | MAPP_US_2_NE | MAPP_US | NE | Internal | Shoulder | B15 | 1203 | 2000 | 0 | 46.48 | 48.49 | 7 | 0
2040 | MAPP_US_2_NE | MAPP_US | NE | Internal | Summer | B1 | 10 | 2000 | 0 | 105.15 | 107.15 | 7 | 0
2040 | MAPP_US_2_NE | MAPP_US | NE | Internal | Summer | B2 | 25 | 2000 | 0 | 93.47 | 97.2 | 7 | 0
2040 | MAPP_US_2_NE | MAPP_US | NE | Internal | Summer | B3 | 75 | 2000 | 144.78 | 89.55 | 96.55 | 7 | 0
2040 | MAPP_US_2_NE | MAPP_US | NE | Internal | Summer | B4 | 100 | 2000 | 816.7 | 88.47 | 95.47 | 7 | 0
2040 | MAPP_US_2_NE | MAPP_US | NE | Internal | Summer | B5 | 200 | 2000 | 534.02 | 86.1 | 93.1 | 7 | 0
2040 | MAPP_US_2_NE | MAPP_US | NE | Internal | Summer | B6 | 300 | 2000 | 1094.68 | 74.85 | 81.85 | 7 | 0
2040 | MAPP_US_2_NE | MAPP_US | NE | Internal | Summer | B7 | 400 | 2000 | 572.15 | 55.23 | 62.23 | 7 | 0
2040 | MAPP_US_2_NE | MAPP_US | NE | Internal | Summer | B8 | 500 | 2000 | 1005.66 | 46.71 | 53.71 | 7 | 0
2040 | MAPP_US_2_NE | MAPP_US | NE | Internal | Summer | B9 | 800 | 2000 | 262.33 | 43.57 | 50.57 | 7 | 0
2040 | MAPP_US_2_NE | MAPP_US | NE | Internal | Summer | B10 | 1262 | 2000 | 0 | 36.52 | 38.52 | 7 | 0
2040 | MAPP_US_2_NE | MAPP_US | NE | Internal | Winter | B16 | 25 | 2000 | 470.1 | 83.11 | 90.11 | 7 | 0
2040 | MAPP_US_2_NE | MAPP_US | NE | Internal | Winter | B17 | 100 | 2000 | 0 | 63.77 | 65.77 | 7 | 0
2040 | MAPP_US_2_NE | MAPP_US | NE | Internal | Winter | B18 | 400 | 2000 | 0 | 59.46 | 59.95 | 7 | 0
2040 | MAPP_US_2_NE | MAPP_US | NE | Internal | Winter | B19 | 700 | 2000 | 0 | 59.46 | 59.42 | 7 | 0
2040 | MAPP_US_2_NE | MAPP_US | NE | Internal | Winter | B20 | 935 | 2000 | 0 | 40.61 | 44.36 | 7 | 0
2040 | MARITIMES_2_NEISO | MARITIMES | NEISO | Internal | Shoulder | B11 | 25 | 99999 | 1720.66 | 51.22 | 51.23 | 0.01 | 0
2040 | MARITIMES_2_NEISO | MARITIMES | NEISO | Internal | Shoulder | B12 | 200 | 99999 | 1717.44 | 50.95 | 50.96 | 0.01 | 0
2040 | MARITIMES_2_NEISO | MARITIMES | NEISO | Internal | Shoulder | B13 | 600 | 99999 | 1704.78 | 48.35 | 48.36 | 0.01 | 0
2040 | MARITIMES_2_NEISO | MARITIMES | NEISO | Internal | Shoulder | B14 | 900 | 99999 | 1682.64 | 48.35 | 48.36 | 0.01 | 0
2040 | MARITIMES_2_NEISO | MARITIMES | NEISO | Internal | Shoulder | B15 | 1203 | 99999 | 648.08 | 48.35 | 48.36 | 0.01 | 0
2040 | MARITIMES_2_NEISO | MARITIMES | NEISO | Internal | Summer | B1 | 10 | 99999 | 1900.1 | 98.99 | 99 | 0.01 | 0
2040 | MARITIMES_2_NEISO | MARITIMES | NEISO | Internal | Summer | B2 | 25 | 99999 | 1878.75 | 78.88 | 78.9 | 0.01 | 0
2040 | MARITIMES_2_NEISO | MARITIMES | NEISO | Internal | Summer | B3 | 75 | 99999 | 1836.38 | 73.13 | 73.15 | 0.01 | 0
2040 | MARITIMES_2_NEISO | MARITIMES | NEISO | Internal | Summer | B4 | 100 | 99999 | 1799.97 | 68.54 | 68.55 | 0.01 | 0
2040 | MARITIMES_2_NEISO | MARITIMES | NEISO | Internal | Summer | B5 | 200 | 99999 | 1780.16 | 61.68 | 61.7 | 0.01 | 0
2040 | MARITIMES_2_NEISO | MARITIMES | NEISO | Internal | Summer | B6 | 300 | 99999 | 1757.82 | 52.15 | 52.16 | 0.01 | 0
2040 | MARITIMES_2_NEISO | MARITIMES | NEISO | Internal | Summer | B7 | 400 | 99999 | 1732.23 | 48.91 | 48.92 | 0.01 | 0
2040 | MARITIMES_2_NEISO | MARITIMES | NEISO | Internal | Summer | B8 | 500 | 99999 | 1712.1 | 47.87 | 47.88 | 0.01 | 0
2040 | MARITIMES_2_NEISO | MARITIMES | NEISO | Internal | Summer | B9 | 800 | 99999 | 1687.45 | 44.48 | 44.49 | 0.01 | 0
2040 | MARITIMES_2_NEISO | MARITIMES | NEISO | Internal | Summer | B10 | 1262 | 99999 | 465.06 | 44.48 | 44.49 | 0.01 | 0
2040 | MARITIMES_2_NEISO | MARITIMES | NEISO | Internal | Winter | B16 | 25 | 99999 | 1765.23 | 71.62 | 71.63 | 0.01 | 0
2040 | MARITIMES_2_NEISO | MARITIMES | NEISO | Internal | Winter | B17 | 100 | 99999 | 1747.34 | 61.77 | 61.79 | 0.01 | 0
2040 | MARITIMES_2_NEISO | MARITIMES | NEISO | Internal | Winter | B18 | 400 | 99999 | 1733.65 | 60.25 | 60.26 | 0.01 | 0
2040 | MARITIMES_2_NEISO | MARITIMES | NEISO | Internal | Winter | B19 | 700 | 99999 | 1708.15 | 60.25 | 60.26 | 0.01 | 0
2040 | MARITIMES_2_NEISO | MARITIMES | NEISO | Internal | Winter | B20 | 935 | 99999 | 723.43 | 60.25 | 60.26 | 0.01 | 0
2040 | MISO_IN_2_MISO_MI | MISO_IN | MISO_MI | Internal | Shoulder | B11 | 25 | 5000 | 752.84 | 83.97 | 83.98 | 0.01 | 0
2040 | MISO_IN_2_MISO_MI | MISO_IN | MISO_MI | Internal | Shoulder | B12 | 200 | 5000 | 4685.03 | 66.9 | 66.91 | 0.01 | 0
2040 | MISO_IN_2_MISO_MI | MISO_IN | MISO_MI | Internal | Shoulder | B13 | 600 | 5000 | 5000 | 58.97 | 59.22 | 0.01 | 0.24
2040 | MISO_IN_2_MISO_MI | MISO_IN | MISO_MI | Internal | Shoulder | B14 | 900 | 5000 | 5000 | 56.9 | 57.11 | 0.01 | 0.2
2040 | MISO_IN_2_MISO_MI | MISO_IN | MISO_MI | Internal | Shoulder | B15 | 1203 | 5000 | 5000 | 52.27 | 52.34 | 0.01 | 0.06
2040 | MISO_IN_2_MISO_MI | MISO_IN | MISO_MI | Internal | Summer | B1 | 10 | 5000 | 4852.4 | 115.96 | 115.98 | 0.01 | 0
2040 | MISO_IN_2_MISO_MI | MISO_IN | MISO_MI | Internal | Summer | B2 | 25 | 5000 | 1596.98 | 95.88 | 95.9 | 0.01 | 0
2040 | MISO_IN_2_MISO_MI | MISO_IN | MISO_MI | Internal | Summer | B3 | 75 | 5000 | 1699.01 | 95.52 | 95.53 | 0.01 | 0
2040 | MISO_IN_2_MISO_MI | MISO_IN | MISO_MI | Internal | Summer | B4 | 100 | 5000 | 1445.82 | 90.78 | 90.79 | 0.01 | 0
2040 | MISO_IN_2_MISO_MI | MISO_IN | MISO_MI | Internal | Summer | B5 | 200 | 5000 | 2301.92 | 90.75 | 90.76 | 0.01 | 0
2040 | MISO_IN_2_MISO_MI | MISO_IN | MISO_MI | Internal | Summer | B6 | 300 | 5000 | 3210.62 | 70.49 | 70.51 | 0.01 | 0
2040 | MISO_IN_2_MISO_MI | MISO_IN | MISO_MI | Internal | Summer | B7 | 400 | 5000 | 5000 | 55.93 | 56.88 | 0.01 | 0.94
2040 | MISO_IN_2_MISO_MI | MISO_IN | MISO_MI | Internal | Summer | B8 | 500 | 5000 | 5000 | 50.6 | 55.45 | 0.01 | 4.84
2040 | MISO_IN_2_MISO_MI | MISO_IN | MISO_MI | Internal | Summer | B9 | 800 | 5000 | 5000 | 50.6 | 52.23 | 0.01 | 1.62
2040 | MISO_IN_2_MISO_MI | MISO_IN | MISO_MI | Internal | Summer | B10 | 1262 | 5000 | 5000 | 50.6 | 51.1 | 0.01 | 0.49
2040 | MISO_IN_2_MISO_MI | MISO_IN | MISO_MI | Internal | Winter | B16 | 25 | 5000 | 0.03 | 95.12 | 95.12 | 0.01 | 0
2040 | MISO_IN_2_MISO_MI | MISO_IN | MISO_MI | Internal | Winter | B17 | 100 | 5000 | 2335.03 | 70.79 | 70.8 | 0.01 | 0
2040 | MISO_IN_2_MISO_MI | MISO_IN | MISO_MI | Internal | Winter | B18 | 400 | 5000 | 2311.99 | 63 | 63.01 | 0.01 | 0
2040 | MISO_IN_2_MISO_MI | MISO_IN | MISO_MI | Internal | Winter | B19 | 700 | 5000 | 3787.59 | 60.12 | 60.13 | 0.01 | 0
2040 | MISO_IN_2_MISO_MI | MISO_IN | MISO_MI | Internal | Winter | B20 | 935 | 5000 | 1227.21 | 55.84 | 55.85 | 0.01 | 0
2040 | MISO_IN_2_MISO_MO-IL | MISO_IN | MISO_MO-IL | Internal | Shoulder | B11 | 25 | 5000 | 5000 | 83.97 | 96.97 | 0.01 | 12.99
2040 | MISO_IN_2_MISO_MO-IL | MISO_IN | MISO_MO-IL | Internal | Shoulder | B12 | 200 | 5000 | 2388.83 | 66.9 | 66.91 | 0.01 | 0
2040 | MISO_IN_2_MISO_MO-IL | MISO_IN | MISO_MO-IL | Internal | Shoulder | B13 | 600 | 5000 | 3590.56 | 58.97 | 58.98 | 0.01 | 0
2040 | MISO_IN_2_MISO_MO-IL | MISO_IN | MISO_MO-IL | Internal | Shoulder | B14 | 900 | 5000 | 3802.41 | 56.9 | 56.91 | 0.01 | 0
2040 | MISO_IN_2_MISO_MO-IL | MISO_IN | MISO_MO-IL | Internal | Shoulder | B15 | 1203 | 5000 | 0 | 52.27 | 52.26 | 0.01 | 0
2040 | MISO_IN_2_MISO_MO-IL | MISO_IN | MISO_MO-IL | Internal | Summer | B1 | 10 | 5000 | 2346.7 | 115.96 | 115.98 | 0.01 | 0
2040 | MISO_IN_2_MISO_MO-IL | MISO_IN | MISO_MO-IL | Internal | Summer | B2 | 25 | 5000 | 5000 | 95.88 | 100.48 | 0.01 | 4.59
2040 | MISO_IN_2_MISO_MO-IL | MISO_IN | MISO_MO-IL | Internal | Summer | B3 | 75 | 5000 | 5000 | 95.52 | 96.54 | 0.01 | 1.01
2040 | MISO_IN_2_MISO_MO-IL | MISO_IN | MISO_MO-IL | Internal | Summer | B4 | 100 | 5000 | 5000 | 90.78 | 93.12 | 0.01 | 2.33
2040 | MISO_IN_2_MISO_MO-IL | MISO_IN | MISO_MO-IL | Internal | Summer | B5 | 200 | 5000 | 5000 | 90.75 | 93.12 | 0.01 | 2.36
2040 | MISO_IN_2_MISO_MO-IL | MISO_IN | MISO_MO-IL | Internal | Summer | B6 | 300 | 5000 | 5000 | 70.49 | 75.51 | 0.01 | 5
2040 | MISO_IN_2_MISO_MO-IL | MISO_IN | MISO_MO-IL | Internal | Summer | B7 | 400 | 5000 | 5000 | 55.93 | 56.88 | 0.01 | 0.94
2040 | MISO_IN_2_MISO_MO-IL | MISO_IN | MISO_MO-IL | Internal | Summer | B8 | 500 | 5000 | 5000 | 50.6 | 52.33 | 0.01 | 1.72
2040 | MISO_IN_2_MISO_MO-IL | MISO_IN | MISO_MO-IL | Internal | Summer | B9 | 800 | 5000 | 0 | 50.6 | 50.59 | 0.01 | 0
2040 | MISO_IN_2_MISO_MO-IL | MISO_IN | MISO_MO-IL | Internal | Summer | B10 | 1262 | 5000 | 0 | 50.6 | 47.92 | 0.01 | 0
2040 | MISO_IN_2_MISO_MO-IL | MISO_IN | MISO_MO-IL | Internal | Winter | B16 | 25 | 5000 | 0.02 | 95.12 | 95.12 | 0.01 | 0
2040 | MISO_IN_2_MISO_MO-IL | MISO_IN | MISO_MO-IL | Internal | Winter | B17 | 100 | 5000 | 0 | 70.79 | 70.79 | 0.01 | 0
2040 | MISO_IN_2_MISO_MO-IL | MISO_IN | MISO_MO-IL | Internal | Winter | B18 | 400 | 5000 | 2775.6 | 63 | 63.01 | 0.01 | 0
2040 | MISO_IN_2_MISO_MO-IL | MISO_IN | MISO_MO-IL | Internal | Winter | B19 | 700 | 5000 | 2606.98 | 60.12 | 60.13 | 0.01 | 0
2040 | MISO_IN_2_MISO_MO-IL | MISO_IN | MISO_MO-IL | Internal | Winter | B20 | 935 | 5000 | 0 | 55.84 | 54.37 | 0.01 | 0
2040 | MISO_IN_2_NonRTO_Midwest | MISO_IN | NonRTO_Midwest | Internal | Shoulder | B11 | 25 | 4800 | 1938.57 | 83.97 | 91.97 | 8 | 0
2040 | MISO_IN_2_NonRTO_Midwest | MISO_IN | NonRTO_Midwest | Internal | Shoulder | B12 | 200 | 4800 | 1161.94 | 66.9 | 74.9 | 8 | 0
2040 | MISO_IN_2_NonRTO_Midwest | MISO_IN | NonRTO_Midwest | Internal | Shoulder | B13 | 600 | 4800 | 381.67 | 58.97 | 66.97 | 8 | 0
2040 | MISO_IN_2_NonRTO_Midwest | MISO_IN | NonRTO_Midwest | Internal | Shoulder | B14 | 900 | 4800 | 0 | 56.9 | 56.24 | 8 | 0
2040 | MISO_IN_2_NonRTO_Midwest | MISO_IN | NonRTO_Midwest | Internal | Shoulder | B15 | 1203 | 4800 | 0 | 52.27 | 56.24 | 8 | 0
2040 | MISO_IN_2_NonRTO_Midwest | MISO_IN | NonRTO_Midwest | Internal | Summer | B1 | 10 | 4800 | 0 | 115.96 | 107.96 | 8 | 0
2040 | MISO_IN_2_NonRTO_Midwest | MISO_IN | NonRTO_Midwest | Internal | Summer | B2 | 25 | 4800 | 0 | 95.88 | 99.03 | 8 | 0
2040 | MISO_IN_2_NonRTO_Midwest | MISO_IN | NonRTO_Midwest | Internal | Summer | B3 | 75 | 4800 | 0 | 95.52 | 99.03 | 8 | 0
2040 | MISO_IN_2_NonRTO_Midwest | MISO_IN | NonRTO_Midwest | Internal | Summer | B4 | 100 | 4800 | 0 | 90.78 | 95.9 | 8 | 0
2040 | MISO_IN_2_NonRTO_Midwest | MISO_IN | NonRTO_Midwest | Internal | Summer | B5 | 200 | 4800 | 0 | 90.75 | 95.9 | 8 | 0
2040 | MISO_IN_2_NonRTO_Midwest | MISO_IN | NonRTO_Midwest | Internal | Summer | B6 | 300 | 4800 | 316.08 | 70.49 | 78.49 | 8 | 0
2040 | MISO_IN_2_NonRTO_Midwest | MISO_IN | NonRTO_Midwest | Internal | Summer | B7 | 400 | 4800 | 0 | 55.93 | 54.6 | 8 | 0
2040 | MISO_IN_2_NonRTO_Midwest | MISO_IN | NonRTO_Midwest | Internal | Summer | B8 | 500 | 4800 | 0 | 50.6 | 54.6 | 8 | 0
2040 | MISO_IN_2_NonRTO_Midwest | MISO_IN | NonRTO_Midwest | Internal | Summer | B9 | 800 | 4800 | 0 | 50.6 | 54.6 | 8 | 0
2040 | MISO_IN_2_NonRTO_Midwest | MISO_IN | NonRTO_Midwest | Internal | Summer | B10 | 1262 | 4800 | 0 | 50.6 | 50.93 | 8 | 0
2040 | MISO_IN_2_NonRTO_Midwest | MISO_IN | NonRTO_Midwest | Internal | Winter | B16 | 25 | 4800 | 3783.15 | 95.12 | 103.12 | 8 | 0
2040 | MISO_IN_2_NonRTO_Midwest | MISO_IN | NonRTO_Midwest | Internal | Winter | B17 | 100 | 4800 | 2066.09 | 70.79 | 78.79 | 8 | 0
2040 | MISO_IN_2_NonRTO_Midwest | MISO_IN | NonRTO_Midwest | Internal | Winter | B18 | 400 | 4800 | 698.02 | 63 | 71 | 8 | 0
2040 | MISO_IN_2_NonRTO_Midwest | MISO_IN | NonRTO_Midwest | Internal | Winter | B19 | 700 | 4800 | 0 | 60.12 | 60.31 | 8 | 0
2040 | MISO_IN_2_NonRTO_Midwest | MISO_IN | NonRTO_Midwest | Internal | Winter | B20 | 935 | 4800 | 0 | 55.84 | 60.31 | 8 | 0
2040 | MISO_IN_2_PJM_ROR | MISO_IN | PJM_ROR | Internal | Shoulder | B11 | 25 | 992 | 0 | 83.97 | 81.97 | 2 | 0
2040 | MISO_IN_2_PJM_ROR | MISO_IN | PJM_ROR | Internal | Shoulder | B12 | 200 | 992 | 0 | 66.9 | 64.91 | 2 | 0
2040 | MISO_IN_2_PJM_ROR | MISO_IN | PJM_ROR | Internal | Shoulder | B13 | 600 | 992 | 0 | 58.97 | 56.97 | 2 | 0
2040 | MISO_IN_2_PJM_ROR | MISO_IN | PJM_ROR | Internal | Shoulder | B14 | 900 | 992 | 0 | 56.9 | 54.91 | 2 | 0
2040 | MISO_IN_2_PJM_ROR | MISO_IN | PJM_ROR | Internal | Shoulder | B15 | 1203 | 992 | 0 | 52.27 | 52.21 | 2 | 0
2040 | MISO_IN_2_PJM_ROR | MISO_IN | PJM_ROR | Internal | Summer | B1 | 10 | 992 | 0 | 115.96 | 114.15 | 2 | 0
2040 | MISO_IN_2_PJM_ROR | MISO_IN | PJM_ROR | Internal | Summer | B2 | 25 | 992 | 0 | 95.88 | 93.88 | 2 | 0
2040 | MISO_IN_2_PJM_ROR | MISO_IN | PJM_ROR | Internal | Summer | B3 | 75 | 992 | 0 | 95.52 | 91.45 | 2 | 0
2040 | MISO_IN_2_PJM_ROR | MISO_IN | PJM_ROR | Internal | Summer | B4 | 100 | 992 | 0 | 90.78 | 91.02 | 2 | 0
2040 | MISO_IN_2_PJM_ROR | MISO_IN | PJM_ROR | Internal | Summer | B5 | 200 | 992 | 0 | 90.75 | 88.76 | 2 | 0
2040 | MISO_IN_2_PJM_ROR | MISO_IN | PJM_ROR | Internal | Summer | B6 | 300 | 992 | 0 | 70.49 | 69.51 | 2 | 0
2040 | MISO_IN_2_PJM_ROR | MISO_IN | PJM_ROR | Internal | Summer | B7 | 400 | 992 | 0 | 55.93 | 54.88 | 2 | 0
2040 | MISO_IN_2_PJM_ROR | MISO_IN | PJM_ROR | Internal | Summer | B8 | 500 | 992 | 0 | 50.6 | 50.35 | 2 | 0
2040 | MISO_IN_2_PJM_ROR | MISO_IN | PJM_ROR | Internal | Summer | B9 | 800 | 992 | 0 | 50.6 | 50.35 | 2 | 0
2040 | MISO_IN_2_PJM_ROR | MISO_IN | PJM_ROR | Internal | Summer | B10 | 1262 | 992 | 0 | 50.6 | 50.35 | 2 | 0
2040 | MISO_IN_2_PJM_ROR | MISO_IN | PJM_ROR | Internal | Winter | B16 | 25 | 992 | 0 | 95.12 | 93.12 | 2 | 0
2040 | MISO_IN_2_PJM_ROR | MISO_IN | PJM_ROR | Internal | Winter | B17 | 100 | 992 | 353.24 | 70.79 | 72.79 | 2 | 0
2040 | MISO_IN_2_PJM_ROR | MISO_IN | PJM_ROR | Internal | Winter | B18 | 400 | 992 | 0 | 63 | 62.68 | 2 | 0
2040 | MISO_IN_2_PJM_ROR | MISO_IN | PJM_ROR | Internal | Winter | B19 | 700 | 992 | 0 | 60.12 | 58.13 | 2 | 0
2040 | MISO_IN_2_PJM_ROR | MISO_IN | PJM_ROR | Internal | Winter | B20 | 935 | 992 | 0 | 55.84 | 56.37 | 2 | 0
2040 | MISO_MI_2_MISO_IN | MISO_MI | MISO_IN | Internal | Shoulder | B11 | 25 | 2045 | 0 | 83.98 | 83.97 | 0.01 | 0
2040 | MISO_MI_2_MISO_IN | MISO_MI | MISO_IN | Internal | Shoulder | B12 | 200 | 2045 | 0 | 66.91 | 66.9 | 0.01 | 0
2040 | MISO_MI_2_MISO_IN | MISO_MI | MISO_IN | Internal | Shoulder | B13 | 600 | 2045 | 0 | 59.22 | 58.97 | 0.01 | 0
2040 | MISO_MI_2_MISO_IN | MISO_MI | MISO_IN | Internal | Shoulder | B14 | 900 | 2045 | 0 | 57.11 | 56.9 | 0.01 | 0
2040 | MISO_MI_2_MISO_IN | MISO_MI | MISO_IN | Internal | Shoulder | B15 | 1203 | 2045 | 0 | 52.34 | 52.27 | 0.01 | 0
2040 | MISO_MI_2_MISO_IN | MISO_MI | MISO_IN | Internal | Summer | B1 | 10 | 2045 | 0.02 | 115.98 | 115.96 | 0.01 | 0
2040 | MISO_MI_2_MISO_IN | MISO_MI | MISO_IN | Internal | Summer | B2 | 25 | 2045 | 0 | 95.9 | 95.88 | 0.01 | 0
2040 | MISO_MI_2_MISO_IN | MISO_MI | MISO_IN | Internal | Summer | B3 | 75 | 2045 | 0 | 95.53 | 95.52 | 0.01 | 0
2040 | MISO_MI_2_MISO_IN | MISO_MI | MISO_IN | Internal | Summer | B4 | 100 | 2045 | 0 | 90.79 | 90.78 | 0.01 | 0
2040 | MISO_MI_2_MISO_IN | MISO_MI | MISO_IN | Internal | Summer | B5 | 200 | 2045 | 0 | 90.76 | 90.75 | 0.01 | 0
2040 | MISO_MI_2_MISO_IN | MISO_MI | MISO_IN | Internal | Summer | B6 | 300 | 2045 | 0 | 70.51 | 70.49 | 0.01 | 0
2040 | MISO_MI_2_MISO_IN | MISO_MI | MISO_IN | Internal | Summer | B7 | 400 | 2045 | 0 | 56.88 | 55.93 | 0.01 | 0
2040 | MISO_MI_2_MISO_IN | MISO_MI | MISO_IN | Internal | Summer | B8 | 500 | 2045 | 0 | 55.45 | 50.6 | 0.01 | 0
2040 | MISO_MI_2_MISO_IN | MISO_MI | MISO_IN | Internal | Summer | B9 | 800 | 2045 | 0 | 52.23 | 50.6 | 0.01 | 0
2040 | MISO_MI_2_MISO_IN | MISO_MI | MISO_IN | Internal | Summer | B10 | 1262 | 2045 | 0 | 51.1 | 50.6 | 0.01 | 0
2040 | MISO_MI_2_MISO_IN | MISO_MI | MISO_IN | Internal | Winter | B16 | 25 | 2045 | 0.06 | 95.12 | 95.12 | 0.01 | 0
2040 | MISO_MI_2_MISO_IN | MISO_MI | MISO_IN | Internal | Winter | B17 | 100 | 2045 | 0 | 70.8 | 70.79 | 0.01 | 0
2040 | MISO_MI_2_MISO_IN | MISO_MI | MISO_IN | Internal | Winter | B18 | 400 | 2045 | 0 | 63.01 | 63 | 0.01 | 0
2040 | MISO_MI_2_MISO_IN | MISO_MI | MISO_IN | Internal | Winter | B19 | 700 | 2045 | 0 | 60.13 | 60.12 | 0.01 | 0
2040 | MISO_MI_2_MISO_IN | MISO_MI | MISO_IN | Internal | Winter | B20 | 935 | 2045 | 0 | 55.85 | 55.84 | 0.01 | 0
2040 | MISO_MI_2_MISO_WUMS | MISO_MI | MISO_WUMS | Internal | Shoulder | B11 | 25 | 117 | 0 | 83.98 | 83.97 | 0.01 | 0
2040 | MISO_MI_2_MISO_WUMS | MISO_MI | MISO_WUMS | Internal | Shoulder | B12 | 200 | 117 | 0 | 66.91 | 64.26 | 0.01 | 0
2040 | MISO_MI_2_MISO_WUMS | MISO_MI | MISO_WUMS | Internal | Shoulder | B13 | 600 | 117 | 0 | 59.22 | 58.95 | 0.01 | 0
2040 | MISO_MI_2_MISO_WUMS | MISO_MI | MISO_WUMS | Internal | Shoulder | B14 | 900 | 117 | 0 | 57.11 | 56.91 | 0.01 | 0
2040 | MISO_MI_2_MISO_WUMS | MISO_MI | MISO_WUMS | Internal | Shoulder | B15 | 1203 | 117 | 117 | 52.34 | 52.4 | 0.01 | 0.05
2040 | MISO_MI_2_MISO_WUMS | MISO_MI | MISO_WUMS | Internal | Summer | B1 | 10 | 117 | 0 | 115.98 | 89.02 | 0.01 | 0
2040 | MISO_MI_2_MISO_WUMS | MISO_MI | MISO_WUMS | Internal | Summer | B2 | 25 | 117 | 0 | 95.9 | 89.02 | 0.01 | 0
2040 | MISO_MI_2_MISO_WUMS | MISO_MI | MISO_WUMS | Internal | Summer | B3 | 75 | 117 | 0 | 95.53 | 89.02 | 0.01 | 0
2040 | MISO_MI_2_MISO_WUMS | MISO_MI | MISO_WUMS | Internal | Summer | B4 | 100 | 117 | 0 | 90.79 | 89.02 | 0.01 | 0
2040 | MISO_MI_2_MISO_WUMS | MISO_MI | MISO_WUMS | Internal | Summer | B5 | 200 | 117 | 0 | 90.76 | 89.02 | 0.01 | 0
2040 | MISO_MI_2_MISO_WUMS | MISO_MI | MISO_WUMS | Internal | Summer | B6 | 300 | 117 | 117 | 70.51 | 71.51 | 0.01 | 0.99
2040 | MISO_MI_2_MISO_WUMS | MISO_MI | MISO_WUMS | Internal | Summer | B7 | 400 | 117 | 0 | 56.88 | 56.86 | 0.01 | 0
2040 | MISO_MI_2_MISO_WUMS | MISO_MI | MISO_WUMS | Internal | Summer | B8 | 500 | 117 | 0 | 55.45 | 52.35 | 0.01 | 0
2040 | MISO_MI_2_MISO_WUMS | MISO_MI | MISO_WUMS | Internal | Summer | B9 | 800 | 117 | 0 | 52.23 | 50.59 | 0.01 | 0
2040 | MISO_MI_2_MISO_WUMS | MISO_MI | MISO_WUMS | Internal | Summer | B10 | 1262 | 117 | 0 | 51.1 | 50.51 | 0.01 | 0
2040 | MISO_MI_2_MISO_WUMS | MISO_MI | MISO_WUMS | Internal | Winter | B16 | 25 | 117 | 0 | 95.12 | 93.15 | 0.01 | 0
2040 | MISO_MI_2_MISO_WUMS | MISO_MI | MISO_WUMS | Internal | Winter | B17 | 100 | 117 | 0 | 70.8 | 70.79 | 0.01 | 0
2040 | MISO_MI_2_MISO_WUMS | MISO_MI | MISO_WUMS | Internal | Winter | B18 | 400 | 117 | 0 | 63.01 | 63.01 | 0.01 | 0
2040 | MISO_MI_2_MISO_WUMS | MISO_MI | MISO_WUMS | Internal | Winter | B19 | 700 | 117 | 15.72 | 60.13 | 60.15 | 0.01 | 0
2040 | MISO_MI_2_MISO_WUMS | MISO_MI | MISO_WUMS | Internal | Winter | B20 | 935 | 117 | 117 | 55.85 | 55.91 | 0.01 | 0.05
2040 | MISO_MI_2_PJM_ROR | MISO_MI | PJM_ROR | Internal | Shoulder | B11 | 25 | 1424 | 0 | 83.98 | 81.97 | 2 | 0
2040 | MISO_MI_2_PJM_ROR | MISO_MI | PJM_ROR | Internal | Shoulder | B12 | 200 | 1424 | 0 | 66.91 | 64.91 | 2 | 0
2040 | MISO_MI_2_PJM_ROR | MISO_MI | PJM_ROR | Internal | Shoulder | B13 | 600 | 1424 | 0 | 59.22 | 56.97 | 2 | 0
2040 | MISO_MI_2_PJM_ROR | MISO_MI | PJM_ROR | Internal | Shoulder | B14 | 900 | 1424 | 0 | 57.11 | 54.91 | 2 | 0
2040 | MISO_MI_2_PJM_ROR | MISO_MI | PJM_ROR | Internal | Shoulder | B15 | 1203 | 1424 | 0 | 52.34 | 52.21 | 2 | 0
2040 | MISO_MI_2_PJM_ROR | MISO_MI | PJM_ROR | Internal | Summer | B1 | 10 | 1424 | 0 | 115.98 | 114.15 | 2 | 0
2040 | MISO_MI_2_PJM_ROR | MISO_MI | PJM_ROR | Internal | Summer | B2 | 25 | 1424 | 0 | 95.9 | 93.88 | 2 | 0
2040 | MISO_MI_2_PJM_ROR | MISO_MI | PJM_ROR | Internal | Summer | B3 | 75 | 1424 | 0 | 95.53 | 91.45 | 2 | 0
2040 | MISO_MI_2_PJM_ROR | MISO_MI | PJM_ROR | Internal | Summer | B4 | 100 | 1424 | 0 | 90.79 | 91.02 | 2 | 0
2040 | MISO_MI_2_PJM_ROR | MISO_MI | PJM_ROR | Internal | Summer | B5 | 200 | 1424 | 0 | 90.76 | 88.76 | 2 | 0
2040 | MISO_MI_2_PJM_ROR | MISO_MI | PJM_ROR | Internal | Summer | B6 | 300 | 1424 | 0 | 70.51 | 69.51 | 2 | 0
2040 | MISO_MI_2_PJM_ROR | MISO_MI | PJM_ROR | Internal | Summer | B7 | 400 | 1424 | 0 | 56.88 | 54.88 | 2 | 0
2040 | MISO_MI_2_PJM_ROR | MISO_MI | PJM_ROR | Internal | Summer | B8 | 500 | 1424 | 0 | 55.45 | 50.35 | 2 | 0
2040 | MISO_MI_2_PJM_ROR | MISO_MI | PJM_ROR | Internal | Summer | B9 | 800 | 1424 | 0 | 52.23 | 50.35 | 2 | 0
2040 | MISO_MI_2_PJM_ROR | MISO_MI | PJM_ROR | Internal | Summer | B10 | 1262 | 1424 | 0 | 51.1 | 50.35 | 2 | 0
2040 | MISO_MI_2_PJM_ROR | MISO_MI | PJM_ROR | Internal | Winter | B16 | 25 | 1424 | 0 | 95.12 | 93.12 | 2 | 0
2040 | MISO_MI_2_PJM_ROR | MISO_MI | PJM_ROR | Internal | Winter | B17 | 100 | 1424 | 0 | 70.8 | 72.79 | 2 | 0
2040 | MISO_MI_2_PJM_ROR | MISO_MI | PJM_ROR | Internal | Winter | B18 | 400 | 1424 | 0 | 63.01 | 62.68 | 2 | 0
2040 | MISO_MI_2_PJM_ROR | MISO_MI | PJM_ROR | Internal | Winter | B19 | 700 | 1424 | 0 | 60.13 | 58.13 | 2 | 0
2040 | MISO_MI_2_PJM_ROR | MISO_MI | PJM_ROR | Internal | Winter | B20 | 935 | 1424 | 0 | 55.85 | 56.37 | 2 | 0
2040 | MISO_MO-IL_2_ENT | MISO_MO-IL | ENT | Internal | Shoulder | B11 | 25 | 2540 | 0 | 96.97 | 88.97 | 8 | 0
2040 | MISO_MO-IL_2_ENT | MISO_MO-IL | ENT | Internal | Shoulder | B12 | 200 | 2540 | 0 | 66.91 | 62.48 | 8 | 0
2040 | MISO_MO-IL_2_ENT | MISO_MO-IL | ENT | Internal | Shoulder | B13 | 600 | 2540 | 0 | 58.98 | 60.6 | 8 | 0
2040 | MISO_MO-IL_2_ENT | MISO_MO-IL | ENT | Internal | Shoulder | B14 | 900 | 2540 | 0 | 56.91 | 60.26 | 8 | 0
2040 | MISO_MO-IL_2_ENT | MISO_MO-IL | ENT | Internal | Shoulder | B15 | 1203 | 2540 | 0 | 52.26 | 59.17 | 8 | 0
2040 | MISO_MO-IL_2_ENT | MISO_MO-IL | ENT | Internal | Summer | B1 | 10 | 2540 | 0 | 115.98 | 107.98 | 8 | 0
2040 | MISO_MO-IL_2_ENT | MISO_MO-IL | ENT | Internal | Summer | B2 | 25 | 2540 | 0 | 100.48 | 95.96 | 8 | 0
2040 | MISO_MO-IL_2_ENT | MISO_MO-IL | ENT | Internal | Summer | B3 | 75 | 2540 | 0 | 96.54 | 93.93 | 8 | 0
2040 | MISO_MO-IL_2_ENT | MISO_MO-IL | ENT | Internal | Summer | B4 | 100 | 2540 | 0 | 93.12 | 92.41 | 8 | 0
2040 | MISO_MO-IL_2_ENT | MISO_MO-IL | ENT | Internal | Summer | B5 | 200 | 2540 | 0 | 93.12 | 86.76 | 8 | 0
2040 | MISO_MO-IL_2_ENT | MISO_MO-IL | ENT | Internal | Summer | B6 | 300 | 2540 | 0 | 75.51 | 74.51 | 8 | 0
2040 | MISO_MO-IL_2_ENT | MISO_MO-IL | ENT | Internal | Summer | B7 | 400 | 2540 | 0 | 56.88 | 60.77 | 8 | 0
2040 | MISO_MO-IL_2_ENT | MISO_MO-IL | ENT | Internal | Summer | B8 | 500 | 2540 | 0 | 52.33 | 60.32 | 8 | 0
2040 | MISO_MO-IL_2_ENT | MISO_MO-IL | ENT | Internal | Summer | B9 | 800 | 2540 | 0 | 50.59 | 58.32 | 8 | 0
2040 | MISO_MO-IL_2_ENT | MISO_MO-IL | ENT | Internal | Summer | B10 | 1262 | 2540 | 0 | 47.92 | 55.52 | 8 | 0
2040 | MISO_MO-IL_2_ENT | MISO_MO-IL | ENT | Internal | Winter | B16 | 25 | 2540 | 0 | 95.12 | 87.12 | 8 | 0
2040 | MISO_MO-IL_2_ENT | MISO_MO-IL | ENT | Internal | Winter | B17 | 100 | 2540 | 0 | 70.79 | 66.65 | 8 | 0
2040 | MISO_MO-IL_2_ENT | MISO_MO-IL | ENT | Internal | Winter | B18 | 400 | 2540 | 0 | 63.01 | 64.97 | 8 | 0
2040 | MISO_MO-IL_2_ENT | MISO_MO-IL | ENT | Internal | Winter | B19 | 700 | 2540 | 0 | 60.13 | 64.43 | 8 | 0
2040 | MISO_MO-IL_2_ENT | MISO_MO-IL | ENT | Internal | Winter | B20 | 935 | 2540 | 216.22 | 54.37 | 62.37 | 8 | 0
2040 | MISO_MO-IL_2_MISO_IN | MISO_MO-IL | MISO_IN | Internal | Shoulder | B11 | 25 | 2100 | 0 | 96.97 | 83.97 | 0.01 | 0
2040 | MISO_MO-IL_2_MISO_IN | MISO_MO-IL | MISO_IN | Internal | Shoulder | B12 | 200 | 2100 | 0 | 66.91 | 66.9 | 0.01 | 0
2040 | MISO_MO-IL_2_MISO_IN | MISO_MO-IL | MISO_IN | Internal | Shoulder | B13 | 600 | 2100 | 0 | 58.98 | 58.97 | 0.01 | 0
2040 | MISO_MO-IL_2_MISO_IN | MISO_MO-IL | MISO_IN | Internal | Shoulder | B14 | 900 | 2100 | 0 | 56.91 | 56.9 | 0.01 | 0
2040 | MISO_MO-IL_2_MISO_IN | MISO_MO-IL | MISO_IN | Internal | Shoulder | B15 | 1203 | 2100 | 346.24 | 52.26 | 52.27 | 0.01 | 0
2040 | MISO_MO-IL_2_MISO_IN | MISO_MO-IL | MISO_IN | Internal | Summer | B1 | 10 | 2100 | 0.02 | 115.98 | 115.96 | 0.01 | 0
2040 | MISO_MO-IL_2_MISO_IN | MISO_MO-IL | MISO_IN | Internal | Summer | B2 | 25 | 2100 | 0 | 100.48 | 95.88 | 0.01 | 0
2040 | MISO_MO-IL_2_MISO_IN | MISO_MO-IL | MISO_IN | Internal | Summer | B3 | 75 | 2100 | 0 | 96.54 | 95.52 | 0.01 | 0
2040 | MISO_MO-IL_2_MISO_IN | MISO_MO-IL | MISO_IN | Internal | Summer | B4 | 100 | 2100 | 0 | 93.12 | 90.78 | 0.01 | 0
2040 | MISO_MO-IL_2_MISO_IN | MISO_MO-IL | MISO_IN | Internal | Summer | B5 | 200 | 2100 | 0 | 93.12 | 90.75 | 0.01 | 0
2040 | MISO_MO-IL_2_MISO_IN | MISO_MO-IL | MISO_IN | Internal | Summer | B6 | 300 | 2100 | 0 | 75.51 | 70.49 | 0.01 | 0
2040 | MISO_MO-IL_2_MISO_IN | MISO_MO-IL | MISO_IN | Internal | Summer | B7 | 400 | 2100 | 0 | 56.88 | 55.93 | 0.01 | 0
2040 | MISO_MO-IL_2_MISO_IN | MISO_MO-IL | MISO_IN | Internal | Summer | B8 | 500 | 2100 | 0 | 52.33 | 50.6 | 0.01 | 0
2040 | MISO_MO-IL_2_MISO_IN | MISO_MO-IL | MISO_IN | Internal | Summer | B9 | 800 | 2100 | 112.07 | 50.59 | 50.6 | 0.01 | 0
2040 | MISO_MO-IL_2_MISO_IN | MISO_MO-IL | MISO_IN | Internal | Summer | B10 | 1262 | 2100 | 2100 | 47.92 | 50.6 | 0.01 | 2.67
2040 | MISO_MO-IL_2_MISO_IN | MISO_MO-IL | MISO_IN | Internal | Winter | B16 | 25 | 2100 | 0.01 | 95.12 | 95.12 | 0.01 | 0
2040 | MISO_MO-IL_2_MISO_IN | MISO_MO-IL | MISO_IN | Internal | Winter | B17 | 100 | 2100 | 0 | 70.79 | 70.79 | 0.01 | 0
2040 | MISO_MO-IL_2_MISO_IN | MISO_MO-IL | MISO_IN | Internal | Winter | B18 | 400 | 2100 | 0 | 63.01 | 63 | 0.01 | 0
2040 | MISO_MO-IL_2_MISO_IN | MISO_MO-IL | MISO_IN | Internal | Winter | B19 | 700 | 2100 | 0 | 60.13 | 60.12 | 0.01 | 0
2040 | MISO_MO-IL_2_MISO_IN | MISO_MO-IL | MISO_IN | Internal | Winter | B20 | 935 | 2100 | 2100 | 54.37 | 55.84 | 0.01 | 1.46
2040 | MISO_MO-IL_2_MISO_W | MISO_MO-IL | MISO_W | Internal | Shoulder | B11 | 25 | 960 | 0 | 96.97 | 95.91 | 0.01 | 0
2040 | MISO_MO-IL_2_MISO_W | MISO_MO-IL | MISO_W | Internal | Shoulder | B12 | 200 | 960 | 0 | 66.91 | 64.25 | 0.01 | 0
2040 | MISO_MO-IL_2_MISO_W | MISO_MO-IL | MISO_W | Internal | Shoulder | B13 | 600 | 960 | 0 | 58.98 | 58.97 | 0.01 | 0
2040 | MISO_MO-IL_2_MISO_W | MISO_MO-IL | MISO_W | Internal | Shoulder | B14 | 900 | 960 | 0 | 56.91 | 56.9 | 0.01 | 0
2040 | MISO_MO-IL_2_MISO_W | MISO_MO-IL | MISO_W | Internal | Shoulder | B15 | 1203 | 960 | 0 | 52.26 | 51.84 | 0.01 | 0
2040 | MISO_MO-IL_2_MISO_W | MISO_MO-IL | MISO_W | Internal | Summer | B1 | 10 | 960 | 0 | 115.98 | 112.15 | 0.01 | 0
2040 | MISO_MO-IL_2_MISO_W | MISO_MO-IL | MISO_W | Internal | Summer | B2 | 25 | 960 | 0 | 100.48 | 100.47 | 0.01 | 0
2040 | MISO_MO-IL_2_MISO_W | MISO_MO-IL | MISO_W | Internal | Summer | B3 | 75 | 960 | 82.44 | 96.54 | 96.55 | 0.01 | 0
2040 | MISO_MO-IL_2_MISO_W | MISO_MO-IL | MISO_W | Internal | Summer | B4 | 100 | 960 | 960 | 93.12 | 94.76 | 0.01 | 1.63
2040 | MISO_MO-IL_2_MISO_W | MISO_MO-IL | MISO_W | Internal | Summer | B5 | 200 | 960 | 0 | 93.12 | 93.1 | 0.01 | 0
2040 | MISO_MO-IL_2_MISO_W | MISO_MO-IL | MISO_W | Internal | Summer | B6 | 300 | 960 | 0 | 75.51 | 75.5 | 0.01 | 0
2040 | MISO_MO-IL_2_MISO_W | MISO_MO-IL | MISO_W | Internal | Summer | B7 | 400 | 960 | 0 | 56.88 | 56.87 | 0.01 | 0
2040 | MISO_MO-IL_2_MISO_W | MISO_MO-IL | MISO_W | Internal | Summer | B8 | 500 | 960 | 69.36 | 52.33 | 52.34 | 0.01 | 0
2040 | MISO_MO-IL_2_MISO_W | MISO_MO-IL | MISO_W | Internal | Summer | B9 | 800 | 960 | 0 | 50.59 | 50.57 | 0.01 | 0
2040 | MISO_MO-IL_2_MISO_W | MISO_MO-IL | MISO_W | Internal | Summer | B10 | 1262 | 960 | 0 | 47.92 | 43.52 | 0.01 | 0
2040 | MISO_MO-IL_2_MISO_W | MISO_MO-IL | MISO_W | Internal | Winter | B16 | 25 | 960 | 0 | 95.12 | 90.11 | 0.01 | 0
2040 | MISO_MO-IL_2_MISO_W | MISO_MO-IL | MISO_W | Internal | Winter | B17 | 100 | 960 | 0 | 70.79 | 70.77 | 0.01 | 0
2040 | MISO_MO-IL_2_MISO_W | MISO_MO-IL | MISO_W | Internal | Winter | B18 | 400 | 960 | 0 | 63.01 | 63 | 0.01 | 0
2040 | MISO_MO-IL_2_MISO_W | MISO_MO-IL | MISO_W | Internal | Winter | B19 | 700 | 960 | 0 | 60.13 | 60.13 | 0.01 | 0
2040 | MISO_MO-IL_2_MISO_W | MISO_MO-IL | MISO_W | Internal | Winter | B20 | 935 | 960 | 0 | 54.37 | 47.61 | 0.01 | 0
2040 | MISO_MO-IL_2_PJM_ROR | MISO_MO-IL | PJM_ROR | Internal | Shoulder | B11 | 25 | 1212 | 0 | 96.97 | 81.97 | 2 | 0
2040 | MISO_MO-IL_2_PJM_ROR | MISO_MO-IL | PJM_ROR | Internal | Shoulder | B12 | 200 | 1212 | 0 | 66.91 | 64.91 | 2 | 0
2040 | MISO_MO-IL_2_PJM_ROR | MISO_MO-IL | PJM_ROR | Internal | Shoulder | B13 | 600 | 1212 | 0 | 58.98 | 56.97 | 2 | 0
2040 | MISO_MO-IL_2_PJM_ROR | MISO_MO-IL | PJM_ROR | Internal | Shoulder | B14 | 900 | 1212 | 0 | 56.91 | 54.91 | 2 | 0
2040 | MISO_MO-IL_2_PJM_ROR | MISO_MO-IL | PJM_ROR | Internal | Shoulder | B15 | 1203 | 1212 | 0 | 52.26 | 52.21 | 2 | 0
2040 | MISO_MO-IL_2_PJM_ROR | MISO_MO-IL | PJM_ROR | Internal | Summer | B1 | 10 | 1212 | 0 | 115.98 | 114.15 | 2 | 0
2040 | MISO_MO-IL_2_PJM_ROR | MISO_MO-IL | PJM_ROR | Internal | Summer | B2 | 25 | 1212 | 0 | 100.48 | 93.88 | 2 | 0
2040 | MISO_MO-IL_2_PJM_ROR | MISO_MO-IL | PJM_ROR | Internal | Summer | B3 | 75 | 1212 | 0 | 96.54 | 91.45 | 2 | 0
2040 | MISO_MO-IL_2_PJM_ROR | MISO_MO-IL | PJM_ROR | Internal | Summer | B4 | 100 | 1212 | 0 | 93.12 | 91.02 | 2 | 0
2040 | MISO_MO-IL_2_PJM_ROR | MISO_MO-IL | PJM_ROR | Internal | Summer | B5 | 200 | 1212 | 0 | 93.12 | 88.76 | 2 | 0
2040 | MISO_MO-IL_2_PJM_ROR | MISO_MO-IL | PJM_ROR | Internal | Summer | B6 | 300 | 1212 | 0 | 75.51 | 69.51 | 2 | 0
2040 | MISO_MO-IL_2_PJM_ROR | MISO_MO-IL | PJM_ROR | Internal | Summer | B7 | 400 | 1212 | 0 | 56.88 | 54.88 | 2 | 0
2040 | MISO_MO-IL_2_PJM_ROR | MISO_MO-IL | PJM_ROR | Internal | Summer | B8 | 500 | 1212 | 0 | 52.33 | 50.35 | 2 | 0
2040 | MISO_MO-IL_2_PJM_ROR | MISO_MO-IL | PJM_ROR | Internal | Summer | B9 | 800 | 1212 | 0 | 50.59 | 50.35 | 2 | 0
2040 | MISO_MO-IL_2_PJM_ROR | MISO_MO-IL | PJM_ROR | Internal | Summer | B10 | 1262 | 1212 | 1212 | 47.92 | 50.35 | 2 | 0.43
2040 | MISO_MO-IL_2_PJM_ROR | MISO_MO-IL | PJM_ROR | Internal | Winter | B16 | 25 | 1212 | 0 | 95.12 | 93.12 | 2 | 0
2040 | MISO_MO-IL_2_PJM_ROR | MISO_MO-IL | PJM_ROR | Internal | Winter | B17 | 100 | 1212 | 707.97 | 70.79 | 72.79 | 2 | 0
2040 | MISO_MO-IL_2_PJM_ROR | MISO_MO-IL | PJM_ROR | Internal | Winter | B18 | 400 | 1212 | 0 | 63.01 | 62.68 | 2 | 0
2040 | MISO_MO-IL_2_PJM_ROR | MISO_MO-IL | PJM_ROR | Internal | Winter | B19 | 700 | 1212 | 0 | 60.13 | 58.13 | 2 | 0
2040 | MISO_MO-IL_2_PJM_ROR | MISO_MO-IL | PJM_ROR | Internal | Winter | B20 | 935 | 1212 | 683.73 | 54.37 | 56.37 | 2 | 0
2040 | MISO_MO-IL_2_SPP_N | MISO_MO-IL | SPP_N | Internal | Shoulder | B11 | 25 | 2000 | 0 | 96.97 | 95.93 | 8 | 0
2040 | MISO_MO-IL_2_SPP_N | MISO_MO-IL | SPP_N | Internal | Shoulder | B12 | 200 | 2000 | 0 | 66.91 | 61.91 | 8 | 0
2040 | MISO_MO-IL_2_SPP_N | MISO_MO-IL | SPP_N | Internal | Shoulder | B13 | 600 | 2000 | 0 | 58.98 | 55.99 | 8 | 0
2040 | MISO_MO-IL_2_SPP_N | MISO_MO-IL | SPP_N | Internal | Shoulder | B14 | 900 | 2000 | 0 | 56.91 | 55.99 | 8 | 0
2040 | MISO_MO-IL_2_SPP_N | MISO_MO-IL | SPP_N | Internal | Shoulder | B15 | 1203 | 2000 | 0 | 52.26 | 54.17 | 8 | 0
2040 | MISO_MO-IL_2_SPP_N | MISO_MO-IL | SPP_N | Internal | Summer | B1 | 10 | 2000 | 0 | 115.98 | 102.98 | 8 | 0
2040 | MISO_MO-IL_2_SPP_N | MISO_MO-IL | SPP_N | Internal | Summer | B2 | 25 | 2000 | 0 | 100.48 | 95.48 | 8 | 0
2040 | MISO_MO-IL_2_SPP_N | MISO_MO-IL | SPP_N | Internal | Summer | B3 | 75 | 2000 | 0 | 96.54 | 95.48 | 8 | 0
2040 | MISO_MO-IL_2_SPP_N | MISO_MO-IL | SPP_N | Internal | Summer | B4 | 100 | 2000 | 0 | 93.12 | 95.48 | 8 | 0
2040 | MISO_MO-IL_2_SPP_N | MISO_MO-IL | SPP_N | Internal | Summer | B5 | 200 | 2000 | 0 | 93.12 | 93.12 | 8 | 0
2040 | MISO_MO-IL_2_SPP_N | MISO_MO-IL | SPP_N | Internal | Summer | B6 | 300 | 2000 | 0 | 75.51 | 82.5 | 8 | 0
2040 | MISO_MO-IL_2_SPP_N | MISO_MO-IL | SPP_N | Internal | Summer | B7 | 400 | 2000 | 0 | 56.88 | 62.24 | 8 | 0
2040 | MISO_MO-IL_2_SPP_N | MISO_MO-IL | SPP_N | Internal | Summer | B8 | 500 | 2000 | 0 | 52.33 | 58.16 | 8 | 0
2040 | MISO_MO-IL_2_SPP_N | MISO_MO-IL | SPP_N | Internal | Summer | B9 | 800 | 2000 | 0 | 50.59 | 54.35 | 8 | 0
2040 | MISO_MO-IL_2_SPP_N | MISO_MO-IL | SPP_N | Internal | Summer | B10 | 1262 | 2000 | 0 | 47.92 | 50.52 | 8 | 0
2040 | MISO_MO-IL_2_SPP_N | MISO_MO-IL | SPP_N | Internal | Winter | B16 | 25 | 2000 | 0 | 95.12 | 90.12 | 8 | 0
2040 | MISO_MO-IL_2_SPP_N | MISO_MO-IL | SPP_N | Internal | Winter | B17 | 100 | 2000 | 0 | 70.79 | 65.79 | 8 | 0
2040 | MISO_MO-IL_2_SPP_N | MISO_MO-IL | SPP_N | Internal | Winter | B18 | 400 | 2000 | 0 | 63.01 | 59.97 | 8 | 0
2040 | MISO_MO-IL_2_SPP_N | MISO_MO-IL | SPP_N | Internal | Winter | B19 | 700 | 2000 | 0 | 60.13 | 59.43 | 8 | 0
2040 | MISO_MO-IL_2_SPP_N | MISO_MO-IL | SPP_N | Internal | Winter | B20 | 935 | 2000 | 0 | 54.37 | 53.12 | 8 | 0
2040 | MISO_MO-IL_2_TVA_Transmission | MISO_MO-IL | TVA_Transmission | Internal | Shoulder | B11 | 25 | 4000 | 0 | 96.97 | 87.97 | 8 | 0
2040 | MISO_MO-IL_2_TVA_Transmission | MISO_MO-IL | TVA_Transmission | Internal | Shoulder | B12 | 200 | 4000 | 0 | 66.91 | 67.88 | 8 | 0
2040 | MISO_MO-IL_2_TVA_Transmission | MISO_MO-IL | TVA_Transmission | Internal | Shoulder | B13 | 600 | 4000 | 0 | 58.98 | 62.27 | 8 | 0
2040 | MISO_MO-IL_2_TVA_Transmission | MISO_MO-IL | TVA_Transmission | Internal | Shoulder | B14 | 900 | 4000 | 0 | 56.91 | 60.91 | 8 | 0
2040 | MISO_MO-IL_2_TVA_Transmission | MISO_MO-IL | TVA_Transmission | Internal | Shoulder | B15 | 1203 | 4000 | 0 | 52.26 | 57.22 | 8 | 0
2040 | MISO_MO-IL_2_TVA_Transmission | MISO_MO-IL | TVA_Transmission | Internal | Summer | B1 | 10 | 4000 | 0 | 115.98 | 113.54 | 8 | 0
2040 | MISO_MO-IL_2_TVA_Transmission | MISO_MO-IL | TVA_Transmission | Internal | Summer | B2 | 25 | 4000 | 0 | 100.48 | 99.88 | 8 | 0
2040 | MISO_MO-IL_2_TVA_Transmission | MISO_MO-IL | TVA_Transmission | Internal | Summer | B3 | 75 | 4000 | 0 | 96.54 | 97 | 8 | 0
2040 | MISO_MO-IL_2_TVA_Transmission | MISO_MO-IL | TVA_Transmission | Internal | Summer | B4 | 100 | 4000 | 0 | 93.12 | 96.77 | 8 | 0
2040 | MISO_MO-IL_2_TVA_Transmission | MISO_MO-IL | TVA_Transmission | Internal | Summer | B5 | 200 | 4000 | 0 | 93.12 | 94.76 | 8 | 0
2040 | MISO_MO-IL_2_TVA_Transmission | MISO_MO-IL | TVA_Transmission | Internal | Summer | B6 | 300 | 4000 | 0 | 75.51 | 74.88 | 8 | 0
2040 | MISO_MO-IL_2_TVA_Transmission | MISO_MO-IL | TVA_Transmission | Internal | Summer | B7 | 400 | 4000 | 0 | 56.88 | 60.44 | 8 | 0
2040 | MISO_MO-IL_2_TVA_Transmission | MISO_MO-IL | TVA_Transmission | Internal | Summer | B8 | 500 | 4000 | 0 | 52.33 | 55.69 | 8 | 0
2040 | MISO_MO-IL_2_TVA_Transmission | MISO_MO-IL | TVA_Transmission | Internal | Summer | B9 | 800 | 4000 | 0 | 50.59 | 55.6 | 8 | 0
2040 | MISO_MO-IL_2_TVA_Transmission | MISO_MO-IL | TVA_Transmission | Internal | Summer | B10 | 1262 | 4000 | 0 | 47.92 | 55.28 | 8 | 0
2040 | MISO_MO-IL_2_TVA_Transmission | MISO_MO-IL | TVA_Transmission | Internal | Winter | B16 | 25 | 4000 | 0 | 95.12 | 96.12 | 8 | 0
2040 | MISO_MO-IL_2_TVA_Transmission | MISO_MO-IL | TVA_Transmission | Internal | Winter | B17 | 100 | 4000 | 0 | 70.79 | 72.3 | 8 | 0
2040 | MISO_MO-IL_2_TVA_Transmission | MISO_MO-IL | TVA_Transmission | Internal | Winter | B18 | 400 | 4000 | 0 | 63.01 | 65.29 | 8 | 0
2040 | MISO_MO-IL_2_TVA_Transmission | MISO_MO-IL | TVA_Transmission | Internal | Winter | B19 | 700 | 4000 | 0 | 60.13 | 61.78 | 8 | 0
2040 | MISO_MO-IL_2_TVA_Transmission | MISO_MO-IL | TVA_Transmission | Internal | Winter | B20 | 935 | 4000 | 0 | 54.37 | 60.52 | 8 | 0
2040 | MISO_W_2_MAPP_CA | MISO_W | MAPP_CA | Internal | Shoulder | B11 | 25 | 700 | 0 | 95.91 | 62.22 | 0.01 | 0
2040 | MISO_W_2_MAPP_CA | MISO_W | MAPP_CA | Internal | Shoulder | B12 | 200 | 700 | 0 | 64.25 | 64.24 | 0.01 | 0
2040 | MISO_W_2_MAPP_CA | MISO_W | MAPP_CA | Internal | Shoulder | B13 | 600 | 700 | 0 | 58.97 | 58.95 | 0.01 | 0
2040 | MISO_W_2_MAPP_CA | MISO_W | MAPP_CA | Internal | Shoulder | B14 | 900 | 700 | 489.01 | 56.9 | 56.91 | 0.01 | 0
2040 | MISO_W_2_MAPP_CA | MISO_W | MAPP_CA | Internal | Shoulder | B15 | 1203 | 700 | 700 | 51.84 | 56.91 | 0.01 | 5.05
2040 | MISO_W_2_MAPP_CA | MISO_W | MAPP_CA | Internal | Summer | B1 | 10 | 700 | 0 | 112.15 | 59.87 | 0.01 | 0
2040 | MISO_W_2_MAPP_CA | MISO_W | MAPP_CA | Internal | Summer | B2 | 25 | 700 | 0 | 100.47 | 65.2 | 0.01 | 0
2040 | MISO_W_2_MAPP_CA | MISO_W | MAPP_CA | Internal | Summer | B3 | 75 | 700 | 0 | 96.55 | 65.2 | 0.01 | 0
2040 | MISO_W_2_MAPP_CA | MISO_W | MAPP_CA | Internal | Summer | B4 | 100 | 700 | 0 | 94.76 | 59.87 | 0.01 | 0
2040 | MISO_W_2_MAPP_CA | MISO_W | MAPP_CA | Internal | Summer | B5 | 200 | 700 | 0 | 93.1 | 65.2 | 0.01 | 0
2040 | MISO_W_2_MAPP_CA | MISO_W | MAPP_CA | Internal | Summer | B6 | 300 | 700 | 0 | 75.5 | 61.5 | 0.01 | 0
2040 | MISO_W_2_MAPP_CA | MISO_W | MAPP_CA | Internal | Summer | B7 | 400 | 700 | 0 | 56.87 | 54.8 | 0.01 | 0
2040 | MISO_W_2_MAPP_CA | MISO_W | MAPP_CA | Internal | Summer | B8 | 500 | 700 | 700 | 52.34 | 54.8 | 0.01 | 2.45
2040 | MISO_W_2_MAPP_CA | MISO_W | MAPP_CA | Internal | Summer | B9 | 800 | 700 | 700 | 50.57 | 54.8 | 0.01 | 4.22
2040 | MISO_W_2_MAPP_CA | MISO_W | MAPP_CA | Internal | Summer | B10 | 1262 | 700 | 700 | 43.52 | 54.8 | 0.01 | 11.27
2040 | MISO_W_2_MAPP_CA | MISO_W | MAPP_CA | Internal | Winter | B16 | 25 | 700 | 0 | 90.11 | 90.1 | 0.01 | 0
2040 | MISO_W_2_MAPP_CA | MISO_W | MAPP_CA | Internal | Winter | B17 | 100 | 700 | 0 | 70.77 | 70.76 | 0.01 | 0
2040 | MISO_W_2_MAPP_CA | MISO_W | MAPP_CA | Internal | Winter | B18 | 400 | 700 | 0 | 63 | 62.98 | 0.01 | 0
2040 | MISO_W_2_MAPP_CA | MISO_W | MAPP_CA | Internal | Winter | B19 | 700 | 700 | 700 | 60.13 | 61.47 | 0.01 | 1.33
2040 | MISO_W_2_MAPP_CA | MISO_W | MAPP_CA | Internal | Winter | B20 | 935 | 700 | 700 | 47.61 | 61.47 | 0.01 | 13.85
2040 | MISO_W_2_MISO_MO-IL | MISO_W | MISO_MO-IL | Internal | Shoulder | B11 | 25 | 3800 | 3800 | 95.91 | 96.97 | 0.01 | 1.04
2040 | MISO_W_2_MISO_MO-IL | MISO_W | MISO_MO-IL | Internal | Shoulder | B12 | 200 | 3800 | 3800 | 64.25 | 66.91 | 0.01 | 2.65
2040 | MISO_W_2_MISO_MO-IL | MISO_W | MISO_MO-IL | Internal | Shoulder | B13 | 600 | 3800 | 2112.09 | 58.97 | 58.98 | 0.01 | 0
2040 | MISO_W_2_MISO_MO-IL | MISO_W | MISO_MO-IL | Internal | Shoulder | B14 | 900 | 3800 | 1344.14 | 56.9 | 56.91 | 0.01 | 0
2040 | MISO_W_2_MISO_MO-IL | MISO_W | MISO_MO-IL | Internal | Shoulder | B15 | 1203 | 3800 | 3800 | 51.84 | 52.26 | 0.01 | 0.41
2040 | MISO_W_2_MISO_MO-IL | MISO_W | MISO_MO-IL | Internal | Summer | B1 | 10 | 3800 | 3800 | 112.15 | 115.98 | 0.01 | 3.81
2040 | MISO_W_2_MISO_MO-IL | MISO_W | MISO_MO-IL | Internal | Summer | B2 | 25 | 3800 | 1889.16 | 100.47 | 100.48 | 0.01 | 0
2040 | MISO_W_2_MISO_MO-IL | MISO_W | MISO_MO-IL | Internal | Summer | B3 | 75 | 3800 | 0 | 96.55 | 96.54 | 0.01 | 0
2040 | MISO_W_2_MISO_MO-IL | MISO_W | MISO_MO-IL | Internal | Summer | B4 | 100 | 3800 | 0 | 94.76 | 93.12 | 0.01 | 0
2040 | MISO_W_2_MISO_MO-IL | MISO_W | MISO_MO-IL | Internal | Summer | B5 | 200 | 3800 | 271.8 | 93.1 | 93.12 | 0.01 | 0
2040 | MISO_W_2_MISO_MO-IL | MISO_W | MISO_MO-IL | Internal | Summer | B6 | 300 | 3800 | 438.55 | 75.5 | 75.51 | 0.01 | 0
2040 | MISO_W_2_MISO_MO-IL | MISO_W | MISO_MO-IL | Internal | Summer | B7 | 400 | 3800 | 453.11 | 56.87 | 56.88 | 0.01 | 0
2040 | MISO_W_2_MISO_MO-IL | MISO_W | MISO_MO-IL | Internal | Summer | B8 | 500 | 3800 | 0 | 52.34 | 52.33 | 0.01 | 0
2040 | MISO_W_2_MISO_MO-IL | MISO_W | MISO_MO-IL | Internal | Summer | B9 | 800 | 3800 | 3005.72 | 50.57 | 50.59 | 0.01 | 0
2040 | MISO_W_2_MISO_MO-IL | MISO_W | MISO_MO-IL | Internal | Summer | B10 | 1262 | 3800 | 3800 | 43.52 | 47.92 | 0.01 | 4.38
2040 | MISO_W_2_MISO_MO-IL | MISO_W | MISO_MO-IL | Internal | Winter | B16 | 25 | 3800 | 3800 | 90.11 | 95.12 | 0.01 | 5
2040 | MISO_W_2_MISO_MO-IL | MISO_W | MISO_MO-IL | Internal | Winter | B17 | 100 | 3800 | 3667.61 | 70.77 | 70.79 | 0.01 | 0
2040 | MISO_W_2_MISO_MO-IL | MISO_W | MISO_MO-IL | Internal | Winter | B18 | 400 | 3800 | 1104.21 | 63 | 63.01 | 0.01 | 0
2040 | MISO_W_2_MISO_MO-IL | MISO_W | MISO_MO-IL | Internal | Winter | B19 | 700 | 3800 | 0 | 60.13 | 60.13 | 0.01 | 0
2040 | MISO_W_2_MISO_MO-IL | MISO_W | MISO_MO-IL | Internal | Winter | B20 | 935 | 3800 | 3800 | 47.61 | 54.37 | 0.01 | 6.75
2040 | MISO_W_2_MISO_WUMS | MISO_W | MISO_WUMS | Internal | Shoulder | B11 | 25 | 1629 | 0 | 95.91 | 83.97 | 0.01 | 0
2040 | MISO_W_2_MISO_WUMS | MISO_W | MISO_WUMS | Internal | Shoulder | B12 | 200 | 1629 | 87.26 | 64.25 | 64.26 | 0.01 | 0
2040 | MISO_W_2_MISO_WUMS | MISO_W | MISO_WUMS | Internal | Shoulder | B13 | 600 | 1629 | 0 | 58.97 | 58.95 | 0.01 | 0
2040 | MISO_W_2_MISO_WUMS | MISO_W | MISO_WUMS | Internal | Shoulder | B14 | 900 | 1629 | 355.24 | 56.9 | 56.91 | 0.01 | 0
2040 | MISO_W_2_MISO_WUMS | MISO_W | MISO_WUMS | Internal | Shoulder | B15 | 1203 | 1629 | 1629 | 51.84 | 52.4 | 0.01 | 0.55
2040 | MISO_W_2_MISO_WUMS | MISO_W | MISO_WUMS | Internal | Summer | B1 | 10 | 1629 | 0 | 112.15 | 89.02 | 0.01 | 0
2040 | MISO_W_2_MISO_WUMS | MISO_W | MISO_WUMS | Internal | Summer | B2 | 25 | 1629 | 0 | 100.47 | 89.02 | 0.01 | 0
2040 | MISO_W_2_MISO_WUMS | MISO_W | MISO_WUMS | Internal | Summer | B3 | 75 | 1629 | 0 | 96.55 | 89.02 | 0.01 | 0
2040 | MISO_W_2_MISO_WUMS | MISO_W | MISO_WUMS | Internal | Summer | B4 | 100 | 1629 | 0 | 94.76 | 89.02 | 0.01 | 0
2040 | MISO_W_2_MISO_WUMS | MISO_W | MISO_WUMS | Internal | Summer | B5 | 200 | 1629 | 0 | 93.1 | 89.02 | 0.01 | 0
2040 | MISO_W_2_MISO_WUMS | MISO_W | MISO_WUMS | Internal | Summer | B6 | 300 | 1629 | 0 | 75.5 | 71.51 | 0.01 | 0
2040 | MISO_W_2_MISO_WUMS | MISO_W | MISO_WUMS | Internal | Summer | B7 | 400 | 1629 | 0 | 56.87 | 56.86 | 0.01 | 0
2040 | MISO_W_2_MISO_WUMS | MISO_W | MISO_WUMS | Internal | Summer | B8 | 500 | 1629 | 706.92 | 52.34 | 52.35 | 0.01 | 0
2040 | MISO_W_2_MISO_WUMS | MISO_W | MISO_WUMS | Internal | Summer | B9 | 800 | 1629 | 31.53 | 50.57 | 50.59 | 0.01 | 0
2040 | MISO_W_2_MISO_WUMS | MISO_W | MISO_WUMS | Internal | Summer | B10 | 1262 | 1629 | 1629 | 43.52 | 50.51 | 0.01 | 6.97
2040 | MISO_W_2_MISO_WUMS | MISO_W | MISO_WUMS | Internal | Winter | B16 | 25 | 1629 | 1629 | 90.11 | 93.15 | 0.01 | 3.03
2040 | MISO_W_2_MISO_WUMS | MISO_W | MISO_WUMS | Internal | Winter | B17 | 100 | 1629 | 1530.38 | 70.77 | 70.79 | 0.01 | 0
2040 | MISO_W_2_MISO_WUMS | MISO_W | MISO_WUMS | Internal | Winter | B18 | 400 | 1629 | 672.84 | 63 | 63.01 | 0.01 | 0
2040 | MISO_W_2_MISO_WUMS | MISO_W | MISO_WUMS | Internal | Winter | B19 | 700 | 1629 | 922.51 | 60.13 | 60.15 | 0.01 | 0
2040 | MISO_W_2_MISO_WUMS | MISO_W | MISO_WUMS | Internal | Winter | B20 | 935 | 1629 | 1629 | 47.61 | 55.91 | 0.01 | 8.29
2040 | MISO_W_2_NE | MISO_W | NE | Internal | Shoulder | B11 | 25 | 2800 | 0 | 95.91 | 95.91 | 7 | 0
2040 | MISO_W_2_NE | MISO_W | NE | Internal | Shoulder | B12 | 200 | 2800 | 0 | 64.25 | 61.9 | 7 | 0
2040 | MISO_W_2_NE | MISO_W | NE | Internal | Shoulder | B13 | 600 | 2800 | 0 | 58.97 | 55.98 | 7 | 0
2040 | MISO_W_2_NE | MISO_W | NE | Internal | Shoulder | B14 | 900 | 2800 | 0 | 56.9 | 55.98 | 7 | 0
2040 | MISO_W_2_NE | MISO_W | NE | Internal | Shoulder | B15 | 1203 | 2800 | 0 | 51.84 | 48.49 | 7 | 0
2040 | MISO_W_2_NE | MISO_W | NE | Internal | Summer | B1 | 10 | 2800 | 0 | 112.15 | 107.15 | 7 | 0
2040 | MISO_W_2_NE | MISO_W | NE | Internal | Summer | B2 | 25 | 2800 | 0 | 100.47 | 97.2 | 7 | 0
2040 | MISO_W_2_NE | MISO_W | NE | Internal | Summer | B3 | 75 | 2800 | 0 | 96.55 | 96.55 | 7 | 0
2040 | MISO_W_2_NE | MISO_W | NE | Internal | Summer | B4 | 100 | 2800 | 0 | 94.76 | 95.47 | 7 | 0
2040 | MISO_W_2_NE | MISO_W | NE | Internal | Summer | B5 | 200 | 2800 | 0 | 93.1 | 93.1 | 7 | 0
2040 | MISO_W_2_NE | MISO_W | NE | Internal | Summer | B6 | 300 | 2800 | 0 | 75.5 | 81.85 | 7 | 0
2040 | MISO_W_2_NE | MISO_W | NE | Internal | Summer | B7 | 400 | 2800 | 0 | 56.87 | 62.23 | 7 | 0
2040 | MISO_W_2_NE | MISO_W | NE | Internal | Summer | B8 | 500 | 2800 | 0 | 52.34 | 53.71 | 7 | 0
2040 | MISO_W_2_NE | MISO_W | NE | Internal | Summer | B9 | 800 | 2800 | 0 | 50.57 | 50.57 | 7 | 0
2040 | MISO_W_2_NE | MISO_W | NE | Internal | Summer | B10 | 1262 | 2800 | 0 | 43.52 | 38.52 | 7 | 0
2040 | MISO_W_2_NE | MISO_W | NE | Internal | Winter | B16 | 25 | 2800 | 0 | 90.11 | 90.11 | 7 | 0
2040 | MISO_W_2_NE | MISO_W | NE | Internal | Winter | B17 | 100 | 2800 | 0 | 70.77 | 65.77 | 7 | 0
2040 | MISO_W_2_NE | MISO_W | NE | Internal | Winter | B18 | 400 | 2800 | 0 | 63 | 59.95 | 7 | 0
2040 | MISO_W_2_NE | MISO_W | NE | Internal | Winter | B19 | 700 | 2800 | 0 | 60.13 | 59.42 | 7 | 0
2040 | MISO_W_2_NE | MISO_W | NE | Internal | Winter | B20 | 935 | 2800 | 0 | 47.61 | 44.36 | 7 | 0
2040 | MISO_W_2_PJM_ROR | MISO_W | PJM_ROR | Internal | Shoulder | B11 | 25 | 773 | 0 | 95.91 | 81.97 | 2 | 0
2040 | MISO_W_2_PJM_ROR | MISO_W | PJM_ROR | Internal | Shoulder | B12 | 200 | 773 | 0 | 64.25 | 64.91 | 2 | 0
2040 | MISO_W_2_PJM_ROR | MISO_W | PJM_ROR | Internal | Shoulder | B13 | 600 | 773 | 0 | 58.97 | 56.97 | 2 | 0
2040 | MISO_W_2_PJM_ROR | MISO_W | PJM_ROR | Internal | Shoulder | B14 | 900 | 773 | 0 | 56.9 | 54.91 | 2 | 0
2040 | MISO_W_2_PJM_ROR | MISO_W | PJM_ROR | Internal | Shoulder | B15 | 1203 | 773 | 0 | 51.84 | 52.21 | 2 | 0
2040 | MISO_W_2_PJM_ROR | MISO_W | PJM_ROR | Internal | Summer | B1 | 10 | 773 | 425.97 | 112.15 | 114.15 | 2 | 0
2040 | MISO_W_2_PJM_ROR | MISO_W | PJM_ROR | Internal | Summer | B2 | 25 | 773 | 0 | 100.47 | 93.88 | 2 | 0
2040 | MISO_W_2_PJM_ROR | MISO_W | PJM_ROR | Internal | Summer | B3 | 75 | 773 | 0 | 96.55 | 91.45 | 2 | 0
2040 | MISO_W_2_PJM_ROR | MISO_W | PJM_ROR | Internal | Summer | B4 | 100 | 773 | 0 | 94.76 | 91.02 | 2 | 0
2040 | MISO_W_2_PJM_ROR | MISO_W | PJM_ROR | Internal | Summer | B5 | 200 | 773 | 0 | 93.1 | 88.76 | 2 | 0
2040 | MISO_W_2_PJM_ROR | MISO_W | PJM_ROR | Internal | Summer | B6 | 300 | 773 | 0 | 75.5 | 69.51 | 2 | 0
2040 | MISO_W_2_PJM_ROR | MISO_W | PJM_ROR | Internal | Summer | B7 | 400 | 773 | 0 | 56.87 | 54.88 | 2 | 0
2040 | MISO_W_2_PJM_ROR | MISO_W | PJM_ROR | Internal | Summer | B8 | 500 | 773 | 0 | 52.34 | 50.35 | 2 | 0
2040 | MISO_W_2_PJM_ROR | MISO_W | PJM_ROR | Internal | Summer | B9 | 800 | 773 | 0 | 50.57 | 50.35 | 2 | 0
2040 | MISO_W_2_PJM_ROR | MISO_W | PJM_ROR | Internal | Summer | B10 | 1262 | 773 | 773 | 43.52 | 50.35 | 2 | 4.83
2040 | MISO_W_2_PJM_ROR | MISO_W | PJM_ROR | Internal | Winter | B16 | 25 | 773 | 773 | 90.11 | 93.12 | 2 | 1.01
2040 | MISO_W_2_PJM_ROR | MISO_W | PJM_ROR | Internal | Winter | B17 | 100 | 773 | 773 | 70.77 | 72.79 | 2 | 0.01
2040 | MISO_W_2_PJM_ROR | MISO_W | PJM_ROR | Internal | Winter | B18 | 400 | 773 | 0 | 63 | 62.68 | 2 | 0
2040 | MISO_W_2_PJM_ROR | MISO_W | PJM_ROR | Internal | Winter | B19 | 700 | 773 | 0 | 60.13 | 58.13 | 2 | 0
2040 | MISO_W_2_PJM_ROR | MISO_W | PJM_ROR | Internal | Winter | B20 | 935 | 773 | 773 | 47.61 | 56.37 | 2 | 6.76
2040 | MISO_W_2_SPP_N | MISO_W | SPP_N | Internal | Shoulder | B11 | 25 | 3200 | 0 | 95.91 | 95.93 | 7 | 0
2040 | MISO_W_2_SPP_N | MISO_W | SPP_N | Internal | Shoulder | B12 | 200 | 3200 | 0 | 64.25 | 61.91 | 7 | 0
2040 | MISO_W_2_SPP_N | MISO_W | SPP_N | Internal | Shoulder | B13 | 600 | 3200 | 0 | 58.97 | 55.99 | 7 | 0
2040 | MISO_W_2_SPP_N | MISO_W | SPP_N | Internal | Shoulder | B14 | 900 | 3200 | 0 | 56.9 | 55.99 | 7 | 0
2040 | MISO_W_2_SPP_N | MISO_W | SPP_N | Internal | Shoulder | B15 | 1203 | 3200 | 0 | 51.84 | 54.17 | 7 | 0
2040 | MISO_W_2_SPP_N | MISO_W | SPP_N | Internal | Summer | B1 | 10 | 3200 | 0 | 112.15 | 102.98 | 7 | 0
2040 | MISO_W_2_SPP_N | MISO_W | SPP_N | Internal | Summer | B2 | 25 | 3200 | 0 | 100.47 | 95.48 | 7 | 0
2040 | MISO_W_2_SPP_N | MISO_W | SPP_N | Internal | Summer | B3 | 75 | 3200 | 0 | 96.55 | 95.48 | 7 | 0
2040 | MISO_W_2_SPP_N | MISO_W | SPP_N | Internal | Summer | B4 | 100 | 3200 | 0 | 94.76 | 95.48 | 7 | 0
2040 | MISO_W_2_SPP_N | MISO_W | SPP_N | Internal | Summer | B5 | 200 | 3200 | 0 | 93.1 | 93.12 | 7 | 0
2040 | MISO_W_2_SPP_N | MISO_W | SPP_N | Internal | Summer | B6 | 300 | 3200 | 1369.47 | 75.5 | 82.5 | 7 | 0
2040 | MISO_W_2_SPP_N | MISO_W | SPP_N | Internal | Summer | B7 | 400 | 3200 | 0 | 56.87 | 62.24 | 7 | 0
2040 | MISO_W_2_SPP_N | MISO_W | SPP_N | Internal | Summer | B8 | 500 | 3200 | 0 | 52.34 | 58.16 | 7 | 0
2040 | MISO_W_2_SPP_N | MISO_W | SPP_N | Internal | Summer | B9 | 800 | 3200 | 0 | 50.57 | 54.35 | 7 | 0
2040 | MISO_W_2_SPP_N | MISO_W | SPP_N | Internal | Summer | B10 | 1262 | 3200 | 1118.84 | 43.52 | 50.52 | 7 | 0
2040 | MISO_W_2_SPP_N | MISO_W | SPP_N | Internal | Winter | B16 | 25 | 3200 | 0 | 90.11 | 90.12 | 7 | 0
2040 | MISO_W_2_SPP_N | MISO_W | SPP_N | Internal | Winter | B17 | 100 | 3200 | 0 | 70.77 | 65.79 | 7 | 0
2040 | MISO_W_2_SPP_N | MISO_W | SPP_N | Internal | Winter | B18 | 400 | 3200 | 0 | 63 | 59.97 | 7 | 0
2040 | MISO_W_2_SPP_N | MISO_W | SPP_N | Internal | Winter | B19 | 700 | 3200 | 0 | 60.13 | 59.43 | 7 | 0
2040 | MISO_W_2_SPP_N | MISO_W | SPP_N | Internal | Winter | B20 | 935 | 3200 | 0 | 47.61 | 53.12 | 7 | 0
2040 | MISO_WUMS_2_MISO_MI | MISO_WUMS | MISO_MI | Internal | Shoulder | B11 | 25 | 99 | 40.22 | 83.97 | 83.98 | 0.01 | 0
2040 | MISO_WUMS_2_MISO_MI | MISO_WUMS | MISO_MI | Internal | Shoulder | B12 | 200 | 99 | 99 | 64.26 | 66.91 | 0.01 | 2.64
2040 | MISO_WUMS_2_MISO_MI | MISO_WUMS | MISO_MI | Internal | Shoulder | B13 | 600 | 99 | 99 | 58.95 | 59.22 | 0.01 | 0.25
2040 | MISO_WUMS_2_MISO_MI | MISO_WUMS | MISO_MI | Internal | Shoulder | B14 | 900 | 99 | 99 | 56.91 | 57.11 | 0.01 | 0.19
2040 | MISO_WUMS_2_MISO_MI | MISO_WUMS | MISO_MI | Internal | Shoulder | B15 | 1203 | 99 | 0 | 52.4 | 52.34 | 0.01 | 0
2040 | MISO_WUMS_2_MISO_MI | MISO_WUMS | MISO_MI | Internal | Summer | B1 | 10 | 99 | 99 | 89.02 | 115.98 | 0.01 | 26.94
2040 | MISO_WUMS_2_MISO_MI | MISO_WUMS | MISO_MI | Internal | Summer | B2 | 25 | 99 | 99 | 89.02 | 95.9 | 0.01 | 6.86
2040 | MISO_WUMS_2_MISO_MI | MISO_WUMS | MISO_MI | Internal | Summer | B3 | 75 | 99 | 99 | 89.02 | 95.53 | 0.01 | 6.49
2040 | MISO_WUMS_2_MISO_MI | MISO_WUMS | MISO_MI | Internal | Summer | B4 | 100 | 99 | 99 | 89.02 | 90.79 | 0.01 | 1.75
2040 | MISO_WUMS_2_MISO_MI | MISO_WUMS | MISO_MI | Internal | Summer | B5 | 200 | 99 | 99 | 89.02 | 90.76 | 0.01 | 1.72
2040 | MISO_WUMS_2_MISO_MI | MISO_WUMS | MISO_MI | Internal | Summer | B6 | 300 | 99 | 0 | 71.51 | 70.51 | 0.01 | 0
2040 | MISO_WUMS_2_MISO_MI | MISO_WUMS | MISO_MI | Internal | Summer | B7 | 400 | 99 | 99 | 56.86 | 56.88 | 0.01 | 0.01
2040 | MISO_WUMS_2_MISO_MI | MISO_WUMS | MISO_MI | Internal | Summer | B8 | 500 | 99 | 99 | 52.35 | 55.45 | 0.01 | 3.09
2040 | MISO_WUMS_2_MISO_MI | MISO_WUMS | MISO_MI | Internal | Summer | B9 | 800 | 99 | 99 | 50.59 | 52.23 | 0.01 | 1.63
2040 | MISO_WUMS_2_MISO_MI | MISO_WUMS | MISO_MI | Internal | Summer | B10 | 1262 | 99 | 99 | 50.51 | 51.1 | 0.01 | 0.58
2040 | MISO_WUMS_2_MISO_MI | MISO_WUMS | MISO_MI | Internal | Winter | B16 | 25 | 99 | 99 | 93.15 | 95.12 | 0.01 | 1.96
2040 | MISO_WUMS_2_MISO_MI | MISO_WUMS | MISO_MI | Internal | Winter | B17 | 100 | 99 | 49.79 | 70.79 | 70.8 | 0.01 | 0
2040 | MISO_WUMS_2_MISO_MI | MISO_WUMS | MISO_MI | Internal | Winter | B18 | 400 | 99 | 0 | 63.01 | 63.01 | 0.01 | 0
2040 | MISO_WUMS_2_MISO_MI | MISO_WUMS | MISO_MI | Internal | Winter | B19 | 700 | 99 | 0 | 60.15 | 60.13 | 0.01 | 0
2040 | MISO_WUMS_2_MISO_MI | MISO_WUMS | MISO_MI | Internal | Winter | B20 | 935 | 99 | 0 | 55.91 | 55.85 | 0.01 | 0
2040 | MISO_WUMS_2_MISO_W | MISO_WUMS | MISO_W | Internal | Shoulder | B11 | 25 | 1137 | 1137 | 83.97 | 95.91 | 0.01 | 11.94
2040 | MISO_WUMS_2_MISO_W | MISO_WUMS | MISO_W | Internal | Shoulder | B12 | 200 | 1137 | 0 | 64.26 | 64.25 | 0.01 | 0
2040 | MISO_WUMS_2_MISO_W | MISO_WUMS | MISO_W | Internal | Shoulder | B13 | 600 | 1137 | 169.9 | 58.95 | 58.97 | 0.01 | 0
2040 | MISO_WUMS_2_MISO_W | MISO_WUMS | MISO_W | Internal | Shoulder | B14 | 900 | 1137 | 0 | 56.91 | 56.9 | 0.01 | 0
2040 | MISO_WUMS_2_MISO_W | MISO_WUMS | MISO_W | Internal | Shoulder | B15 | 1203 | 1137 | 0 | 52.4 | 51.84 | 0.01 | 0
2040 | MISO_WUMS_2_MISO_W | MISO_WUMS | MISO_W | Internal | Summer | B1 | 10 | 1137 | 1137 | 89.02 | 112.15 | 0.01 | 23.12
2040 | MISO_WUMS_2_MISO_W | MISO_WUMS | MISO_W | Internal | Summer | B2 | 25 | 1137 | 1137 | 89.02 | 100.47 | 0.01 | 11.44
2040 | MISO_WUMS_2_MISO_W | MISO_WUMS | MISO_W | Internal | Summer | B3 | 75 | 1137 | 1137 | 89.02 | 96.55 | 0.01 | 7.51
2040 | MISO_WUMS_2_MISO_W | MISO_WUMS | MISO_W | Internal | Summer | B4 | 100 | 1137 | 1137 | 89.02 | 94.76 | 0.01 | 5.73
2040 | MISO_WUMS_2_MISO_W | MISO_WUMS | MISO_W | Internal | Summer | B5 | 200 | 1137 | 1137 | 89.02 | 93.1 | 0.01 | 4.07
2040 | MISO_WUMS_2_MISO_W | MISO_WUMS | MISO_W | Internal | Summer | B6 | 300 | 1137 | 1137 | 71.51 | 75.5 | 0.01 | 3.98
2040 | MISO_WUMS_2_MISO_W | MISO_WUMS | MISO_W | Internal | Summer | B7 | 400 | 1137 | 877.54 | 56.86 | 56.87 | 0.01 | 0
2040 | MISO_WUMS_2_MISO_W | MISO_WUMS | MISO_W | Internal | Summer | B8 | 500 | 1137 | 0 | 52.35 | 52.34 | 0.01 | 0
2040 | MISO_WUMS_2_MISO_W | MISO_WUMS | MISO_W | Internal | Summer | B9 | 800 | 1137 | 0 | 50.59 | 50.57 | 0.01 | 0
2040 | MISO_WUMS_2_MISO_W | MISO_WUMS | MISO_W | Internal | Summer | B10 | 1262 | 1137 | 0 | 50.51 | 43.52 | 0.01 | 0
2040 | MISO_WUMS_2_MISO_W | MISO_WUMS | MISO_W | Internal | Winter | B16 | 25 | 1137 | 0 | 93.15 | 90.11 | 0.01 | 0
2040 | MISO_WUMS_2_MISO_W | MISO_WUMS | MISO_W | Internal | Winter | B17 | 100 | 1137 | 0 | 70.79 | 70.77 | 0.01 | 0
2040 | MISO_WUMS_2_MISO_W | MISO_WUMS | MISO_W | Internal | Winter | B18 | 400 | 1137 | 0 | 63.01 | 63 | 0.01 | 0
2040 | MISO_WUMS_2_MISO_W | MISO_WUMS | MISO_W | Internal | Winter | B19 | 700 | 1137 | 0 | 60.15 | 60.13 | 0.01 | 0
2040 | MISO_WUMS_2_MISO_W | MISO_WUMS | MISO_W | Internal | Winter | B20 | 935 | 1137 | 0 | 55.91 | 47.61 | 0.01 | 0
2040 | MISO_WUMS_2_PJM_ROR | MISO_WUMS | PJM_ROR | Internal | Shoulder | B11 | 25 | 1600 | 0 | 83.97 | 81.97 | 2 | 0
2040 | MISO_WUMS_2_PJM_ROR | MISO_WUMS | PJM_ROR | Internal | Shoulder | B12 | 200 | 1600 | 0 | 64.26 | 64.91 | 2 | 0
2040 | MISO_WUMS_2_PJM_ROR | MISO_WUMS | PJM_ROR | Internal | Shoulder | B13 | 600 | 1600 | 0 | 58.95 | 56.97 | 2 | 0
2040 | MISO_WUMS_2_PJM_ROR | MISO_WUMS | PJM_ROR | Internal | Shoulder | B14 | 900 | 1600 | 0 | 56.91 | 54.91 | 2 | 0
2040 | MISO_WUMS_2_PJM_ROR | MISO_WUMS | PJM_ROR | Internal | Shoulder | B15 | 1203 | 1600 | 0 | 52.4 | 52.21 | 2 | 0
2040 | MISO_WUMS_2_PJM_ROR | MISO_WUMS | PJM_ROR | Internal | Summer | B1 | 10 | 1600 | 1600 | 89.02 | 114.15 | 2 | 23.13
2040 | MISO_WUMS_2_PJM_ROR | MISO_WUMS | PJM_ROR | Internal | Summer | B2 | 25 | 1600 | 1600 | 89.02 | 93.88 | 2 | 2.86
2040 | MISO_WUMS_2_PJM_ROR | MISO_WUMS | PJM_ROR | Internal | Summer | B3 | 75 | 1600 | 1600 | 89.02 | 91.45 | 2 | 0.43
2040 | MISO_WUMS_2_PJM_ROR | MISO_WUMS | PJM_ROR | Internal | Summer | B4 | 100 | 1600 | 219.5 | 89.02 | 91.02 | 2 | 0
2040 | MISO_WUMS_2_PJM_ROR | MISO_WUMS | PJM_ROR | Internal | Summer | B5 | 200 | 1600 | 0 | 89.02 | 88.76 | 2 | 0
2040 | MISO_WUMS_2_PJM_ROR | MISO_WUMS | PJM_ROR | Internal | Summer | B6 | 300 | 1600 | 0 | 71.51 | 69.51 | 2 | 0
2040 | MISO_WUMS_2_PJM_ROR | MISO_WUMS | PJM_ROR | Internal | Summer | B7 | 400 | 1600 | 0 | 56.86 | 54.88 | 2 | 0
2040 | MISO_WUMS_2_PJM_ROR | MISO_WUMS | PJM_ROR | Internal | Summer | B8 | 500 | 1600 | 0 | 52.35 | 50.35 | 2 | 0
2040 | MISO_WUMS_2_PJM_ROR | MISO_WUMS | PJM_ROR | Internal | Summer | B9 | 800 | 1600 | 0 | 50.59 | 50.35 | 2 | 0
2040 | MISO_WUMS_2_PJM_ROR | MISO_WUMS | PJM_ROR | Internal | Summer | B10 | 1262 | 1600 | 0 | 50.51 | 50.35 | 2 | 0
2040 | MISO_WUMS_2_PJM_ROR | MISO_WUMS | PJM_ROR | Internal | Winter | B16 | 25 | 1600 | 0 | 93.15 | 93.12 | 2 | 0
2040 | MISO_WUMS_2_PJM_ROR | MISO_WUMS | PJM_ROR | Internal | Winter | B17 | 100 | 1600 | 523.29 | 70.79 | 72.79 | 2 | 0
2040 | MISO_WUMS_2_PJM_ROR | MISO_WUMS | PJM_ROR | Internal | Winter | B18 | 400 | 1600 | 0 | 63.01 | 62.68 | 2 | 0
2040 | MISO_WUMS_2_PJM_ROR | MISO_WUMS | PJM_ROR | Internal | Winter | B19 | 700 | 1600 | 0 | 60.15 | 58.13 | 2 | 0
2040 | MISO_WUMS_2_PJM_ROR | MISO_WUMS | PJM_ROR | Internal | Winter | B20 | 935 | 1600 | 0 | 55.91 | 56.37 | 2 | 0
2040 | NE_2_MISO_W | NE | MISO_W | Internal | Shoulder | B11 | 25 | 1600 | 0 | 95.91 | 95.91 | 5 | 0
2040 | NE_2_MISO_W | NE | MISO_W | Internal | Shoulder | B12 | 200 | 1600 | 0 | 61.9 | 64.25 | 5 | 0
2040 | NE_2_MISO_W | NE | MISO_W | Internal | Shoulder | B13 | 600 | 1600 | 0 | 55.98 | 58.97 | 5 | 0
2040 | NE_2_MISO_W | NE | MISO_W | Internal | Shoulder | B14 | 900 | 1600 | 0 | 55.98 | 56.9 | 5 | 0
2040 | NE_2_MISO_W | NE | MISO_W | Internal | Shoulder | B15 | 1203 | 1600 | 0 | 48.49 | 51.84 | 5 | 0
2040 | NE_2_MISO_W | NE | MISO_W | Internal | Summer | B1 | 10 | 1600 | 1573.32 | 107.15 | 112.15 | 5 | 0
2040 | NE_2_MISO_W | NE | MISO_W | Internal | Summer | B2 | 25 | 1600 | 0 | 97.2 | 100.47 | 5 | 0
2040 | NE_2_MISO_W | NE | MISO_W | Internal | Summer | B3 | 75 | 1600 | 0 | 96.55 | 96.55 | 5 | 0
2040 | NE_2_MISO_W | NE | MISO_W | Internal | Summer | B4 | 100 | 1600 | 0 | 95.47 | 94.76 | 5 | 0
2040 | NE_2_MISO_W | NE | MISO_W | Internal | Summer | B5 | 200 | 1600 | 0 | 93.1 | 93.1 | 5 | 0
2040 | NE_2_MISO_W | NE | MISO_W | Internal | Summer | B6 | 300 | 1600 | 0 | 81.85 | 75.5 | 5 | 0
2040 | NE_2_MISO_W | NE | MISO_W | Internal | Summer | B7 | 400 | 1600 | 0 | 62.23 | 56.87 | 5 | 0
2040 | NE_2_MISO_W | NE | MISO_W | Internal | Summer | B8 | 500 | 1600 | 0 | 53.71 | 52.34 | 5 | 0
2040 | NE_2_MISO_W | NE | MISO_W | Internal | Summer | B9 | 800 | 1600 | 0 | 50.57 | 50.57 | 5 | 0
2040 | NE_2_MISO_W | NE | MISO_W | Internal | Summer | B10 | 1262 | 1600 | 205.14 | 38.52 | 43.52 | 5 | 0
2040 | NE_2_MISO_W | NE | MISO_W | Internal | Winter | B16 | 25 | 1600 | 0 | 90.11 | 90.11 | 5 | 0
2040 | NE_2_MISO_W | NE | MISO_W | Internal | Winter | B17 | 100 | 1600 | 122.32 | 65.77 | 70.77 | 5 | 0
2040 | NE_2_MISO_W | NE | MISO_W | Internal | Winter | B18 | 400 | 1600 | 0 | 59.95 | 63 | 5 | 0
2040 | NE_2_MISO_W | NE | MISO_W | Internal | Winter | B19 | 700 | 1600 | 0 | 59.42 | 60.13 | 5 | 0
2040 | NE_2_MISO_W | NE | MISO_W | Internal | Winter | B20 | 935 | 1600 | 0 | 44.36 | 47.61 | 5 | 0
2040 | NE_2_SPP_N | NE | SPP_N | Internal | Shoulder | B11 | 25 | 1800 | 1496.36 | 95.91 | 95.93 | 0.01 | 0
2040 | NE_2_SPP_N | NE | SPP_N | Internal | Shoulder | B12 | 200 | 1800 | 500.27 | 61.9 | 61.91 | 0.01 | 0
2040 | NE_2_SPP_N | NE | SPP_N | Internal | Shoulder | B13 | 600 | 1800 | 702.52 | 55.98 | 55.99 | 0.01 | 0
2040 | NE_2_SPP_N | NE | SPP_N | Internal | Shoulder | B14 | 900 | 1800 | 1107.17 | 55.98 | 55.99 | 0.01 | 0
2040 | NE_2_SPP_N | NE | SPP_N | Internal | Shoulder | B15 | 1203 | 1800 | 1800 | 48.49 | 54.17 | 0.01 | 5.67
2040 | NE_2_SPP_N | NE | SPP_N | Internal | Summer | B1 | 10 | 1800 | 0 | 107.15 | 102.98 | 0.01 | 0
2040 | NE_2_SPP_N | NE | SPP_N | Internal | Summer | B2 | 25 | 1800 | 0 | 97.2 | 95.48 | 0.01 | 0
2040 | NE_2_SPP_N | NE | SPP_N | Internal | Summer | B3 | 75 | 1800 | 0 | 96.55 | 95.48 | 0.01 | 0
2040 | NE_2_SPP_N | NE | SPP_N | Internal | Summer | B4 | 100 | 1800 | 830.45 | 95.47 | 95.48 | 0.01 | 0
2040 | NE_2_SPP_N | NE | SPP_N | Internal | Summer | B5 | 200 | 1800 | 871.6 | 93.1 | 93.12 | 0.01 | 0
2040 | NE_2_SPP_N | NE | SPP_N | Internal | Summer | B6 | 300 | 1800 | 1800 | 81.85 | 82.5 | 0.01 | 0.63
2040 | NE_2_SPP_N | NE | SPP_N | Internal | Summer | B7 | 400 | 1800 | 995.38 | 62.23 | 62.24 | 0.01 | 0
2040 | NE_2_SPP_N | NE | SPP_N | Internal | Summer | B8 | 500 | 1800 | 1800 | 53.71 | 58.16 | 0.01 | 4.44
2040 | NE_2_SPP_N | NE | SPP_N | Internal | Summer | B9 | 800 | 1800 | 1800 | 50.57 | 54.35 | 0.01 | 3.77
2040 | NE_2_SPP_N | NE | SPP_N | Internal | Summer | B10 | 1262 | 1800 | 1800 | 38.52 | 50.52 | 0.01 | 11.99
2040 | NE_2_SPP_N | NE | SPP_N | Internal | Winter | B16 | 25 | 1800 | 1038.55 | 90.11 | 90.12 | 0.01 | 0
2040 | NE_2_SPP_N | NE | SPP_N | Internal | Winter | B17 | 100 | 1800 | 308.58 | 65.77 | 65.79 | 0.01 | 0
2040 | NE_2_SPP_N | NE | SPP_N | Internal | Winter | B18 | 400 | 1800 | 893.73 | 59.95 | 59.97 | 0.01 | 0
2040 | NE_2_SPP_N | NE | SPP_N | Internal | Winter | B19 | 700 | 1800 | 784.54 | 59.42 | 59.43 | 0.01 | 0
2040 | NE_2_SPP_N | NE | SPP_N | Internal | Winter | B20 | 935 | 1800 | 1800 | 44.36 | 53.12 | 0.01 | 8.75
2040 | NEISO_2_NYISO_A-F | NEISO | NYISO_A-F | Internal | Shoulder | B11 | 25 | 600 | 600 | 51.23 | 59.7 | 3 | 5.48
2040 | NEISO_2_NYISO_A-F | NEISO | NYISO_A-F | Internal | Shoulder | B12 | 200 | 600 | 600 | 50.96 | 57.27 | 3 | 3.31
2040 | NEISO_2_NYISO_A-F | NEISO | NYISO_A-F | Internal | Shoulder | B13 | 600 | 600 | 600 | 48.36 | 52.18 | 3 | 0.81
2040 | NEISO_2_NYISO_A-F | NEISO | NYISO_A-F | Internal | Shoulder | B14 | 900 | 600 | 320.44 | 48.36 | 51.36 | 3 | 0
2040 | NEISO_2_NYISO_A-F | NEISO | NYISO_A-F | Internal | Shoulder | B15 | 1203 | 600 | 0 | 48.36 | 51.06 | 3 | 0
2040 | NEISO_2_NYISO_A-F | NEISO | NYISO_A-F | Internal | Summer | B1 | 10 | 600 | 0.01 | 99 | 101.98 | 3 | 0
2040 | NEISO_2_NYISO_A-F | NEISO | NYISO_A-F | Internal | Summer | B2 | 25 | 600 | 215.06 | 78.9 | 81.9 | 3 | 0
2040 | NEISO_2_NYISO_A-F | NEISO | NYISO_A-F | Internal | Summer | B3 | 75 | 600 | 0 | 73.15 | 74.35 | 3 | 0
2040 | NEISO_2_NYISO_A-F | NEISO | NYISO_A-F | Internal | Summer | B4 | 100 | 600 | 0 | 68.55 | 71.54 | 3 | 0
2040 | NEISO_2_NYISO_A-F | NEISO | NYISO_A-F | Internal | Summer | B5 | 200 | 600 | 600 | 61.7 | 67.5 | 3 | 2.8
2040 | NEISO_2_NYISO_A-F | NEISO | NYISO_A-F | Internal | Summer | B6 | 300 | 600 | 600 | 52.16 | 61.5 | 3 | 6.33
2040 | NEISO_2_NYISO_A-F | NEISO | NYISO_A-F | Internal | Summer | B7 | 400 | 600 | 437.12 | 48.92 | 51.92 | 3 | 0
2040 | NEISO_2_NYISO_A-F | NEISO | NYISO_A-F | Internal | Summer | B8 | 500 | 600 | 600 | 47.88 | 50.89 | 3 | 0.01
2040 | NEISO_2_NYISO_A-F | NEISO | NYISO_A-F | Internal | Summer | B9 | 800 | 600 | 600 | 44.49 | 49.95 | 3 | 2.46
2040 | NEISO_2_NYISO_A-F | NEISO | NYISO_A-F | Internal | Summer | B10 | 1262 | 600 | 600 | 44.49 | 49.95 | 3 | 2.46
2040 | NEISO_2_NYISO_A-F | NEISO | NYISO_A-F | Internal | Winter | B16 | 25 | 600 | 600 | 71.63 | 76.1 | 3 | 1.47
2040 | NEISO_2_NYISO_A-F | NEISO | NYISO_A-F | Internal | Winter | B17 | 100 | 600 | 0 | 61.79 | 64.77 | 3 | 0
2040 | NEISO_2_NYISO_A-F | NEISO | NYISO_A-F | Internal | Winter | B18 | 400 | 600 | 0 | 60.26 | 60.36 | 3 | 0
2040 | NEISO_2_NYISO_A-F | NEISO | NYISO_A-F | Internal | Winter | B19 | 700 | 600 | 0 | 60.26 | 59.98 | 3 | 0
2040 | NEISO_2_NYISO_A-F | NEISO | NYISO_A-F | Internal | Winter | B20 | 935 | 600 | 0 | 60.26 | 59.98 | 3 | 0
2040 | NEISO_2_NYISO_G-I | NEISO | NYISO_G-I | Internal | Shoulder | B11 | 25 | 600 | 600 | 51.23 | 59.72 | 3 | 5.49
2040 | NEISO_2_NYISO_G-I | NEISO | NYISO_G-I | Internal | Shoulder | B12 | 200 | 600 | 600 | 50.96 | 57.28 | 3 | 3.32
2040 | NEISO_2_NYISO_G-I | NEISO | NYISO_G-I | Internal | Shoulder | B13 | 600 | 600 | 600 | 48.36 | 52.19 | 3 | 0.83
2040 | NEISO_2_NYISO_G-I | NEISO | NYISO_G-I | Internal | Shoulder | B14 | 900 | 600 | 499.48 | 48.36 | 51.36 | 3 | 0
2040 | NEISO_2_NYISO_G-I | NEISO | NYISO_G-I | Internal | Shoulder | B15 | 1203 | 600 | 0 | 48.36 | 51.05 | 3 | 0
2040 | NEISO_2_NYISO_G-I | NEISO | NYISO_G-I | Internal | Summer | B1 | 10 | 600 | 0.01 | 99 | 101.99 | 3 | 0
2040 | NEISO_2_NYISO_G-I | NEISO | NYISO_G-I | Internal | Summer | B2 | 25 | 600 | 599.99 | 78.9 | 81.91 | 3 | 0.01
2040 | NEISO_2_NYISO_G-I | NEISO | NYISO_G-I | Internal | Summer | B3 | 75 | 600 | 0 | 73.15 | 74.34 | 3 | 0
2040 | NEISO_2_NYISO_G-I | NEISO | NYISO_G-I | Internal | Summer | B4 | 100 | 600 | 381.7 | 68.55 | 71.55 | 3 | 0
2040 | NEISO_2_NYISO_G-I | NEISO | NYISO_G-I | Internal | Summer | B5 | 200 | 600 | 600 | 61.7 | 67.51 | 3 | 2.81
2040 | NEISO_2_NYISO_G-I | NEISO | NYISO_G-I | Internal | Summer | B6 | 300 | 600 | 600 | 52.16 | 61.51 | 3 | 6.34
2040 | NEISO_2_NYISO_G-I | NEISO | NYISO_G-I | Internal | Summer | B7 | 400 | 600 | 546.27 | 48.92 | 51.92 | 3 | 0
2040 | NEISO_2_NYISO_G-I | NEISO | NYISO_G-I | Internal | Summer | B8 | 500 | 600 | 329.87 | 47.88 | 50.88 | 3 | 0
2040 | NEISO_2_NYISO_G-I | NEISO | NYISO_G-I | Internal | Summer | B9 | 800 | 600 | 600 | 44.49 | 49.94 | 3 | 2.45
2040 | NEISO_2_NYISO_G-I | NEISO | NYISO_G-I | Internal | Summer | B10 | 1262 | 600 | 0 | 44.49 | 47.23 | 3 | 0
2040 | NEISO_2_NYISO_G-I | NEISO | NYISO_G-I | Internal | Winter | B16 | 25 | 600 | 600 | 71.63 | 76.11 | 3 | 1.48
2040 | NEISO_2_NYISO_G-I | NEISO | NYISO_G-I | Internal | Winter | B17 | 100 | 600 | 200.89 | 61.79 | 64.79 | 3 | 0
2040 | NEISO_2_NYISO_G-I | NEISO | NYISO_G-I | Internal | Winter | B18 | 400 | 600 | 0 | 60.26 | 60.37 | 3 | 0
2040 | NEISO_2_NYISO_G-I | NEISO | NYISO_G-I | Internal | Winter | B19 | 700 | 600 | 0 | 60.26 | 59.99 | 3 | 0
2040 | NEISO_2_NYISO_G-I | NEISO | NYISO_G-I | Internal | Winter | B20 | 935 | 600 | 0 | 60.26 | 59.99 | 3 | 0
2040 | NEISO_2_NYISO_J-K | NEISO | NYISO_J-K | Internal | Shoulder | B11 | 25 | 430 | 430 | 51.23 | 69.97 | 3 | 15.74
2040 | NEISO_2_NYISO_J-K | NEISO | NYISO_J-K | Internal | Shoulder | B12 | 200 | 430 | 430 | 50.96 | 69.97 | 3 | 16.01
2040 | NEISO_2_NYISO_J-K | NEISO | NYISO_J-K | Internal | Shoulder | B13 | 600 | 430 | 430 | 48.36 | 69.97 | 3 | 18.61
2040 | NEISO_2_NYISO_J-K | NEISO | NYISO_J-K | Internal | Shoulder | B14 | 900 | 430 | 430 | 48.36 | 52.45 | 3 | 1.09
2040 | NEISO_2_NYISO_J-K | NEISO | NYISO_J-K | Internal | Shoulder | B15 | 1203 | 430 | 0 | 48.36 | 51.06 | 3 | 0
2040 | NEISO_2_NYISO_J-K | NEISO | NYISO_J-K | Internal | Summer | B1 | 10 | 430 | 381.64 | 99 | 102 | 3 | 0
2040 | NEISO_2_NYISO_J-K | NEISO | NYISO_J-K | Internal | Summer | B2 | 25 | 430 | 430 | 78.9 | 81.92 | 3 | 0.02
2040 | NEISO_2_NYISO_J-K | NEISO | NYISO_J-K | Internal | Summer | B3 | 75 | 430 | 0 | 73.15 | 74.35 | 3 | 0
2040 | NEISO_2_NYISO_J-K | NEISO | NYISO_J-K | Internal | Summer | B4 | 100 | 430 | 430 | 68.55 | 71.56 | 3 | 0.01
2040 | NEISO_2_NYISO_J-K | NEISO | NYISO_J-K | Internal | Summer | B5 | 200 | 430 | 430 | 61.7 | 67.52 | 3 | 2.83
2040 | NEISO_2_NYISO_J-K | NEISO | NYISO_J-K | Internal | Summer | B6 | 300 | 430 | 430 | 52.16 | 64.19 | 3 | 9.02
2040 | NEISO_2_NYISO_J-K | NEISO | NYISO_J-K | Internal | Summer | B7 | 400 | 430 | 430 | 48.92 | 64.19 | 3 | 12.27
2040 | NEISO_2_NYISO_J-K | NEISO | NYISO_J-K | Internal | Summer | B8 | 500 | 430 | 430 | 47.88 | 64.19 | 3 | 13.31
2040 | NEISO_2_NYISO_J-K | NEISO | NYISO_J-K | Internal | Summer | B9 | 800 | 430 | 430 | 44.49 | 51.8 | 3 | 4.31
2040 | NEISO_2_NYISO_J-K | NEISO | NYISO_J-K | Internal | Summer | B10 | 1262 | 430 | 0 | 44.49 | 47.25 | 3 | 0
2040 | NEISO_2_NYISO_J-K | NEISO | NYISO_J-K | Internal | Winter | B16 | 25 | 430 | 430 | 71.63 | 90.11 | 3 | 15.48
2040 | NEISO_2_NYISO_J-K | NEISO | NYISO_J-K | Internal | Winter | B17 | 100 | 430 | 430 | 61.79 | 90.11 | 3 | 25.33
2040 | NEISO_2_NYISO_J-K | NEISO | NYISO_J-K | Internal | Winter | B18 | 400 | 430 | 430 | 60.26 | 88.31 | 3 | 25.04
2040 | NEISO_2_NYISO_J-K | NEISO | NYISO_J-K | Internal | Winter | B19 | 700 | 430 | 430 | 60.26 | 67.37 | 3 | 4.11
2040 | NEISO_2_NYISO_J-K | NEISO | NYISO_J-K | Internal | Winter | B20 | 935 | 430 | 0 | 60.26 | 62.13 | 3 | 0
2040 | NonRTO_Midwest_2_MISO_IN | NonRTO_Midwest | MISO_IN | Internal | Shoulder | B11 | 25 | 4450 | 0 | 91.97 | 83.97 | 8 | 0
2040 | NonRTO_Midwest_2_MISO_IN | NonRTO_Midwest | MISO_IN | Internal | Shoulder | B12 | 200 | 4450 | 0 | 74.9 | 66.9 | 8 | 0
2040 | NonRTO_Midwest_2_MISO_IN | NonRTO_Midwest | MISO_IN | Internal | Shoulder | B13 | 600 | 4450 | 0 | 66.97 | 58.97 | 8 | 0
2040 | NonRTO_Midwest_2_MISO_IN | NonRTO_Midwest | MISO_IN | Internal | Shoulder | B14 | 900 | 4450 | 0 | 56.24 | 56.9 | 8 | 0
2040 | NonRTO_Midwest_2_MISO_IN | NonRTO_Midwest | MISO_IN | Internal | Shoulder | B15 | 1203 | 4450 | 0 | 56.24 | 52.27 | 8 | 0
2040 | NonRTO_Midwest_2_MISO_IN | NonRTO_Midwest | MISO_IN | Internal | Summer | B1 | 10 | 4450 | 1369.39 | 107.96 | 115.96 | 8 | 0
2040 | NonRTO_Midwest_2_MISO_IN | NonRTO_Midwest | MISO_IN | Internal | Summer | B2 | 25 | 4450 | 0 | 99.03 | 95.88 | 8 | 0
2040 | NonRTO_Midwest_2_MISO_IN | NonRTO_Midwest | MISO_IN | Internal | Summer | B3 | 75 | 4450 | 0 | 99.03 | 95.52 | 8 | 0
2040 | NonRTO_Midwest_2_MISO_IN | NonRTO_Midwest | MISO_IN | Internal | Summer | B4 | 100 | 4450 | 0 | 95.9 | 90.78 | 8 | 0
2040 | NonRTO_Midwest_2_MISO_IN | NonRTO_Midwest | MISO_IN | Internal | Summer | B5 | 200 | 4450 | 0 | 95.9 | 90.75 | 8 | 0
2040 | NonRTO_Midwest_2_MISO_IN | NonRTO_Midwest | MISO_IN | Internal | Summer | B6 | 300 | 4450 | 0 | 78.49 | 70.49 | 8 | 0
2040 | NonRTO_Midwest_2_MISO_IN | NonRTO_Midwest | MISO_IN | Internal | Summer | B7 | 400 | 4450 | 0 | 54.6 | 55.93 | 8 | 0
2040 | NonRTO_Midwest_2_MISO_IN | NonRTO_Midwest | MISO_IN | Internal | Summer | B8 | 500 | 4450 | 0 | 54.6 | 50.6 | 8 | 0
2040 | NonRTO_Midwest_2_MISO_IN | NonRTO_Midwest | MISO_IN | Internal | Summer | B9 | 800 | 4450 | 0 | 54.6 | 50.6 | 8 | 0
2040 | NonRTO_Midwest_2_MISO_IN | NonRTO_Midwest | MISO_IN | Internal | Summer | B10 | 1262 | 4450 | 0 | 50.93 | 50.6 | 8 | 0
2040 | NonRTO_Midwest_2_MISO_IN | NonRTO_Midwest | MISO_IN | Internal | Winter | B16 | 25 | 4450 | 0 | 103.12 | 95.12 | 8 | 0
2040 | NonRTO_Midwest_2_MISO_IN | NonRTO_Midwest | MISO_IN | Internal | Winter | B17 | 100 | 4450 | 0 | 78.79 | 70.79 | 8 | 0
2040 | NonRTO_Midwest_2_MISO_IN | NonRTO_Midwest | MISO_IN | Internal | Winter | B18 | 400 | 4450 | 0 | 71 | 63 | 8 | 0
2040 | NonRTO_Midwest_2_MISO_IN | NonRTO_Midwest | MISO_IN | Internal | Winter | B19 | 700 | 4450 | 0 | 60.31 | 60.12 | 8 | 0
2040 | NonRTO_Midwest_2_MISO_IN | NonRTO_Midwest | MISO_IN | Internal | Winter | B20 | 935 | 4450 | 0 | 60.31 | 55.84 | 8 | 0
2040 | NonRTO_Midwest_2_TVA_Transmission | NonRTO_Midwest | TVA_Transmission | Internal | Shoulder | B11 | 25 | 2400 | 0 | 91.97 | 87.97 | 8 | 0
2040 | NonRTO_Midwest_2_TVA_Transmission | NonRTO_Midwest | TVA_Transmission | Internal | Shoulder | B12 | 200 | 2400 | 0 | 74.9 | 67.88 | 8 | 0
2040 | NonRTO_Midwest_2_TVA_Transmission | NonRTO_Midwest | TVA_Transmission | Internal | Shoulder | B13 | 600 | 2400 | 0 | 66.97 | 62.27 | 8 | 0
2040 | NonRTO_Midwest_2_TVA_Transmission | NonRTO_Midwest | TVA_Transmission | Internal | Shoulder | B14 | 900 | 2400 | 0 | 56.24 | 60.91 | 8 | 0
2040 | NonRTO_Midwest_2_TVA_Transmission | NonRTO_Midwest | TVA_Transmission | Internal | Shoulder | B15 | 1203 | 2400 | 0 | 56.24 | 57.22 | 8 | 0
2040 | NonRTO_Midwest_2_TVA_Transmission | NonRTO_Midwest | TVA_Transmission | Internal | Summer | B1 | 10 | 2400 | 0 | 107.96 | 113.54 | 8 | 0
2040 | NonRTO_Midwest_2_TVA_Transmission | NonRTO_Midwest | TVA_Transmission | Internal | Summer | B2 | 25 | 2400 | 0 | 99.03 | 99.88 | 8 | 0
2040 | NonRTO_Midwest_2_TVA_Transmission | NonRTO_Midwest | TVA_Transmission | Internal | Summer | B3 | 75 | 2400 | 0 | 99.03 | 97 | 8 | 0
2040 | NonRTO_Midwest_2_TVA_Transmission | NonRTO_Midwest | TVA_Transmission | Internal | Summer | B4 | 100 | 2400 | 0 | 95.9 | 96.77 | 8 | 0
2040 | NonRTO_Midwest_2_TVA_Transmission | NonRTO_Midwest | TVA_Transmission | Internal | Summer | B5 | 200 | 2400 | 0 | 95.9 | 94.76 | 8 | 0
2040 | NonRTO_Midwest_2_TVA_Transmission | NonRTO_Midwest | TVA_Transmission | Internal | Summer | B6 | 300 | 2400 | 0 | 78.49 | 74.88 | 8 | 0
2040 | NonRTO_Midwest_2_TVA_Transmission | NonRTO_Midwest | TVA_Transmission | Internal | Summer | B7 | 400 | 2400 | 0 | 54.6 | 60.44 | 8 | 0
2040 | NonRTO_Midwest_2_TVA_Transmission | NonRTO_Midwest | TVA_Transmission | Internal | Summer | B8 | 500 | 2400 | 0 | 54.6 | 55.69 | 8 | 0
2040 | NonRTO_Midwest_2_TVA_Transmission | NonRTO_Midwest | TVA_Transmission | Internal | Summer | B9 | 800 | 2400 | 0 | 54.6 | 55.6 | 8 | 0
2040 | NonRTO_Midwest_2_TVA_Transmission | NonRTO_Midwest | TVA_Transmission | Internal | Summer | B10 | 1262 | 2400 | 0 | 50.93 | 55.28 | 8 | 0
2040 | NonRTO_Midwest_2_TVA_Transmission | NonRTO_Midwest | TVA_Transmission | Internal | Winter | B16 | 25 | 2400 | 0 | 103.12 | 96.12 | 8 | 0
2040 | NonRTO_Midwest_2_TVA_Transmission | NonRTO_Midwest | TVA_Transmission | Internal | Winter | B17 | 100 | 2400 | 0 | 78.79 | 72.3 | 8 | 0
2040 | NonRTO_Midwest_2_TVA_Transmission | NonRTO_Midwest | TVA_Transmission | Internal | Winter | B18 | 400 | 2400 | 0 | 71 | 65.29 | 8 | 0
2040 | NonRTO_Midwest_2_TVA_Transmission | NonRTO_Midwest | TVA_Transmission | Internal | Winter | B19 | 700 | 2400 | 0 | 60.31 | 61.78 | 8 | 0
2040 | NonRTO_Midwest_2_TVA_Transmission | NonRTO_Midwest | TVA_Transmission | Internal | Winter | B20 | 935 | 2400 | 0 | 60.31 | 60.52 | 8 | 0
2040 | NYISO_A-F_2_IESO | NYISO_A-F | IESO | Internal | Shoulder | B11 | 25 | 1600 | 0 | 59.7 | 52.7 | 7 | 0
2040 | NYISO_A-F_2_IESO | NYISO_A-F | IESO | Internal | Shoulder | B12 | 200 | 1600 | 0 | 57.27 | 52.7 | 7 | 0
2040 | NYISO_A-F_2_IESO | NYISO_A-F | IESO | Internal | Shoulder | B13 | 600 | 1600 | 0 | 52.18 | 52.22 | 7 | 0
2040 | NYISO_A-F_2_IESO | NYISO_A-F | IESO | Internal | Shoulder | B14 | 900 | 1600 | 0 | 51.36 | 52.22 | 7 | 0
2040 | NYISO_A-F_2_IESO | NYISO_A-F | IESO | Internal | Shoulder | B15 | 1203 | 1600 | 0 | 51.06 | 52.22 | 7 | 0
2040 | NYISO_A-F_2_IESO | NYISO_A-F | IESO | Internal | Summer | B1 | 10 | 1600 | 608.94 | 101.98 | 108.98 | 7 | 0
2040 | NYISO_A-F_2_IESO | NYISO_A-F | IESO | Internal | Summer | B2 | 25 | 1600 | 37.93 | 81.9 | 88.9 | 7 | 0
2040 | NYISO_A-F_2_IESO | NYISO_A-F | IESO | Internal | Summer | B3 | 75 | 1600 | 933.66 | 74.35 | 81.35 | 7 | 0
2040 | NYISO_A-F_2_IESO | NYISO_A-F | IESO | Internal | Summer | B4 | 100 | 1600 | 0 | 71.54 | 67.87 | 7 | 0
2040 | NYISO_A-F_2_IESO | NYISO_A-F | IESO | Internal | Summer | B5 | 200 | 1600 | 0 | 67.5 | 60.5 | 7 | 0
2040 | NYISO_A-F_2_IESO | NYISO_A-F | IESO | Internal | Summer | B6 | 300 | 1600 | 0 | 61.5 | 54.5 | 7 | 0
2040 | NYISO_A-F_2_IESO | NYISO_A-F | IESO | Internal | Summer | B7 | 400 | 1600 | 0 | 51.92 | 52 | 7 | 0
2040 | NYISO_A-F_2_IESO | NYISO_A-F | IESO | Internal | Summer | B8 | 500 | 1600 | 0 | 50.89 | 48.45 | 7 | 0
2040 | NYISO_A-F_2_IESO | NYISO_A-F | IESO | Internal | Summer | B9 | 800 | 1600 | 0 | 49.95 | 48.45 | 7 | 0
2040 | NYISO_A-F_2_IESO | NYISO_A-F | IESO | Internal | Summer | B10 | 1262 | 1600 | 0 | 49.95 | 48.45 | 7 | 0
2040 | NYISO_A-F_2_IESO | NYISO_A-F | IESO | Internal | Winter | B16 | 25 | 1600 | 0 | 76.1 | 69.1 | 7 | 0
2040 | NYISO_A-F_2_IESO | NYISO_A-F | IESO | Internal | Winter | B17 | 100 | 1600 | 0 | 64.77 | 57.77 | 7 | 0
2040 | NYISO_A-F_2_IESO | NYISO_A-F | IESO | Internal | Winter | B18 | 400 | 1600 | 0 | 60.36 | 55.05 | 7 | 0
2040 | NYISO_A-F_2_IESO | NYISO_A-F | IESO | Internal | Winter | B19 | 700 | 1600 | 0 | 59.98 | 55.05 | 7 | 0
2040 | NYISO_A-F_2_IESO | NYISO_A-F | IESO | Internal | Winter | B20 | 935 | 1600 | 0 | 59.98 | 55.05 | 7 | 0
2040 | NYISO_A-F_2_NEISO | NYISO_A-F | NEISO | Internal | Shoulder | B11 | 25 | 600 | 0 | 59.7 | 51.23 | 3 | 0
2040 | NYISO_A-F_2_NEISO | NYISO_A-F | NEISO | Internal | Shoulder | B12 | 200 | 600 | 0 | 57.27 | 50.96 | 3 | 0
2040 | NYISO_A-F_2_NEISO | NYISO_A-F | NEISO | Internal | Shoulder | B13 | 600 | 600 | 0 | 52.18 | 48.36 | 3 | 0
2040 | NYISO_A-F_2_NEISO | NYISO_A-F | NEISO | Internal | Shoulder | B14 | 900 | 600 | 0 | 51.36 | 48.36 | 3 | 0
2040 | NYISO_A-F_2_NEISO | NYISO_A-F | NEISO | Internal | Shoulder | B15 | 1203 | 600 | 0 | 51.06 | 48.36 | 3 | 0
2040 | NYISO_A-F_2_NEISO | NYISO_A-F | NEISO | Internal | Summer | B1 | 10 | 600 | 0 | 101.98 | 99 | 3 | 0
2040 | NYISO_A-F_2_NEISO | NYISO_A-F | NEISO | Internal | Summer | B2 | 25 | 600 | 0 | 81.9 | 78.9 | 3 | 0
2040 | NYISO_A-F_2_NEISO | NYISO_A-F | NEISO | Internal | Summer | B3 | 75 | 600 | 0 | 74.35 | 73.15 | 3 | 0
2040 | NYISO_A-F_2_NEISO | NYISO_A-F | NEISO | Internal | Summer | B4 | 100 | 600 | 0 | 71.54 | 68.55 | 3 | 0
2040 | NYISO_A-F_2_NEISO | NYISO_A-F | NEISO | Internal | Summer | B5 | 200 | 600 | 0 | 67.5 | 61.7 | 3 | 0
2040 | NYISO_A-F_2_NEISO | NYISO_A-F | NEISO | Internal | Summer | B6 | 300 | 600 | 0 | 61.5 | 52.16 | 3 | 0
2040 | NYISO_A-F_2_NEISO | NYISO_A-F | NEISO | Internal | Summer | B7 | 400 | 600 | 0 | 51.92 | 48.92 | 3 | 0
2040 | NYISO_A-F_2_NEISO | NYISO_A-F | NEISO | Internal | Summer | B8 | 500 | 600 | 0 | 50.89 | 47.88 | 3 | 0
2040 | NYISO_A-F_2_NEISO | NYISO_A-F | NEISO | Internal | Summer | B9 | 800 | 600 | 0 | 49.95 | 44.49 | 3 | 0
2040 | NYISO_A-F_2_NEISO | NYISO_A-F | NEISO | Internal | Summer | B10 | 1262 | 600 | 0 | 49.95 | 44.49 | 3 | 0
2040 | NYISO_A-F_2_NEISO | NYISO_A-F | NEISO | Internal | Winter | B16 | 25 | 600 | 0 | 76.1 | 71.63 | 3 | 0
2040 | NYISO_A-F_2_NEISO | NYISO_A-F | NEISO | Internal | Winter | B17 | 100 | 600 | 0 | 64.77 | 61.79 | 3 | 0
2040 | NYISO_A-F_2_NEISO | NYISO_A-F | NEISO | Internal | Winter | B18 | 400 | 600 | 0 | 60.36 | 60.26 | 3 | 0
2040 | NYISO_A-F_2_NEISO | NYISO_A-F | NEISO | Internal | Winter | B19 | 700 | 600 | 0 | 59.98 | 60.26 | 3 | 0
2040 | NYISO_A-F_2_NEISO | NYISO_A-F | NEISO | Internal | Winter | B20 | 935 | 600 | 0 | 59.98 | 60.26 | 3 | 0
2040 | NYISO_A-F_2_NYISO_G-I | NYISO_A-F | NYISO_G-I | Internal | Shoulder | B11 | 25 | 4250 | 1719.37 | 59.7 | 59.72 | 0.01 | 0
2040 | NYISO_A-F_2_NYISO_G-I | NYISO_A-F | NYISO_G-I | Internal | Shoulder | B12 | 200 | 4250 | 343.07 | 57.27 | 57.28 | 0.01 | 0
2040 | NYISO_A-F_2_NYISO_G-I | NYISO_A-F | NYISO_G-I | Internal | Shoulder | B13 | 600 | 4250 | 155.67 | 52.18 | 52.19 | 0.01 | 0
2040 | NYISO_A-F_2_NYISO_G-I | NYISO_A-F | NYISO_G-I | Internal | Shoulder | B14 | 900 | 4250 | 0 | 51.36 | 51.36 | 0.01 | 0
2040 | NYISO_A-F_2_NYISO_G-I | NYISO_A-F | NYISO_G-I | Internal | Shoulder | B15 | 1203 | 4250 | 0 | 51.06 | 51.05 | 0.01 | 0
2040 | NYISO_A-F_2_NYISO_G-I | NYISO_A-F | NYISO_G-I | Internal | Summer | B1 | 10 | 4250 | 526.43 | 101.98 | 101.99 | 0.01 | 0
2040 | NYISO_A-F_2_NYISO_G-I | NYISO_A-F | NYISO_G-I | Internal | Summer | B2 | 25 | 4250 | 111.38 | 81.9 | 81.91 | 0.01 | 0
2040 | NYISO_A-F_2_NYISO_G-I | NYISO_A-F | NYISO_G-I | Internal | Summer | B3 | 75 | 4250 | 0 | 74.35 | 74.34 | 0.01 | 0
2040 | NYISO_A-F_2_NYISO_G-I | NYISO_A-F | NYISO_G-I | Internal | Summer | B4 | 100 | 4250 | 245.35 | 71.54 | 71.55 | 0.01 | 0
2040 | NYISO_A-F_2_NYISO_G-I | NYISO_A-F | NYISO_G-I | Internal | Summer | B5 | 200 | 4250 | 848.73 | 67.5 | 67.51 | 0.01 | 0
2040 | NYISO_A-F_2_NYISO_G-I | NYISO_A-F | NYISO_G-I | Internal | Summer | B6 | 300 | 4250 | 1759.79 | 61.5 | 61.51 | 0.01 | 0
2040 | NYISO_A-F_2_NYISO_G-I | NYISO_A-F | NYISO_G-I | Internal | Summer | B7 | 400 | 4250 | 0 | 51.92 | 51.92 | 0.01 | 0
2040 | NYISO_A-F_2_NYISO_G-I | NYISO_A-F | NYISO_G-I | Internal | Summer | B8 | 500 | 4250 | 0 | 50.89 | 50.88 | 0.01 | 0
2040 | NYISO_A-F_2_NYISO_G-I | NYISO_A-F | NYISO_G-I | Internal | Summer | B9 | 800 | 4250 | 0 | 49.95 | 49.94 | 0.01 | 0
2040 | NYISO_A-F_2_NYISO_G-I | NYISO_A-F | NYISO_G-I | Internal | Summer | B10 | 1262 | 4250 | 0 | 49.95 | 47.23 | 0.01 | 0
2040 | NYISO_A-F_2_NYISO_G-I | NYISO_A-F | NYISO_G-I | Internal | Winter | B16 | 25 | 4250 | 3214.87 | 76.1 | 76.11 | 0.01 | 0
2040 | NYISO_A-F_2_NYISO_G-I | NYISO_A-F | NYISO_G-I | Internal | Winter | B17 | 100 | 4250 | 2543.49 | 64.77 | 64.79 | 0.01 | 0
2040 | NYISO_A-F_2_NYISO_G-I | NYISO_A-F | NYISO_G-I | Internal | Winter | B18 | 400 | 4250 | 2052.04 | 60.36 | 60.37 | 0.01 | 0
2040 | NYISO_A-F_2_NYISO_G-I | NYISO_A-F | NYISO_G-I | Internal | Winter | B19 | 700 | 4250 | 1816.39 | 59.98 | 59.99 | 0.01 | 0
2040 | NYISO_A-F_2_NYISO_G-I | NYISO_A-F | NYISO_G-I | Internal | Winter | B20 | 935 | 4250 | 1130.66 | 59.98 | 59.99 | 0.01 | 0
2040 | NYISO_A-F_2_PJM_ROM | NYISO_A-F | PJM_ROM | Internal | Shoulder | B11 | 25 | 1000 | 761.68 | 59.7 | 67.7 | 8 | 0
2040 | NYISO_A-F_2_PJM_ROM | NYISO_A-F | PJM_ROM | Internal | Shoulder | B12 | 200 | 1000 | 0 | 57.27 | 64.9 | 8 | 0
2040 | NYISO_A-F_2_PJM_ROM | NYISO_A-F | PJM_ROM | Internal | Shoulder | B13 | 600 | 1000 | 0 | 52.18 | 56.72 | 8 | 0
2040 | NYISO_A-F_2_PJM_ROM | NYISO_A-F | PJM_ROM | Internal | Shoulder | B14 | 900 | 1000 | 0 | 51.36 | 54.9 | 8 | 0
2040 | NYISO_A-F_2_PJM_ROM | NYISO_A-F | PJM_ROM | Internal | Shoulder | B15 | 1203 | 1000 | 0 | 51.06 | 49 | 8 | 0
2040 | NYISO_A-F_2_PJM_ROM | NYISO_A-F | PJM_ROM | Internal | Summer | B1 | 10 | 1000 | 1000 | 101.98 | 114.14 | 8 | 4.16
2040 | NYISO_A-F_2_PJM_ROM | NYISO_A-F | PJM_ROM | Internal | Summer | B2 | 25 | 1000 | 1000 | 81.9 | 93.87 | 8 | 3.98
2040 | NYISO_A-F_2_PJM_ROM | NYISO_A-F | PJM_ROM | Internal | Summer | B3 | 75 | 1000 | 0 | 74.35 | 80.58 | 8 | 0
2040 | NYISO_A-F_2_PJM_ROM | NYISO_A-F | PJM_ROM | Internal | Summer | B4 | 100 | 1000 | 1000 | 71.54 | 80.58 | 8 | 1.04
2040 | NYISO_A-F_2_PJM_ROM | NYISO_A-F | PJM_ROM | Internal | Summer | B5 | 200 | 1000 | 1000 | 67.5 | 75.95 | 8 | 0.45
2040 | NYISO_A-F_2_PJM_ROM | NYISO_A-F | PJM_ROM | Internal | Summer | B6 | 300 | 1000 | 227.24 | 61.5 | 69.5 | 8 | 0
2040 | NYISO_A-F_2_PJM_ROM | NYISO_A-F | PJM_ROM | Internal | Summer | B7 | 400 | 1000 | 0 | 51.92 | 54.87 | 8 | 0
2040 | NYISO_A-F_2_PJM_ROM | NYISO_A-F | PJM_ROM | Internal | Summer | B8 | 500 | 1000 | 0 | 50.89 | 50.34 | 8 | 0
2040 | NYISO_A-F_2_PJM_ROM | NYISO_A-F | PJM_ROM | Internal | Summer | B9 | 800 | 1000 | 0 | 49.95 | 49.44 | 8 | 0
2040 | NYISO_A-F_2_PJM_ROM | NYISO_A-F | PJM_ROM | Internal | Summer | B10 | 1262 | 1000 | 0 | 49.95 | 44.9 | 8 | 0
2040 | NYISO_A-F_2_PJM_ROM | NYISO_A-F | PJM_ROM | Internal | Winter | B16 | 25 | 1000 | 948.76 | 76.1 | 84.1 | 8 | 0
2040 | NYISO_A-F_2_PJM_ROM | NYISO_A-F | PJM_ROM | Internal | Winter | B17 | 100 | 1000 | 207.13 | 64.77 | 72.77 | 8 | 0
2040 | NYISO_A-F_2_PJM_ROM | NYISO_A-F | PJM_ROM | Internal | Winter | B18 | 400 | 1000 | 0 | 60.36 | 62.66 | 8 | 0
2040 | NYISO_A-F_2_PJM_ROM | NYISO_A-F | PJM_ROM | Internal | Winter | B19 | 700 | 1000 | 0 | 59.98 | 58.12 | 8 | 0
2040 | NYISO_A-F_2_PJM_ROM | NYISO_A-F | PJM_ROM | Internal | Winter | B20 | 935 | 1000 | 0 | 59.98 | 56.11 | 8 | 0
2040 | NYISO_G-I_2_NEISO | NYISO_G-I | NEISO | Internal | Shoulder | B11 | 25 | 600 | 0 | 59.72 | 51.23 | 3 | 0
2040 | NYISO_G-I_2_NEISO | NYISO_G-I | NEISO | Internal | Shoulder | B12 | 200 | 600 | 0 | 57.28 | 50.96 | 3 | 0
2040 | NYISO_G-I_2_NEISO | NYISO_G-I | NEISO | Internal | Shoulder | B13 | 600 | 600 | 0 | 52.19 | 48.36 | 3 | 0
2040 | NYISO_G-I_2_NEISO | NYISO_G-I | NEISO | Internal | Shoulder | B14 | 900 | 600 | 0 | 51.36 | 48.36 | 3 | 0
2040 | NYISO_G-I_2_NEISO | NYISO_G-I | NEISO | Internal | Shoulder | B15 | 1203 | 600 | 0 | 51.05 | 48.36 | 3 | 0
2040 | NYISO_G-I_2_NEISO | NYISO_G-I | NEISO | Internal | Summer | B1 | 10 | 600 | 0 | 101.99 | 99 | 3 | 0
2040 | NYISO_G-I_2_NEISO | NYISO_G-I | NEISO | Internal | Summer | B2 | 25 | 600 | 0 | 81.91 | 78.9 | 3 | 0
2040 | NYISO_G-I_2_NEISO | NYISO_G-I | NEISO | Internal | Summer | B3 | 75 | 600 | 0 | 74.34 | 73.15 | 3 | 0
2040 | NYISO_G-I_2_NEISO | NYISO_G-I | NEISO | Internal | Summer | B4 | 100 | 600 | 0 | 71.55 | 68.55 | 3 | 0
2040 | NYISO_G-I_2_NEISO | NYISO_G-I | NEISO | Internal | Summer | B5 | 200 | 600 | 0 | 67.51 | 61.7 | 3 | 0
2040 | NYISO_G-I_2_NEISO | NYISO_G-I | NEISO | Internal | Summer | B6 | 300 | 600 | 0 | 61.51 | 52.16 | 3 | 0
2040 | NYISO_G-I_2_NEISO | NYISO_G-I | NEISO | Internal | Summer | B7 | 400 | 600 | 0 | 51.92 | 48.92 | 3 | 0
2040 | NYISO_G-I_2_NEISO | NYISO_G-I | NEISO | Internal | Summer | B8 | 500 | 600 | 0 | 50.88 | 47.88 | 3 | 0
2040 | NYISO_G-I_2_NEISO | NYISO_G-I | NEISO | Internal | Summer | B9 | 800 | 600 | 0 | 49.94 | 44.49 | 3 | 0
2040 | NYISO_G-I_2_NEISO | NYISO_G-I | NEISO | Internal | Summer | B10 | 1262 | 600 | 0 | 47.23 | 44.49 | 3 | 0
2040 | NYISO_G-I_2_NEISO | NYISO_G-I | NEISO | Internal | Winter | B16 | 25 | 600 | 0 | 76.11 | 71.63 | 3 | 0
2040 | NYISO_G-I_2_NEISO | NYISO_G-I | NEISO | Internal | Winter | B17 | 100 | 600 | 0 | 64.79 | 61.79 | 3 | 0
2040 | NYISO_G-I_2_NEISO | NYISO_G-I | NEISO | Internal | Winter | B18 | 400 | 600 | 0 | 60.37 | 60.26 | 3 | 0
2040 | NYISO_G-I_2_NEISO | NYISO_G-I | NEISO | Internal | Winter | B19 | 700 | 600 | 0 | 59.99 | 60.26 | 3 | 0
2040 | NYISO_G-I_2_NEISO | NYISO_G-I | NEISO | Internal | Winter | B20 | 935 | 600 | 0 | 59.99 | 60.26 | 3 | 0
2040 | NYISO_G-I_2_NYISO_A-F | NYISO_G-I | NYISO_A-F | Internal | Shoulder | B11 | 25 | 1999 | 0 | 59.72 | 59.7 | 0.01 | 0
2040 | NYISO_G-I_2_NYISO_A-F | NYISO_G-I | NYISO_A-F | Internal | Shoulder | B12 | 200 | 1999 | 0 | 57.28 | 57.27 | 0.01 | 0
2040 | NYISO_G-I_2_NYISO_A-F | NYISO_G-I | NYISO_A-F | Internal | Shoulder | B13 | 600 | 1999 | 0 | 52.19 | 52.18 | 0.01 | 0
2040 | NYISO_G-I_2_NYISO_A-F | NYISO_G-I | NYISO_A-F | Internal | Shoulder | B14 | 900 | 1999 | 0 | 51.36 | 51.36 | 0.01 | 0
2040 | NYISO_G-I_2_NYISO_A-F | NYISO_G-I | NYISO_A-F | Internal | Shoulder | B15 | 1203 | 1999 | 1664.09 | 51.05 | 51.06 | 0.01 | 0
2040 | NYISO_G-I_2_NYISO_A-F | NYISO_G-I | NYISO_A-F | Internal | Summer | B1 | 10 | 1999 | 0.02 | 101.99 | 101.98 | 0.01 | 0
2040 | NYISO_G-I_2_NYISO_A-F | NYISO_G-I | NYISO_A-F | Internal | Summer | B2 | 25 | 1999 | 0 | 81.91 | 81.9 | 0.01 | 0
2040 | NYISO_G-I_2_NYISO_A-F | NYISO_G-I | NYISO_A-F | Internal | Summer | B3 | 75 | 1999 | 163.25 | 74.34 | 74.35 | 0.01 | 0
2040 | NYISO_G-I_2_NYISO_A-F | NYISO_G-I | NYISO_A-F | Internal | Summer | B4 | 100 | 1999 | 0 | 71.55 | 71.54 | 0.01 | 0
2040 | NYISO_G-I_2_NYISO_A-F | NYISO_G-I | NYISO_A-F | Internal | Summer | B5 | 200 | 1999 | 0 | 67.51 | 67.5 | 0.01 | 0
2040 | NYISO_G-I_2_NYISO_A-F | NYISO_G-I | NYISO_A-F | Internal | Summer | B6 | 300 | 1999 | 0 | 61.51 | 61.5 | 0.01 | 0
2040 | NYISO_G-I_2_NYISO_A-F | NYISO_G-I | NYISO_A-F | Internal | Summer | B7 | 400 | 1999 | 0 | 51.92 | 51.92 | 0.01 | 0
2040 | NYISO_G-I_2_NYISO_A-F | NYISO_G-I | NYISO_A-F | Internal | Summer | B8 | 500 | 1999 | 18.09 | 50.88 | 50.89 | 0.01 | 0
2040 | NYISO_G-I_2_NYISO_A-F | NYISO_G-I | NYISO_A-F | Internal | Summer | B9 | 800 | 1999 | 632.14 | 49.94 | 49.95 | 0.01 | 0
2040 | NYISO_G-I_2_NYISO_A-F | NYISO_G-I | NYISO_A-F | Internal | Summer | B10 | 1262 | 1999 | 1999 | 47.23 | 49.95 | 0.01 | 2.71
2040 | NYISO_G-I_2_NYISO_A-F | NYISO_G-I | NYISO_A-F | Internal | Winter | B16 | 25 | 1999 | 0 | 76.11 | 76.1 | 0.01 | 0
2040 | NYISO_G-I_2_NYISO_A-F | NYISO_G-I | NYISO_A-F | Internal | Winter | B17 | 100 | 1999 | 0 | 64.79 | 64.77 | 0.01 | 0
2040 | NYISO_G-I_2_NYISO_A-F | NYISO_G-I | NYISO_A-F | Internal | Winter | B18 | 400 | 1999 | 0 | 60.37 | 60.36 | 0.01 | 0
2040 | NYISO_G-I_2_NYISO_A-F | NYISO_G-I | NYISO_A-F | Internal | Winter | B19 | 700 | 1999 | 0 | 59.99 | 59.98 | 0.01 | 0
2040 | NYISO_G-I_2_NYISO_A-F | NYISO_G-I | NYISO_A-F | Internal | Winter | B20 | 935 | 1999 | 0 | 59.99 | 59.98 | 0.01 | 0
2040 | NYISO_G-I_2_NYISO_J-K | NYISO_G-I | NYISO_J-K | Internal | Shoulder | B11 | 25 | 6130 | 6130 | 59.72 | 69.97 | 0.01 | 10.24
2040 | NYISO_G-I_2_NYISO_J-K | NYISO_G-I | NYISO_J-K | Internal | Shoulder | B12 | 200 | 6130 | 6130 | 57.28 | 69.97 | 0.01 | 12.68
2040 | NYISO_G-I_2_NYISO_J-K | NYISO_G-I | NYISO_J-K | Internal | Shoulder | B13 | 600 | 6130 | 6130 | 52.19 | 69.97 | 0.01 | 17.77
2040 | NYISO_G-I_2_NYISO_J-K | NYISO_G-I | NYISO_J-K | Internal | Shoulder | B14 | 900 | 6130 | 6130 | 51.36 | 52.45 | 0.01 | 1.08
2040 | NYISO_G-I_2_NYISO_J-K | NYISO_G-I | NYISO_J-K | Internal | Shoulder | B15 | 1203 | 6130 | 4680.15 | 51.05 | 51.06 | 0.01 | 0
2040 | NYISO_G-I_2_NYISO_J-K | NYISO_G-I | NYISO_J-K | Internal | Summer | B1 | 10 | 6130 | 3270.37 | 101.99 | 102 | 0.01 | 0
2040 | NYISO_G-I_2_NYISO_J-K | NYISO_G-I | NYISO_J-K | Internal | Summer | B2 | 25 | 6130 | 3720.19 | 81.91 | 81.92 | 0.01 | 0
2040 | NYISO_G-I_2_NYISO_J-K | NYISO_G-I | NYISO_J-K | Internal | Summer | B3 | 75 | 6130 | 5015.16 | 74.34 | 74.35 | 0.01 | 0
2040 | NYISO_G-I_2_NYISO_J-K | NYISO_G-I | NYISO_J-K | Internal | Summer | B4 | 100 | 6130 | 4744.86 | 71.55 | 71.56 | 0.01 | 0
2040 | NYISO_G-I_2_NYISO_J-K | NYISO_G-I | NYISO_J-K | Internal | Summer | B5 | 200 | 6130 | 4898.44 | 67.51 | 67.52 | 0.01 | 0
2040 | NYISO_G-I_2_NYISO_J-K | NYISO_G-I | NYISO_J-K | Internal | Summer | B6 | 300 | 6130 | 6130 | 61.51 | 64.19 | 0.01 | 2.67
2040 | NYISO_G-I_2_NYISO_J-K | NYISO_G-I | NYISO_J-K | Internal | Summer | B7 | 400 | 6130 | 6130 | 51.92 | 64.19 | 0.01 | 12.25
2040 | NYISO_G-I_2_NYISO_J-K | NYISO_G-I | NYISO_J-K | Internal | Summer | B8 | 500 | 6130 | 6130 | 50.88 | 64.19 | 0.01 | 13.3
2040 | NYISO_G-I_2_NYISO_J-K | NYISO_G-I | NYISO_J-K | Internal | Summer | B9 | 800 | 6130 | 6130 | 49.94 | 51.8 | 0.01 | 1.84
2040 | NYISO_G-I_2_NYISO_J-K | NYISO_G-I | NYISO_J-K | Internal | Summer | B10 | 1262 | 6130 | 4904.04 | 47.23 | 47.25 | 0.01 | 0
2040 | NYISO_G-I_2_NYISO_J-K | NYISO_G-I | NYISO_J-K | Internal | Winter | B16 | 25 | 6130 | 6130 | 76.11 | 90.11 | 0.01 | 13.99
2040 | NYISO_G-I_2_NYISO_J-K | NYISO_G-I | NYISO_J-K | Internal | Winter | B17 | 100 | 6130 | 6130 | 64.79 | 90.11 | 0.01 | 25.31
2040 | NYISO_G-I_2_NYISO_J-K | NYISO_G-I | NYISO_J-K | Internal | Winter | B18 | 400 | 6130 | 6130 | 60.37 | 88.31 | 0.01 | 27.93
2040 | NYISO_G-I_2_NYISO_J-K | NYISO_G-I | NYISO_J-K | Internal | Winter | B19 | 700 | 6130 | 6130 | 59.99 | 67.37 | 0.01 | 7.37
2040 | NYISO_G-I_2_NYISO_J-K | NYISO_G-I | NYISO_J-K | Internal | Winter | B20 | 935 | 6130 | 6130 | 59.99 | 62.13 | 0.01 | 2.12
2040 | NYISO_G-I_2_PJM_E | NYISO_G-I | PJM_E | Internal | Shoulder | B11 | 25 | 1500 | 1267.18 | 59.72 | 67.72 | 8 | 0
2040 | NYISO_G-I_2_PJM_E | NYISO_G-I | PJM_E | Internal | Shoulder | B12 | 200 | 1500 | 0 | 57.28 | 64.91 | 8 | 0
2040 | NYISO_G-I_2_PJM_E | NYISO_G-I | PJM_E | Internal | Shoulder | B13 | 600 | 1500 | 0 | 52.19 | 56.74 | 8 | 0
2040 | NYISO_G-I_2_PJM_E | NYISO_G-I | PJM_E | Internal | Shoulder | B14 | 900 | 1500 | 0 | 51.36 | 54.91 | 8 | 0
2040 | NYISO_G-I_2_PJM_E | NYISO_G-I | PJM_E | Internal | Shoulder | B15 | 1203 | 1500 | 0 | 51.05 | 49.01 | 8 | 0
2040 | NYISO_G-I_2_PJM_E | NYISO_G-I | PJM_E | Internal | Summer | B1 | 10 | 1500 | 1500 | 101.99 | 114.15 | 8 | 4.16
2040 | NYISO_G-I_2_PJM_E | NYISO_G-I | PJM_E | Internal | Summer | B2 | 25 | 1500 | 1500 | 81.91 | 93.88 | 8 | 3.98
2040 | NYISO_G-I_2_PJM_E | NYISO_G-I | PJM_E | Internal | Summer | B3 | 75 | 1500 | 0 | 74.34 | 80.59 | 8 | 0
2040 | NYISO_G-I_2_PJM_E | NYISO_G-I | PJM_E | Internal | Summer | B4 | 100 | 1500 | 1500 | 71.55 | 80.59 | 8 | 1.04
2040 | NYISO_G-I_2_PJM_E | NYISO_G-I | PJM_E | Internal | Summer | B5 | 200 | 1500 | 1500 | 67.51 | 79.41 | 8 | 3.9
2040 | NYISO_G-I_2_PJM_E | NYISO_G-I | PJM_E | Internal | Summer | B6 | 300 | 1500 | 1500 | 61.51 | 75.85 | 8 | 6.34
2040 | NYISO_G-I_2_PJM_E | NYISO_G-I | PJM_E | Internal | Summer | B7 | 400 | 1500 | 0 | 51.92 | 59.81 | 8 | 0
2040 | NYISO_G-I_2_PJM_E | NYISO_G-I | PJM_E | Internal | Summer | B8 | 500 | 1500 | 0 | 50.88 | 52.79 | 8 | 0
2040 | NYISO_G-I_2_PJM_E | NYISO_G-I | PJM_E | Internal | Summer | B9 | 800 | 1500 | 0 | 49.94 | 49.45 | 8 | 0
2040 | NYISO_G-I_2_PJM_E | NYISO_G-I | PJM_E | Internal | Summer | B10 | 1262 | 1500 | 0 | 47.23 | 45.5 | 8 | 0
2040 | NYISO_G-I_2_PJM_E | NYISO_G-I | PJM_E | Internal | Winter | B16 | 25 | 1500 | 1448.6 | 76.11 | 84.11 | 8 | 0
2040 | NYISO_G-I_2_PJM_E | NYISO_G-I | PJM_E | Internal | Winter | B17 | 100 | 1500 | 577.8 | 64.79 | 72.79 | 8 | 0
2040 | NYISO_G-I_2_PJM_E | NYISO_G-I | PJM_E | Internal | Winter | B18 | 400 | 1500 | 0 | 60.37 | 63.14 | 8 | 0
2040 | NYISO_G-I_2_PJM_E | NYISO_G-I | PJM_E | Internal | Winter | B19 | 700 | 1500 | 0 | 59.99 | 60.16 | 8 | 0
2040 | NYISO_G-I_2_PJM_E | NYISO_G-I | PJM_E | Internal | Winter | B20 | 935 | 1500 | 0 | 59.99 | 56.13 | 8 | 0
2040 | NYISO_J-K_2_NEISO | NYISO_J-K | NEISO | Internal | Shoulder | B11 | 25 | 0.01 | 0 | 69.97 | 51.23 | 3 | 0.01
2040 | NYISO_J-K_2_NEISO | NYISO_J-K | NEISO | Internal | Shoulder | B12 | 200 | 0.01 | 0 | 69.97 | 50.96 | 3 | 0
2040 | NYISO_J-K_2_NEISO | NYISO_J-K | NEISO | Internal | Shoulder | B13 | 600 | 0.01 | 0 | 69.97 | 48.36 | 3 | 0
2040 | NYISO_J-K_2_NEISO | NYISO_J-K | NEISO | Internal | Shoulder | B14 | 900 | 0.01 | 0 | 52.45 | 48.36 | 3 | 0
2040 | NYISO_J-K_2_NEISO | NYISO_J-K | NEISO | Internal | Shoulder | B15 | 1203 | 0.01 | 0 | 51.06 | 48.36 | 3 | 0
2040 | NYISO_J-K_2_NEISO | NYISO_J-K | NEISO | Internal | Summer | B1 | 10 | 0.01 | 0 | 102 | 99 | 3 | 0.1
2040 | NYISO_J-K_2_NEISO | NYISO_J-K | NEISO | Internal | Summer | B2 | 25 | 0.01 | 0 | 81.92 | 78.9 | 3 | 0.02
2040 | NYISO_J-K_2_NEISO | NYISO_J-K | NEISO | Internal | Summer | B3 | 75 | 0.01 | 0 | 74.35 | 73.15 | 3 | 0
2040 | NYISO_J-K_2_NEISO | NYISO_J-K | NEISO | Internal | Summer | B4 | 100 | 0.01 | 0 | 71.56 | 68.55 | 3 | 0.01
2040 | NYISO_J-K_2_NEISO | NYISO_J-K | NEISO | Internal | Summer | B5 | 200 | 0.01 | 0 | 67.52 | 61.7 | 3 | 0
2040 | NYISO_J-K_2_NEISO | NYISO_J-K | NEISO | Internal | Summer | B6 | 300 | 0.01 | 0 | 64.19 | 52.16 | 3 | 0
2040 | NYISO_J-K_2_NEISO | NYISO_J-K | NEISO | Internal | Summer | B7 | 400 | 0.01 | 0 | 64.19 | 48.92 | 3 | 0
2040 | NYISO_J-K_2_NEISO | NYISO_J-K | NEISO | Internal | Summer | B8 | 500 | 0.01 | 0 | 64.19 | 47.88 | 3 | 0
2040 | NYISO_J-K_2_NEISO | NYISO_J-K | NEISO | Internal | Summer | B9 | 800 | 0.01 | 0 | 51.8 | 44.49 | 3 | 0
2040 | NYISO_J-K_2_NEISO | NYISO_J-K | NEISO | Internal | Summer | B10 | 1262 | 0.01 | 0 | 47.25 | 44.49 | 3 | 0
2040 | NYISO_J-K_2_NEISO | NYISO_J-K | NEISO | Internal | Winter | B16 | 25 | 0.01 | 0 | 90.11 | 71.63 | 3 | 0.01
2040 | NYISO_J-K_2_NEISO | NYISO_J-K | NEISO | Internal | Winter | B17 | 100 | 0.01 | 0 | 90.11 | 61.79 | 3 | 0
2040 | NYISO_J-K_2_NEISO | NYISO_J-K | NEISO | Internal | Winter | B18 | 400 | 0.01 | 0 | 88.31 | 60.26 | 3 | 0
2040 | NYISO_J-K_2_NEISO | NYISO_J-K | NEISO | Internal | Winter | B19 | 700 | 0.01 | 0 | 67.37 | 60.26 | 3 | 0
2040 | NYISO_J-K_2_NEISO | NYISO_J-K | NEISO | Internal | Winter | B20 | 935 | 0.01 | 0 | 62.13 | 60.26 | 3 | 0
2040 | NYISO_J-K_2_NYISO_G-I | NYISO_J-K | NYISO_G-I | Internal | Shoulder | B11 | 25 | 1999 | 0 | 69.97 | 59.72 | 0.01 | 0
2040 | NYISO_J-K_2_NYISO_G-I | NYISO_J-K | NYISO_G-I | Internal | Shoulder | B12 | 200 | 1999 | 0 | 69.97 | 57.28 | 0.01 | 0
2040 | NYISO_J-K_2_NYISO_G-I | NYISO_J-K | NYISO_G-I | Internal | Shoulder | B13 | 600 | 1999 | 0 | 69.97 | 52.19 | 0.01 | 0
2040 | NYISO_J-K_2_NYISO_G-I | NYISO_J-K | NYISO_G-I | Internal | Shoulder | B14 | 900 | 1999 | 0 | 52.45 | 51.36 | 0.01 | 0
2040 | NYISO_J-K_2_NYISO_G-I | NYISO_J-K | NYISO_G-I | Internal | Shoulder | B15 | 1203 | 1999 | 0 | 51.06 | 51.05 | 0.01 | 0
2040 | NYISO_J-K_2_NYISO_G-I | NYISO_J-K | NYISO_G-I | Internal | Summer | B1 | 10 | 1999 | 0.02 | 102 | 101.99 | 0.01 | 0
2040 | NYISO_J-K_2_NYISO_G-I | NYISO_J-K | NYISO_G-I | Internal | Summer | B2 | 25 | 1999 | 0 | 81.92 | 81.91 | 0.01 | 0
2040 | NYISO_J-K_2_NYISO_G-I | NYISO_J-K | NYISO_G-I | Internal | Summer | B3 | 75 | 1999 | 0 | 74.35 | 74.34 | 0.01 | 0
2040 | NYISO_J-K_2_NYISO_G-I | NYISO_J-K | NYISO_G-I | Internal | Summer | B4 | 100 | 1999 | 0 | 71.56 | 71.55 | 0.01 | 0
2040 | NYISO_J-K_2_NYISO_G-I | NYISO_J-K | NYISO_G-I | Internal | Summer | B5 | 200 | 1999 | 0 | 67.52 | 67.51 | 0.01 | 0
2040 | NYISO_J-K_2_NYISO_G-I | NYISO_J-K | NYISO_G-I | Internal | Summer | B6 | 300 | 1999 | 0 | 64.19 | 61.51 | 0.01 | 0
2040 | NYISO_J-K_2_NYISO_G-I | NYISO_J-K | NYISO_G-I | Internal | Summer | B7 | 400 | 1999 | 0 | 64.19 | 51.92 | 0.01 | 0
2040 | NYISO_J-K_2_NYISO_G-I | NYISO_J-K | NYISO_G-I | Internal | Summer | B8 | 500 | 1999 | 0 | 64.19 | 50.88 | 0.01 | 0
2040 | NYISO_J-K_2_NYISO_G-I | NYISO_J-K | NYISO_G-I | Internal | Summer | B9 | 800 | 1999 | 0 | 51.8 | 49.94 | 0.01 | 0
2040 | NYISO_J-K_2_NYISO_G-I | NYISO_J-K | NYISO_G-I | Internal | Summer | B10 | 1262 | 1999 | 0 | 47.25 | 47.23 | 0.01 | 0
2040 | NYISO_J-K_2_NYISO_G-I | NYISO_J-K | NYISO_G-I | Internal | Winter | B16 | 25 | 1999 | 0 | 90.11 | 76.11 | 0.01 | 0
2040 | NYISO_J-K_2_NYISO_G-I | NYISO_J-K | NYISO_G-I | Internal | Winter | B17 | 100 | 1999 | 0 | 90.11 | 64.79 | 0.01 | 0
2040 | NYISO_J-K_2_NYISO_G-I | NYISO_J-K | NYISO_G-I | Internal | Winter | B18 | 400 | 1999 | 0 | 88.31 | 60.37 | 0.01 | 0
2040 | NYISO_J-K_2_NYISO_G-I | NYISO_J-K | NYISO_G-I | Internal | Winter | B19 | 700 | 1999 | 0 | 67.37 | 59.99 | 0.01 | 0
2040 | NYISO_J-K_2_NYISO_G-I | NYISO_J-K | NYISO_G-I | Internal | Winter | B20 | 935 | 1999 | 0 | 62.13 | 59.99 | 0.01 | 0
2040 | NYISO_J-K_2_PJM_E | NYISO_J-K | PJM_E | Internal | Shoulder | B11 | 25 | 0.01 | 0 | 69.97 | 67.72 | 8 | 0.01
2040 | NYISO_J-K_2_PJM_E | NYISO_J-K | PJM_E | Internal | Shoulder | B12 | 200 | 0.01 | 0 | 69.97 | 64.91 | 8 | 0
2040 | NYISO_J-K_2_PJM_E | NYISO_J-K | PJM_E | Internal | Shoulder | B13 | 600 | 0.01 | 0 | 69.97 | 56.74 | 8 | 0
2040 | NYISO_J-K_2_PJM_E | NYISO_J-K | PJM_E | Internal | Shoulder | B14 | 900 | 0.01 | 0 | 52.45 | 54.91 | 8 | 0
2040 | NYISO_J-K_2_PJM_E | NYISO_J-K | PJM_E | Internal | Shoulder | B15 | 1203 | 0.01 | 0 | 51.06 | 49.01 | 8 | 0
2040 | NYISO_J-K_2_PJM_E | NYISO_J-K | PJM_E | Internal | Summer | B1 | 10 | 0.01 | 0 | 102 | 114.15 | 8 | 4.24
2040 | NYISO_J-K_2_PJM_E | NYISO_J-K | PJM_E | Internal | Summer | B2 | 25 | 0.01 | 0 | 81.92 | 93.88 | 8 | 3.98
2040 | NYISO_J-K_2_PJM_E | NYISO_J-K | PJM_E | Internal | Summer | B3 | 75 | 0.01 | 0 | 74.35 | 80.59 | 8 | 0
2040 | NYISO_J-K_2_PJM_E | NYISO_J-K | PJM_E | Internal | Summer | B4 | 100 | 0.01 | 0 | 71.56 | 80.59 | 8 | 1.03
2040 | NYISO_J-K_2_PJM_E | NYISO_J-K | PJM_E | Internal | Summer | B5 | 200 | 0.01 | 0 | 67.52 | 79.41 | 8 | 3.89
2040 | NYISO_J-K_2_PJM_E | NYISO_J-K | PJM_E | Internal | Summer | B6 | 300 | 0.01 | 0 | 64.19 | 75.85 | 8 | 3.66
2040 | NYISO_J-K_2_PJM_E | NYISO_J-K | PJM_E | Internal | Summer | B7 | 400 | 0.01 | 0 | 64.19 | 59.81 | 8 | 0
2040 | NYISO_J-K_2_PJM_E | NYISO_J-K | PJM_E | Internal | Summer | B8 | 500 | 0.01 | 0 | 64.19 | 52.79 | 8 | 0
2040 | NYISO_J-K_2_PJM_E | NYISO_J-K | PJM_E | Internal | Summer | B9 | 800 | 0.01 | 0 | 51.8 | 49.45 | 8 | 0
2040 | NYISO_J-K_2_PJM_E | NYISO_J-K | PJM_E | Internal | Summer | B10 | 1262 | 0.01 | 0 | 47.25 | 45.5 | 8 | 0
2040 | NYISO_J-K_2_PJM_E | NYISO_J-K | PJM_E | Internal | Winter | B16 | 25 | 0.01 | 0 | 90.11 | 84.11 | 8 | 0.01
2040 | NYISO_J-K_2_PJM_E | NYISO_J-K | PJM_E | Internal | Winter | B17 | 100 | 0.01 | 0 | 90.11 | 72.79 | 8 | 0
2040 | NYISO_J-K_2_PJM_E | NYISO_J-K | PJM_E | Internal | Winter | B18 | 400 | 0.01 | 0 | 88.31 | 63.14 | 8 | 0
2040 | NYISO_J-K_2_PJM_E | NYISO_J-K | PJM_E | Internal | Winter | B19 | 700 | 0.01 | 0 | 67.37 | 60.16 | 8 | 0
2040 | NYISO_J-K_2_PJM_E | NYISO_J-K | PJM_E | Internal | Winter | B20 | 935 | 0.01 | 0 | 62.13 | 56.13 | 8 | 0
2040 | PJM_E_2_NYISO_G-I | PJM_E | NYISO_G-I | Internal | Shoulder | B11 | 25 | 500 | 0 | 67.72 | 59.72 | 6 | 0
2040 | PJM_E_2_NYISO_G-I | PJM_E | NYISO_G-I | Internal | Shoulder | B12 | 200 | 500 | 0 | 64.91 | 57.28 | 6 | 0
2040 | PJM_E_2_NYISO_G-I | PJM_E | NYISO_G-I | Internal | Shoulder | B13 | 600 | 500 | 0 | 56.74 | 52.19 | 6 | 0
2040 | PJM_E_2_NYISO_G-I | PJM_E | NYISO_G-I | Internal | Shoulder | B14 | 900 | 500 | 0 | 54.91 | 51.36 | 6 | 0
2040 | PJM_E_2_NYISO_G-I | PJM_E | NYISO_G-I | Internal | Shoulder | B15 | 1203 | 500 | 0 | 49.01 | 51.05 | 6 | 0
2040 | PJM_E_2_NYISO_G-I | PJM_E | NYISO_G-I | Internal | Summer | B1 | 10 | 500 | 0 | 114.15 | 101.99 | 6 | 0
2040 | PJM_E_2_NYISO_G-I | PJM_E | NYISO_G-I | Internal | Summer | B2 | 25 | 500 | 0 | 93.88 | 81.91 | 6 | 0
2040 | PJM_E_2_NYISO_G-I | PJM_E | NYISO_G-I | Internal | Summer | B3 | 75 | 500 | 0 | 80.59 | 74.34 | 6 | 0
2040 | PJM_E_2_NYISO_G-I | PJM_E | NYISO_G-I | Internal | Summer | B4 | 100 | 500 | 0 | 80.59 | 71.55 | 6 | 0
2040 | PJM_E_2_NYISO_G-I | PJM_E | NYISO_G-I | Internal | Summer | B5 | 200 | 500 | 0 | 79.41 | 67.51 | 6 | 0
2040 | PJM_E_2_NYISO_G-I | PJM_E | NYISO_G-I | Internal | Summer | B6 | 300 | 500 | 0 | 75.85 | 61.51 | 6 | 0
2040 | PJM_E_2_NYISO_G-I | PJM_E | NYISO_G-I | Internal | Summer | B7 | 400 | 500 | 0 | 59.81 | 51.92 | 6 | 0
2040 | PJM_E_2_NYISO_G-I | PJM_E | NYISO_G-I | Internal | Summer | B8 | 500 | 500 | 0 | 52.79 | 50.88 | 6 | 0
2040 | PJM_E_2_NYISO_G-I | PJM_E | NYISO_G-I | Internal | Summer | B9 | 800 | 500 | 0 | 49.45 | 49.94 | 6 | 0
2040 | PJM_E_2_NYISO_G-I | PJM_E | NYISO_G-I | Internal | Summer | B10 | 1262 | 500 | 0 | 45.5 | 47.23 | 6 | 0
2040 | PJM_E_2_NYISO_G-I | PJM_E | NYISO_G-I | Internal | Winter | B16 | 25 | 500 | 0 | 84.11 | 76.11 | 6 | 0
2040 | PJM_E_2_NYISO_G-I | PJM_E | NYISO_G-I | Internal | Winter | B17 | 100 | 500 | 0 | 72.79 | 64.79 | 6 | 0
2040 | PJM_E_2_NYISO_G-I | PJM_E | NYISO_G-I | Internal | Winter | B18 | 400 | 500 | 0 | 63.14 | 60.37 | 6 | 0
2040 | PJM_E_2_NYISO_G-I | PJM_E | NYISO_G-I | Internal | Winter | B19 | 700 | 500 | 0 | 60.16 | 59.99 | 6 | 0
2040 | PJM_E_2_NYISO_G-I | PJM_E | NYISO_G-I | Internal | Winter | B20 | 935 | 500 | 0 | 56.13 | 59.99 | 6 | 0
2040 | PJM_E_2_NYISO_J-K | PJM_E | NYISO_J-K | Internal | Shoulder | B11 | 25 | 330 | 0 | 67.72 | 69.97 | 6 | 0
2040 | PJM_E_2_NYISO_J-K | PJM_E | NYISO_J-K | Internal | Shoulder | B12 | 200 | 330 | 0 | 64.91 | 69.97 | 6 | 0
2040 | PJM_E_2_NYISO_J-K | PJM_E | NYISO_J-K | Internal | Shoulder | B13 | 600 | 330 | 330 | 56.74 | 69.97 | 6 | 7.23
2040 | PJM_E_2_NYISO_J-K | PJM_E | NYISO_J-K | Internal | Shoulder | B14 | 900 | 330 | 0 | 54.91 | 52.45 | 6 | 0
2040 | PJM_E_2_NYISO_J-K | PJM_E | NYISO_J-K | Internal | Shoulder | B15 | 1203 | 330 | 0 | 49.01 | 51.06 | 6 | 0
2040 | PJM_E_2_NYISO_J-K | PJM_E | NYISO_J-K | Internal | Summer | B1 | 10 | 330 | 0 | 114.15 | 102 | 6 | 0
2040 | PJM_E_2_NYISO_J-K | PJM_E | NYISO_J-K | Internal | Summer | B2 | 25 | 330 | 0 | 93.88 | 81.92 | 6 | 0
2040 | PJM_E_2_NYISO_J-K | PJM_E | NYISO_J-K | Internal | Summer | B3 | 75 | 330 | 0 | 80.59 | 74.35 | 6 | 0
2040 | PJM_E_2_NYISO_J-K | PJM_E | NYISO_J-K | Internal | Summer | B4 | 100 | 330 | 0 | 80.59 | 71.56 | 6 | 0
2040 | PJM_E_2_NYISO_J-K | PJM_E | NYISO_J-K | Internal | Summer | B5 | 200 | 330 | 0 | 79.41 | 67.52 | 6 | 0
2040 | PJM_E_2_NYISO_J-K | PJM_E | NYISO_J-K | Internal | Summer | B6 | 300 | 330 | 0 | 75.85 | 64.19 | 6 | 0
2040 | PJM_E_2_NYISO_J-K | PJM_E | NYISO_J-K | Internal | Summer | B7 | 400 | 330 | 0 | 59.81 | 64.19 | 6 | 0
2040 | PJM_E_2_NYISO_J-K | PJM_E | NYISO_J-K | Internal | Summer | B8 | 500 | 330 | 330 | 52.79 | 64.19 | 6 | 5.39
2040 | PJM_E_2_NYISO_J-K | PJM_E | NYISO_J-K | Internal | Summer | B9 | 800 | 330 | 0 | 49.45 | 51.8 | 6 | 0
2040 | PJM_E_2_NYISO_J-K | PJM_E | NYISO_J-K | Internal | Summer | B10 | 1262 | 330 | 0 | 45.5 | 47.25 | 6 | 0
2040 | PJM_E_2_NYISO_J-K | PJM_E | NYISO_J-K | Internal | Winter | B16 | 25 | 330 | 94.59 | 84.11 | 90.11 | 6 | 0
2040 | PJM_E_2_NYISO_J-K | PJM_E | NYISO_J-K | Internal | Winter | B17 | 100 | 330 | 330 | 72.79 | 90.11 | 6 | 11.33
2040 | PJM_E_2_NYISO_J-K | PJM_E | NYISO_J-K | Internal | Winter | B18 | 400 | 330 | 330 | 63.14 | 88.31 | 6 | 19.17
2040 | PJM_E_2_NYISO_J-K | PJM_E | NYISO_J-K | Internal | Winter | B19 | 700 | 330 | 330 | 60.16 | 67.37 | 6 | 1.21
2040 | PJM_E_2_NYISO_J-K | PJM_E | NYISO_J-K | Internal | Winter | B20 | 935 | 330 | 234.28 | 56.13 | 62.13 | 6 | 0
2040 | PJM_E_2_PJM_ROM | PJM_E | PJM_ROM | Internal | Shoulder | B11 | 25 | 8000 | 0 | 67.72 | 67.7 | 0.01 | 0
2040 | PJM_E_2_PJM_ROM | PJM_E | PJM_ROM | Internal | Shoulder | B12 | 200 | 8000 | 0 | 64.91 | 64.9 | 0.01 | 0
2040 | PJM_E_2_PJM_ROM | PJM_E | PJM_ROM | Internal | Shoulder | B13 | 600 | 8000 | 0 | 56.74 | 56.72 | 0.01 | 0
2040 | PJM_E_2_PJM_ROM | PJM_E | PJM_ROM | Internal | Shoulder | B14 | 900 | 8000 | 0 | 54.91 | 54.9 | 0.01 | 0
2040 | PJM_E_2_PJM_ROM | PJM_E | PJM_ROM | Internal | Shoulder | B15 | 1203 | 8000 | 0 | 49.01 | 49 | 0.01 | 0
2040 | PJM_E_2_PJM_ROM | PJM_E | PJM_ROM | Internal | Summer | B1 | 10 | 8000 | 0.02 | 114.15 | 114.14 | 0.01 | 0
2040 | PJM_E_2_PJM_ROM | PJM_E | PJM_ROM | Internal | Summer | B2 | 25 | 8000 | 0 | 93.88 | 93.87 | 0.01 | 0
2040 | PJM_E_2_PJM_ROM | PJM_E | PJM_ROM | Internal | Summer | B3 | 75 | 8000 | 0 | 80.59 | 80.58 | 0.01 | 0
2040 | PJM_E_2_PJM_ROM | PJM_E | PJM_ROM | Internal | Summer | B4 | 100 | 8000 | 0 | 80.59 | 80.58 | 0.01 | 0
2040 | PJM_E_2_PJM_ROM | PJM_E | PJM_ROM | Internal | Summer | B5 | 200 | 8000 | 0 | 79.41 | 75.95 | 0.01 | 0
2040 | PJM_E_2_PJM_ROM | PJM_E | PJM_ROM | Internal | Summer | B6 | 300 | 8000 | 0 | 75.85 | 69.5 | 0.01 | 0
2040 | PJM_E_2_PJM_ROM | PJM_E | PJM_ROM | Internal | Summer | B7 | 400 | 8000 | 0 | 59.81 | 54.87 | 0.01 | 0
2040 | PJM_E_2_PJM_ROM | PJM_E | PJM_ROM | Internal | Summer | B8 | 500 | 8000 | 0 | 52.79 | 50.34 | 0.01 | 0
2040 | PJM_E_2_PJM_ROM | PJM_E | PJM_ROM | Internal | Summer | B9 | 800 | 8000 | 0 | 49.45 | 49.44 | 0.01 | 0
2040 | PJM_E_2_PJM_ROM | PJM_E | PJM_ROM | Internal | Summer | B10 | 1262 | 8000 | 0 | 45.5 | 44.9 | 0.01 | 0
2040 | PJM_E_2_PJM_ROM | PJM_E | PJM_ROM | Internal | Winter | B16 | 25 | 8000 | 0 | 84.11 | 84.1 | 0.01 | 0
2040 | PJM_E_2_PJM_ROM | PJM_E | PJM_ROM | Internal | Winter | B17 | 100 | 8000 | 0 | 72.79 | 72.77 | 0.01 | 0
2040 | PJM_E_2_PJM_ROM | PJM_E | PJM_ROM | Internal | Winter | B18 | 400 | 8000 | 0 | 63.14 | 62.66 | 0.01 | 0
2040 | PJM_E_2_PJM_ROM | PJM_E | PJM_ROM | Internal | Winter | B19 | 700 | 8000 | 0 | 60.16 | 58.12 | 0.01 | 0
2040 | PJM_E_2_PJM_ROM | PJM_E | PJM_ROM | Internal | Winter | B20 | 935 | 8000 | 0 | 56.13 | 56.11 | 0.01 | 0
2040 | PJM_ROR_2_MISO_IN | PJM_ROR | MISO_IN | Internal | Shoulder | B11 | 25 | 909 | 575.02 | 81.97 | 83.97 | 2 | 0
2040 | PJM_ROR_2_MISO_IN | PJM_ROR | MISO_IN | Internal | Shoulder | B12 | 200 | 909 | 0 | 64.91 | 66.9 | 2 | 0
2040 | PJM_ROR_2_MISO_IN | PJM_ROR | MISO_IN | Internal | Shoulder | B13 | 600 | 909 | 312.75 | 56.97 | 58.97 | 2 | 0
2040 | PJM_ROR_2_MISO_IN | PJM_ROR | MISO_IN | Internal | Shoulder | B14 | 900 | 909 | 0 | 54.91 | 56.9 | 2 | 0
2040 | PJM_ROR_2_MISO_IN | PJM_ROR | MISO_IN | Internal | Shoulder | B15 | 1203 | 909 | 0 | 52.21 | 52.27 | 2 | 0
2040 | PJM_ROR_2_MISO_IN | PJM_ROR | MISO_IN | Internal | Summer | B1 | 10 | 909 | 0 | 114.15 | 115.96 | 2 | 0
2040 | PJM_ROR_2_MISO_IN | PJM_ROR | MISO_IN | Internal | Summer | B2 | 25 | 909 | 302.37 | 93.88 | 95.88 | 2 | 0
2040 | PJM_ROR_2_MISO_IN | PJM_ROR | MISO_IN | Internal | Summer | B3 | 75 | 909 | 909 | 91.45 | 95.52 | 2 | 2.06
2040 | PJM_ROR_2_MISO_IN | PJM_ROR | MISO_IN | Internal | Summer | B4 | 100 | 909 | 0 | 91.02 | 90.78 | 2 | 0
2040 | PJM_ROR_2_MISO_IN | PJM_ROR | MISO_IN | Internal | Summer | B5 | 200 | 909 | 0 | 88.76 | 90.75 | 2 | 0
2040 | PJM_ROR_2_MISO_IN | PJM_ROR | MISO_IN | Internal | Summer | B6 | 300 | 909 | 0 | 69.51 | 70.49 | 2 | 0
2040 | PJM_ROR_2_MISO_IN | PJM_ROR | MISO_IN | Internal | Summer | B7 | 400 | 909 | 0 | 54.88 | 55.93 | 2 | 0
2040 | PJM_ROR_2_MISO_IN | PJM_ROR | MISO_IN | Internal | Summer | B8 | 500 | 909 | 0 | 50.35 | 50.6 | 2 | 0
2040 | PJM_ROR_2_MISO_IN | PJM_ROR | MISO_IN | Internal | Summer | B9 | 800 | 909 | 0 | 50.35 | 50.6 | 2 | 0
2040 | PJM_ROR_2_MISO_IN | PJM_ROR | MISO_IN | Internal | Summer | B10 | 1262 | 909 | 0 | 50.35 | 50.6 | 2 | 0
2040 | PJM_ROR_2_MISO_IN | PJM_ROR | MISO_IN | Internal | Winter | B16 | 25 | 909 | 403.84 | 93.12 | 95.12 | 2 | 0
2040 | PJM_ROR_2_MISO_IN | PJM_ROR | MISO_IN | Internal | Winter | B17 | 100 | 909 | 0 | 72.79 | 70.79 | 2 | 0
2040 | PJM_ROR_2_MISO_IN | PJM_ROR | MISO_IN | Internal | Winter | B18 | 400 | 909 | 0 | 62.68 | 63 | 2 | 0
2040 | PJM_ROR_2_MISO_IN | PJM_ROR | MISO_IN | Internal | Winter | B19 | 700 | 909 | 0 | 58.13 | 60.12 | 2 | 0
2040 | PJM_ROR_2_MISO_IN | PJM_ROR | MISO_IN | Internal | Winter | B20 | 935 | 909 | 0 | 56.37 | 55.84 | 2 | 0
2040 | PJM_ROR_2_MISO_MI | PJM_ROR | MISO_MI | Internal | Shoulder | B11 | 25 | 1305 | 1304.99 | 81.97 | 83.98 | 2 | 0.01
2040 | PJM_ROR_2_MISO_MI | PJM_ROR | MISO_MI | Internal | Shoulder | B12 | 200 | 1305 | 344.65 | 64.91 | 66.91 | 2 | 0
2040 | PJM_ROR_2_MISO_MI | PJM_ROR | MISO_MI | Internal | Shoulder | B13 | 600 | 1305 | 1305 | 56.97 | 59.22 | 2 | 0.25
2040 | PJM_ROR_2_MISO_MI | PJM_ROR | MISO_MI | Internal | Shoulder | B14 | 900 | 1305 | 1305 | 54.91 | 57.11 | 2 | 0.2
2040 | PJM_ROR_2_MISO_MI | PJM_ROR | MISO_MI | Internal | Shoulder | B15 | 1203 | 1305 | 0 | 52.21 | 52.34 | 2 | 0
2040 | PJM_ROR_2_MISO_MI | PJM_ROR | MISO_MI | Internal | Summer | B1 | 10 | 1305 | 0 | 114.15 | 115.98 | 2 | 0
2040 | PJM_ROR_2_MISO_MI | PJM_ROR | MISO_MI | Internal | Summer | B2 | 25 | 1305 | 1304.99 | 93.88 | 95.9 | 2 | 0.01
2040 | PJM_ROR_2_MISO_MI | PJM_ROR | MISO_MI | Internal | Summer | B3 | 75 | 1305 | 1305 | 91.45 | 95.53 | 2 | 2.07
2040 | PJM_ROR_2_MISO_MI | PJM_ROR | MISO_MI | Internal | Summer | B4 | 100 | 1305 | 0 | 91.02 | 90.79 | 2 | 0
2040 | PJM_ROR_2_MISO_MI | PJM_ROR | MISO_MI | Internal | Summer | B5 | 200 | 1305 | 129.19 | 88.76 | 90.76 | 2 | 0
2040 | PJM_ROR_2_MISO_MI | PJM_ROR | MISO_MI | Internal | Summer | B6 | 300 | 1305 | 0 | 69.51 | 70.51 | 2 | 0
2040 | PJM_ROR_2_MISO_MI | PJM_ROR | MISO_MI | Internal | Summer | B7 | 400 | 1305 | 1034.42 | 54.88 | 56.88 | 2 | 0
2040 | PJM_ROR_2_MISO_MI | PJM_ROR | MISO_MI | Internal | Summer | B8 | 500 | 1305 | 1305 | 50.35 | 55.45 | 2 | 3.1
2040 | PJM_ROR_2_MISO_MI | PJM_ROR | MISO_MI | Internal | Summer | B9 | 800 | 1305 | 0 | 50.35 | 52.23 | 2 | 0
2040 | PJM_ROR_2_MISO_MI | PJM_ROR | MISO_MI | Internal | Summer | B10 | 1262 | 1305 | 0 | 50.35 | 51.1 | 2 | 0
2040 | PJM_ROR_2_MISO_MI | PJM_ROR | MISO_MI | Internal | Winter | B16 | 25 | 1305 | 37.18 | 93.12 | 95.12 | 2 | 0
2040 | PJM_ROR_2_MISO_MI | PJM_ROR | MISO_MI | Internal | Winter | B17 | 100 | 1305 | 0 | 72.79 | 70.8 | 2 | 0
2040 | PJM_ROR_2_MISO_MI | PJM_ROR | MISO_MI | Internal | Winter | B18 | 400 | 1305 | 0 | 62.68 | 63.01 | 2 | 0
2040 | PJM_ROR_2_MISO_MI | PJM_ROR | MISO_MI | Internal | Winter | B19 | 700 | 1305 | 487.96 | 58.13 | 60.13 | 2 | 0
2040 | PJM_ROR_2_MISO_MI | PJM_ROR | MISO_MI | Internal | Winter | B20 | 935 | 1305 | 0 | 56.37 | 55.85 | 2 | 0
2040 | PJM_ROR_2_MISO_MO-IL | PJM_ROR | MISO_MO-IL | Internal | Shoulder | B11 | 25 | 1111 | 1111 | 81.97 | 96.97 | 2 | 13
2040 | PJM_ROR_2_MISO_MO-IL | PJM_ROR | MISO_MO-IL | Internal | Shoulder | B12 | 200 | 1111 | 150.88 | 64.91 | 66.91 | 2 | 0
2040 | PJM_ROR_2_MISO_MO-IL | PJM_ROR | MISO_MO-IL | Internal | Shoulder | B13 | 600 | 1111 | 1111 | 56.97 | 58.98 | 2 | 0.01
2040 | PJM_ROR_2_MISO_MO-IL | PJM_ROR | MISO_MO-IL | Internal | Shoulder | B14 | 900 | 1111 | 591.79 | 54.91 | 56.91 | 2 | 0
2040 | PJM_ROR_2_MISO_MO-IL | PJM_ROR | MISO_MO-IL | Internal | Shoulder | B15 | 1203 | 1111 | 0 | 52.21 | 52.26 | 2 | 0
2040 | PJM_ROR_2_MISO_MO-IL | PJM_ROR | MISO_MO-IL | Internal | Summer | B1 | 10 | 1111 | 0 | 114.15 | 115.98 | 2 | 0
2040 | PJM_ROR_2_MISO_MO-IL | PJM_ROR | MISO_MO-IL | Internal | Summer | B2 | 25 | 1111 | 1111 | 93.88 | 100.48 | 2 | 4.6
2040 | PJM_ROR_2_MISO_MO-IL | PJM_ROR | MISO_MO-IL | Internal | Summer | B3 | 75 | 1111 | 1111 | 91.45 | 96.54 | 2 | 3.08
2040 | PJM_ROR_2_MISO_MO-IL | PJM_ROR | MISO_MO-IL | Internal | Summer | B4 | 100 | 1111 | 1111 | 91.02 | 93.12 | 2 | 0.09
2040 | PJM_ROR_2_MISO_MO-IL | PJM_ROR | MISO_MO-IL | Internal | Summer | B5 | 200 | 1111 | 1111 | 88.76 | 93.12 | 2 | 2.36
2040 | PJM_ROR_2_MISO_MO-IL | PJM_ROR | MISO_MO-IL | Internal | Summer | B6 | 300 | 1111 | 1111 | 69.51 | 75.51 | 2 | 4
2040 | PJM_ROR_2_MISO_MO-IL | PJM_ROR | MISO_MO-IL | Internal | Summer | B7 | 400 | 1111 | 495.77 | 54.88 | 56.88 | 2 | 0
2040 | PJM_ROR_2_MISO_MO-IL | PJM_ROR | MISO_MO-IL | Internal | Summer | B8 | 500 | 1111 | 0 | 50.35 | 52.33 | 2 | 0
2040 | PJM_ROR_2_MISO_MO-IL | PJM_ROR | MISO_MO-IL | Internal | Summer | B9 | 800 | 1111 | 0 | 50.35 | 50.59 | 2 | 0
2040 | PJM_ROR_2_MISO_MO-IL | PJM_ROR | MISO_MO-IL | Internal | Summer | B10 | 1262 | 1111 | 0 | 50.35 | 47.92 | 2 | 0
2040 | PJM_ROR_2_MISO_MO-IL | PJM_ROR | MISO_MO-IL | Internal | Winter | B16 | 25 | 1111 | 619.89 | 93.12 | 95.12 | 2 | 0
2040 | PJM_ROR_2_MISO_MO-IL | PJM_ROR | MISO_MO-IL | Internal | Winter | B17 | 100 | 1111 | 0 | 72.79 | 70.79 | 2 | 0
2040 | PJM_ROR_2_MISO_MO-IL | PJM_ROR | MISO_MO-IL | Internal | Winter | B18 | 400 | 1111 | 0 | 62.68 | 63.01 | 2 | 0
2040 | PJM_ROR_2_MISO_MO-IL | PJM_ROR | MISO_MO-IL | Internal | Winter | B19 | 700 | 1111 | 346.16 | 58.13 | 60.13 | 2 | 0
2040 | PJM_ROR_2_MISO_MO-IL | PJM_ROR | MISO_MO-IL | Internal | Winter | B20 | 935 | 1111 | 0 | 56.37 | 54.37 | 2 | 0
2040 | PJM_ROR_2_MISO_W | PJM_ROR | MISO_W | Internal | Shoulder | B11 | 25 | 709 | 709 | 81.97 | 95.91 | 2 | 11.95
2040 | PJM_ROR_2_MISO_W | PJM_ROR | MISO_W | Internal | Shoulder | B12 | 200 | 709 | 0 | 64.91 | 64.25 | 2 | 0
2040 | PJM_ROR_2_MISO_W | PJM_ROR | MISO_W | Internal | Shoulder | B13 | 600 | 709 | 275.79 | 56.97 | 58.97 | 2 | 0
2040 | PJM_ROR_2_MISO_W | PJM_ROR | MISO_W | Internal | Shoulder | B14 | 900 | 709 | 0 | 54.91 | 56.9 | 2 | 0
2040 | PJM_ROR_2_MISO_W | PJM_ROR | MISO_W | Internal | Shoulder | B15 | 1203 | 709 | 0 | 52.21 | 51.84 | 2 | 0
2040 | PJM_ROR_2_MISO_W | PJM_ROR | MISO_W | Internal | Summer | B1 | 10 | 709 | 0 | 114.15 | 112.15 | 2 | 0
2040 | PJM_ROR_2_MISO_W | PJM_ROR | MISO_W | Internal | Summer | B2 | 25 | 709 | 709 | 93.88 | 100.47 | 2 | 4.59
2040 | PJM_ROR_2_MISO_W | PJM_ROR | MISO_W | Internal | Summer | B3 | 75 | 709 | 709 | 91.45 | 96.55 | 2 | 3.1
2040 | PJM_ROR_2_MISO_W | PJM_ROR | MISO_W | Internal | Summer | B4 | 100 | 709 | 709 | 91.02 | 94.76 | 2 | 1.74
2040 | PJM_ROR_2_MISO_W | PJM_ROR | MISO_W | Internal | Summer | B5 | 200 | 709 | 709 | 88.76 | 93.1 | 2 | 2.35
2040 | PJM_ROR_2_MISO_W | PJM_ROR | MISO_W | Internal | Summer | B6 | 300 | 709 | 709 | 69.51 | 75.5 | 2 | 3.99
2040 | PJM_ROR_2_MISO_W | PJM_ROR | MISO_W | Internal | Summer | B7 | 400 | 709 | 0 | 54.88 | 56.87 | 2 | 0
2040 | PJM_ROR_2_MISO_W | PJM_ROR | MISO_W | Internal | Summer | B8 | 500 | 709 | 0 | 50.35 | 52.34 | 2 | 0
2040 | PJM_ROR_2_MISO_W | PJM_ROR | MISO_W | Internal | Summer | B9 | 800 | 709 | 0 | 50.35 | 50.57 | 2 | 0
2040 | PJM_ROR_2_MISO_W | PJM_ROR | MISO_W | Internal | Summer | B10 | 1262 | 709 | 0 | 50.35 | 43.52 | 2 | 0
2040 | PJM_ROR_2_MISO_W | PJM_ROR | MISO_W | Internal | Winter | B16 | 25 | 709 | 0 | 93.12 | 90.11 | 2 | 0
2040 | PJM_ROR_2_MISO_W | PJM_ROR | MISO_W | Internal | Winter | B17 | 100 | 709 | 0 | 72.79 | 70.77 | 2 | 0
2040 | PJM_ROR_2_MISO_W | PJM_ROR | MISO_W | Internal | Winter | B18 | 400 | 709 | 0 | 62.68 | 63 | 2 | 0
2040 | PJM_ROR_2_MISO_W | PJM_ROR | MISO_W | Internal | Winter | B19 | 700 | 709 | 21.12 | 58.13 | 60.13 | 2 | 0
2040 | PJM_ROR_2_MISO_W | PJM_ROR | MISO_W | Internal | Winter | B20 | 935 | 709 | 0 | 56.37 | 47.61 | 2 | 0
2040 | PJM_ROR_2_MISO_WUMS | PJM_ROR | MISO_WUMS | Internal | Shoulder | B11 | 25 | 1467 | 1348.4 | 81.97 | 83.97 | 2 | 0
2040 | PJM_ROR_2_MISO_WUMS | PJM_ROR | MISO_WUMS | Internal | Shoulder | B12 | 200 | 1467 | 0 | 64.91 | 64.26 | 2 | 0
2040 | PJM_ROR_2_MISO_WUMS | PJM_ROR | MISO_WUMS | Internal | Shoulder | B13 | 600 | 1467 | 0 | 56.97 | 58.95 | 2 | 0
2040 | PJM_ROR_2_MISO_WUMS | PJM_ROR | MISO_WUMS | Internal | Shoulder | B14 | 900 | 1467 | 450.62 | 54.91 | 56.91 | 2 | 0
2040 | PJM_ROR_2_MISO_WUMS | PJM_ROR | MISO_WUMS | Internal | Shoulder | B15 | 1203 | 1467 | 0 | 52.21 | 52.4 | 2 | 0
2040 | PJM_ROR_2_MISO_WUMS | PJM_ROR | MISO_WUMS | Internal | Summer | B1 | 10 | 1467 | 0 | 114.15 | 89.02 | 2 | 0
2040 | PJM_ROR_2_MISO_WUMS | PJM_ROR | MISO_WUMS | Internal | Summer | B2 | 25 | 1467 | 0 | 93.88 | 89.02 | 2 | 0
2040 | PJM_ROR_2_MISO_WUMS | PJM_ROR | MISO_WUMS | Internal | Summer | B3 | 75 | 1467 | 0 | 91.45 | 89.02 | 2 | 0
2040 | PJM_ROR_2_MISO_WUMS | PJM_ROR | MISO_WUMS | Internal | Summer | B4 | 100 | 1467 | 0 | 91.02 | 89.02 | 2 | 0
2040 | PJM_ROR_2_MISO_WUMS | PJM_ROR | MISO_WUMS | Internal | Summer | B5 | 200 | 1467 | 0 | 88.76 | 89.02 | 2 | 0
2040 | PJM_ROR_2_MISO_WUMS | PJM_ROR | MISO_WUMS | Internal | Summer | B6 | 300 | 1467 | 675.99 | 69.51 | 71.51 | 2 | 0
2040 | PJM_ROR_2_MISO_WUMS | PJM_ROR | MISO_WUMS | Internal | Summer | B7 | 400 | 1467 | 0 | 54.88 | 56.86 | 2 | 0
2040 | PJM_ROR_2_MISO_WUMS | PJM_ROR | MISO_WUMS | Internal | Summer | B8 | 500 | 1467 | 116.42 | 50.35 | 52.35 | 2 | 0
2040 | PJM_ROR_2_MISO_WUMS | PJM_ROR | MISO_WUMS | Internal | Summer | B9 | 800 | 1467 | 0 | 50.35 | 50.59 | 2 | 0
2040 | PJM_ROR_2_MISO_WUMS | PJM_ROR | MISO_WUMS | Internal | Summer | B10 | 1262 | 1467 | 0 | 50.35 | 50.51 | 2 | 0
2040 | PJM_ROR_2_MISO_WUMS | PJM_ROR | MISO_WUMS | Internal | Winter | B16 | 25 | 1467 | 0 | 93.12 | 93.15 | 2 | 0
2040 | PJM_ROR_2_MISO_WUMS | PJM_ROR | MISO_WUMS | Internal | Winter | B17 | 100 | 1467 | 0 | 72.79 | 70.79 | 2 | 0
2040 | PJM_ROR_2_MISO_WUMS | PJM_ROR | MISO_WUMS | Internal | Winter | B18 | 400 | 1467 | 0 | 62.68 | 63.01 | 2 | 0
2040 | PJM_ROR_2_MISO_WUMS | PJM_ROR | MISO_WUMS | Internal | Winter | B19 | 700 | 1467 | 1467 | 58.13 | 60.15 | 2 | 0.01
2040 | PJM_ROR_2_MISO_WUMS | PJM_ROR | MISO_WUMS | Internal | Winter | B20 | 935 | 1467 | 0 | 56.37 | 55.91 | 2 | 0
2040 | PJM_ROR_2_PJM_ROM | PJM_ROR | PJM_ROM | Internal | Shoulder | B11 | 25 | 8000 | 0 | 81.97 | 67.7 | 0.01 | 0
2040 | PJM_ROR_2_PJM_ROM | PJM_ROR | PJM_ROM | Internal | Shoulder | B12 | 200 | 8000 | 0 | 64.91 | 64.9 | 0.01 | 0
2040 | PJM_ROR_2_PJM_ROM | PJM_ROR | PJM_ROM | Internal | Shoulder | B13 | 600 | 8000 | 0 | 56.97 | 56.72 | 0.01 | 0
2040 | PJM_ROR_2_PJM_ROM | PJM_ROR | PJM_ROM | Internal | Shoulder | B14 | 900 | 8000 | 0 | 54.91 | 54.9 | 0.01 | 0
2040 | PJM_ROR_2_PJM_ROM | PJM_ROR | PJM_ROM | Internal | Shoulder | B15 | 1203 | 8000 | 0 | 52.21 | 49 | 0.01 | 0
2040 | PJM_ROR_2_PJM_ROM | PJM_ROR | PJM_ROM | Internal | Summer | B1 | 10 | 8000 | 0.02 | 114.15 | 114.14 | 0.01 | 0
2040 | PJM_ROR_2_PJM_ROM | PJM_ROR | PJM_ROM | Internal | Summer | B2 | 25 | 8000 | 0 | 93.88 | 93.87 | 0.01 | 0
2040 | PJM_ROR_2_PJM_ROM | PJM_ROR | PJM_ROM | Internal | Summer | B3 | 75 | 8000 | 0 | 91.45 | 80.58 | 0.01 | 0
2040 | PJM_ROR_2_PJM_ROM | PJM_ROR | PJM_ROM | Internal | Summer | B4 | 100 | 8000 | 0 | 91.02 | 80.58 | 0.01 | 0
2040 | PJM_ROR_2_PJM_ROM | PJM_ROR | PJM_ROM | Internal | Summer | B5 | 200 | 8000 | 0 | 88.76 | 75.95 | 0.01 | 0
2040 | PJM_ROR_2_PJM_ROM | PJM_ROR | PJM_ROM | Internal | Summer | B6 | 300 | 8000 | 0 | 69.51 | 69.5 | 0.01 | 0
2040 | PJM_ROR_2_PJM_ROM | PJM_ROR | PJM_ROM | Internal | Summer | B7 | 400 | 8000 | 0 | 54.88 | 54.87 | 0.01 | 0
2040 | PJM_ROR_2_PJM_ROM | PJM_ROR | PJM_ROM | Internal | Summer | B8 | 500 | 8000 | 0 | 50.35 | 50.34 | 0.01 | 0
2040 | PJM_ROR_2_PJM_ROM | PJM_ROR | PJM_ROM | Internal | Summer | B9 | 800 | 8000 | 0 | 50.35 | 49.44 | 0.01 | 0
2040 | PJM_ROR_2_PJM_ROM | PJM_ROR | PJM_ROM | Internal | Summer | B10 | 1262 | 8000 | 0 | 50.35 | 44.9 | 0.01 | 0
2040 | PJM_ROR_2_PJM_ROM | PJM_ROR | PJM_ROM | Internal | Winter | B16 | 25 | 8000 | 0 | 93.12 | 84.1 | 0.01 | 0
2040 | PJM_ROR_2_PJM_ROM | PJM_ROR | PJM_ROM | Internal | Winter | B17 | 100 | 8000 | 0 | 72.79 | 72.77 | 0.01 | 0
2040 | PJM_ROR_2_PJM_ROM | PJM_ROR | PJM_ROM | Internal | Winter | B18 | 400 | 8000 | 0 | 62.68 | 62.66 | 0.01 | 0
2040 | PJM_ROR_2_PJM_ROM | PJM_ROR | PJM_ROM | Internal | Winter | B19 | 700 | 8000 | 0 | 58.13 | 58.12 | 0.01 | 0
2040 | PJM_ROR_2_PJM_ROM | PJM_ROR | PJM_ROM | Internal | Winter | B20 | 935 | 8000 | 0 | 56.37 | 56.11 | 0.01 | 0
2040 | PJM_ROR_2_TVA_Transmission | PJM_ROR | TVA_Transmission | Internal | Shoulder | B11 | 25 | 2500 | 1049.16 | 81.97 | 87.97 | 6 | 0
2040 | PJM_ROR_2_TVA_Transmission | PJM_ROR | TVA_Transmission | Internal | Shoulder | B12 | 200 | 2500 | 0 | 64.91 | 67.88 | 6 | 0
2040 | PJM_ROR_2_TVA_Transmission | PJM_ROR | TVA_Transmission | Internal | Shoulder | B13 | 600 | 2500 | 0 | 56.97 | 62.27 | 6 | 0
2040 | PJM_ROR_2_TVA_Transmission | PJM_ROR | TVA_Transmission | Internal | Shoulder | B14 | 900 | 2500 | 1622.05 | 54.91 | 60.91 | 6 | 0
2040 | PJM_ROR_2_TVA_Transmission | PJM_ROR | TVA_Transmission | Internal | Shoulder | B15 | 1203 | 2500 | 0 | 52.21 | 57.22 | 6 | 0
2040 | PJM_ROR_2_TVA_Transmission | PJM_ROR | TVA_Transmission | Internal | Summer | B1 | 10 | 2500 | 0 | 114.15 | 113.54 | 6 | 0
2040 | PJM_ROR_2_TVA_Transmission | PJM_ROR | TVA_Transmission | Internal | Summer | B2 | 25 | 2500 | 1257.51 | 93.88 | 99.88 | 6 | 0
2040 | PJM_ROR_2_TVA_Transmission | PJM_ROR | TVA_Transmission | Internal | Summer | B3 | 75 | 2500 | 0 | 91.45 | 97 | 6 | 0
2040 | PJM_ROR_2_TVA_Transmission | PJM_ROR | TVA_Transmission | Internal | Summer | B4 | 100 | 2500 | 0 | 91.02 | 96.77 | 6 | 0
2040 | PJM_ROR_2_TVA_Transmission | PJM_ROR | TVA_Transmission | Internal | Summer | B5 | 200 | 2500 | 972.91 | 88.76 | 94.76 | 6 | 0
2040 | PJM_ROR_2_TVA_Transmission | PJM_ROR | TVA_Transmission | Internal | Summer | B6 | 300 | 2500 | 0 | 69.51 | 74.88 | 6 | 0
2040 | PJM_ROR_2_TVA_Transmission | PJM_ROR | TVA_Transmission | Internal | Summer | B7 | 400 | 2500 | 0 | 54.88 | 60.44 | 6 | 0
2040 | PJM_ROR_2_TVA_Transmission | PJM_ROR | TVA_Transmission | Internal | Summer | B8 | 500 | 2500 | 0 | 50.35 | 55.69 | 6 | 0
2040 | PJM_ROR_2_TVA_Transmission | PJM_ROR | TVA_Transmission | Internal | Summer | B9 | 800 | 2500 | 0 | 50.35 | 55.6 | 6 | 0
2040 | PJM_ROR_2_TVA_Transmission | PJM_ROR | TVA_Transmission | Internal | Summer | B10 | 1262 | 2500 | 0 | 50.35 | 55.28 | 6 | 0
2040 | PJM_ROR_2_TVA_Transmission | PJM_ROR | TVA_Transmission | Internal | Winter | B16 | 25 | 2500 | 0 | 93.12 | 96.12 | 6 | 0
2040 | PJM_ROR_2_TVA_Transmission | PJM_ROR | TVA_Transmission | Internal | Winter | B17 | 100 | 2500 | 0 | 72.79 | 72.3 | 6 | 0
2040 | PJM_ROR_2_TVA_Transmission | PJM_ROR | TVA_Transmission | Internal | Winter | B18 | 400 | 2500 | 0 | 62.68 | 65.29 | 6 | 0
2040 | PJM_ROR_2_TVA_Transmission | PJM_ROR | TVA_Transmission | Internal | Winter | B19 | 700 | 2500 | 0 | 58.13 | 61.78 | 6 | 0
2040 | PJM_ROR_2_TVA_Transmission | PJM_ROR | TVA_Transmission | Internal | Winter | B20 | 935 | 2500 | 0 | 56.37 | 60.52 | 6 | 0
2040 | PJM_ROR_2_VACAR | PJM_ROR | VACAR | Internal | Shoulder | B11 | 25 | 3000 | 591.98 | 81.97 | 87.97 | 6 | 0
2040 | PJM_ROR_2_VACAR | PJM_ROR | VACAR | Internal | Shoulder | B12 | 200 | 3000 | 0 | 64.91 | 68.04 | 6 | 0
2040 | PJM_ROR_2_VACAR | PJM_ROR | VACAR | Internal | Shoulder | B13 | 600 | 3000 | 0 | 56.97 | 57.87 | 6 | 0
2040 | PJM_ROR_2_VACAR | PJM_ROR | VACAR | Internal | Shoulder | B14 | 900 | 3000 | 0 | 54.91 | 57.87 | 6 | 0
2040 | PJM_ROR_2_VACAR | PJM_ROR | VACAR | Internal | Shoulder | B15 | 1203 | 3000 | 0 | 52.21 | 57.87 | 6 | 0
2040 | PJM_ROR_2_VACAR | PJM_ROR | VACAR | Internal | Summer | B1 | 10 | 3000 | 1521.9 | 114.15 | 120.15 | 6 | 0
2040 | PJM_ROR_2_VACAR | PJM_ROR | VACAR | Internal | Summer | B2 | 25 | 3000 | 1454.09 | 93.88 | 99.88 | 6 | 0
2040 | PJM_ROR_2_VACAR | PJM_ROR | VACAR | Internal | Summer | B3 | 75 | 3000 | 3000 | 91.45 | 99.88 | 6 | 2.43
2040 | PJM_ROR_2_VACAR | PJM_ROR | VACAR | Internal | Summer | B4 | 100 | 3000 | 3000 | 91.02 | 97.42 | 6 | 0.39
2040 | PJM_ROR_2_VACAR | PJM_ROR | VACAR | Internal | Summer | B5 | 200 | 3000 | 3000 | 88.76 | 94.97 | 6 | 0.21
2040 | PJM_ROR_2_VACAR | PJM_ROR | VACAR | Internal | Summer | B6 | 300 | 3000 | 2317.31 | 69.51 | 75.51 | 6 | 0
2040 | PJM_ROR_2_VACAR | PJM_ROR | VACAR | Internal | Summer | B7 | 400 | 3000 | 0 | 54.88 | 60.65 | 6 | 0
2040 | PJM_ROR_2_VACAR | PJM_ROR | VACAR | Internal | Summer | B8 | 500 | 3000 | 0 | 50.35 | 55.5 | 6 | 0
2040 | PJM_ROR_2_VACAR | PJM_ROR | VACAR | Internal | Summer | B9 | 800 | 3000 | 0 | 50.35 | 55.5 | 6 | 0
2040 | PJM_ROR_2_VACAR | PJM_ROR | VACAR | Internal | Summer | B10 | 1262 | 3000 | 0 | 50.35 | 55.5 | 6 | 0
2040 | PJM_ROR_2_VACAR | PJM_ROR | VACAR | Internal | Winter | B16 | 25 | 3000 | 3000 | 93.12 | 105.12 | 6 | 6
2040 | PJM_ROR_2_VACAR | PJM_ROR | VACAR | Internal | Winter | B17 | 100 | 3000 | 0 | 72.79 | 73.62 | 6 | 0
2040 | PJM_ROR_2_VACAR | PJM_ROR | VACAR | Internal | Winter | B18 | 400 | 3000 | 0 | 62.68 | 63.48 | 6 | 0
2040 | PJM_ROR_2_VACAR | PJM_ROR | VACAR | Internal | Winter | B19 | 700 | 3000 | 0 | 58.13 | 63.48 | 6 | 0
2040 | PJM_ROR_2_VACAR | PJM_ROR | VACAR | Internal | Winter | B20 | 935 | 3000 | 3000 | 56.37 | 63.48 | 6 | 1.11
2040 | PJM_ROM_2_NYISO_A-F | PJM_ROM | NYISO_A-F | Internal | Shoulder | B11 | 25 | 2000 | 0 | 67.7 | 59.7 | 6 | 0
2040 | PJM_ROM_2_NYISO_A-F | PJM_ROM | NYISO_A-F | Internal | Shoulder | B12 | 200 | 2000 | 0 | 64.9 | 57.27 | 6 | 0
2040 | PJM_ROM_2_NYISO_A-F | PJM_ROM | NYISO_A-F | Internal | Shoulder | B13 | 600 | 2000 | 0 | 56.72 | 52.18 | 6 | 0
2040 | PJM_ROM_2_NYISO_A-F | PJM_ROM | NYISO_A-F | Internal | Shoulder | B14 | 900 | 2000 | 0 | 54.9 | 51.36 | 6 | 0
2040 | PJM_ROM_2_NYISO_A-F | PJM_ROM | NYISO_A-F | Internal | Shoulder | B15 | 1203 | 2000 | 0 | 49 | 51.06 | 6 | 0
2040 | PJM_ROM_2_NYISO_A-F | PJM_ROM | NYISO_A-F | Internal | Summer | B1 | 10 | 2000 | 0 | 114.14 | 101.98 | 6 | 0
2040 | PJM_ROM_2_NYISO_A-F | PJM_ROM | NYISO_A-F | Internal | Summer | B2 | 25 | 2000 | 0 | 93.87 | 81.9 | 6 | 0
2040 | PJM_ROM_2_NYISO_A-F | PJM_ROM | NYISO_A-F | Internal | Summer | B3 | 75 | 2000 | 0 | 80.58 | 74.35 | 6 | 0
2040 | PJM_ROM_2_NYISO_A-F | PJM_ROM | NYISO_A-F | Internal | Summer | B4 | 100 | 2000 | 0 | 80.58 | 71.54 | 6 | 0
2040 | PJM_ROM_2_NYISO_A-F | PJM_ROM | NYISO_A-F | Internal | Summer | B5 | 200 | 2000 | 0 | 75.95 | 67.5 | 6 | 0
2040 | PJM_ROM_2_NYISO_A-F | PJM_ROM | NYISO_A-F | Internal | Summer | B6 | 300 | 2000 | 0 | 69.5 | 61.5 | 6 | 0
2040 | PJM_ROM_2_NYISO_A-F | PJM_ROM | NYISO_A-F | Internal | Summer | B7 | 400 | 2000 | 0 | 54.87 | 51.92 | 6 | 0
2040 | PJM_ROM_2_NYISO_A-F | PJM_ROM | NYISO_A-F | Internal | Summer | B8 | 500 | 2000 | 0 | 50.34 | 50.89 | 6 | 0
2040 | PJM_ROM_2_NYISO_A-F | PJM_ROM | NYISO_A-F | Internal | Summer | B9 | 800 | 2000 | 0 | 49.44 | 49.95 | 6 | 0
2040 | PJM_ROM_2_NYISO_A-F | PJM_ROM | NYISO_A-F | Internal | Summer | B10 | 1262 | 2000 | 0 | 44.9 | 49.95 | 6 | 0
2040 | PJM_ROM_2_NYISO_A-F | PJM_ROM | NYISO_A-F | Internal | Winter | B16 | 25 | 2000 | 0 | 84.1 | 76.1 | 6 | 0
2040 | PJM_ROM_2_NYISO_A-F | PJM_ROM | NYISO_A-F | Internal | Winter | B17 | 100 | 2000 | 0 | 72.77 | 64.77 | 6 | 0
2040 | PJM_ROM_2_NYISO_A-F | PJM_ROM | NYISO_A-F | Internal | Winter | B18 | 400 | 2000 | 0 | 62.66 | 60.36 | 6 | 0
2040 | PJM_ROM_2_NYISO_A-F | PJM_ROM | NYISO_A-F | Internal | Winter | B19 | 700 | 2000 | 0 | 58.12 | 59.98 | 6 | 0
2040 | PJM_ROM_2_NYISO_A-F | PJM_ROM | NYISO_A-F | Internal | Winter | B20 | 935 | 2000 | 0 | 56.11 | 59.98 | 6 | 0
2040 | PJM_ROM_2_PJM_E | PJM_ROM | PJM_E | Internal | Shoulder | B11 | 25 | 8000 | 6126.99 | 67.7 | 67.72 | 0.01 | 0
2040 | PJM_ROM_2_PJM_E | PJM_ROM | PJM_E | Internal | Shoulder | B12 | 200 | 8000 | 6486.79 | 64.9 | 64.91 | 0.01 | 0
2040 | PJM_ROM_2_PJM_E | PJM_ROM | PJM_E | Internal | Shoulder | B13 | 600 | 8000 | 6036.24 | 56.72 | 56.74 | 0.01 | 0
2040 | PJM_ROM_2_PJM_E | PJM_ROM | PJM_E | Internal | Shoulder | B14 | 900 | 8000 | 6942.45 | 54.9 | 54.91 | 0.01 | 0
2040 | PJM_ROM_2_PJM_E | PJM_ROM | PJM_E | Internal | Shoulder | B15 | 1203 | 8000 | 7609.71 | 49 | 49.01 | 0.01 | 0
2040 | PJM_ROM_2_PJM_E | PJM_ROM | PJM_E | Internal | Summer | B1 | 10 | 8000 | 7011.93 | 114.14 | 114.15 | 0.01 | 0
2040 | PJM_ROM_2_PJM_E | PJM_ROM | PJM_E | Internal | Summer | B2 | 25 | 8000 | 6710.67 | 93.87 | 93.88 | 0.01 | 0
2040 | PJM_ROM_2_PJM_E | PJM_ROM | PJM_E | Internal | Summer | B3 | 75 | 8000 | 4257.36 | 80.58 | 80.59 | 0.01 | 0
2040 | PJM_ROM_2_PJM_E | PJM_ROM | PJM_E | Internal | Summer | B4 | 100 | 8000 | 6950.24 | 80.58 | 80.59 | 0.01 | 0
2040 | PJM_ROM_2_PJM_E | PJM_ROM | PJM_E | Internal | Summer | B5 | 200 | 8000 | 8000 | 75.95 | 79.41 | 0.01 | 3.45
2040 | PJM_ROM_2_PJM_E | PJM_ROM | PJM_E | Internal | Summer | B6 | 300 | 8000 | 8000 | 69.5 | 75.85 | 0.01 | 6.34
2040 | PJM_ROM_2_PJM_E | PJM_ROM | PJM_E | Internal | Summer | B7 | 400 | 8000 | 8000 | 54.87 | 59.81 | 0.01 | 4.93
2040 | PJM_ROM_2_PJM_E | PJM_ROM | PJM_E | Internal | Summer | B8 | 500 | 8000 | 8000 | 50.34 | 52.79 | 0.01 | 2.44
2040 | PJM_ROM_2_PJM_E | PJM_ROM | PJM_E | Internal | Summer | B9 | 800 | 8000 | 7928.03 | 49.44 | 49.45 | 0.01 | 0
2040 | PJM_ROM_2_PJM_E | PJM_ROM | PJM_E | Internal | Summer | B10 | 1262 | 8000 | 8000 | 44.9 | 45.5 | 0.01 | 0.58
2040 | PJM_ROM_2_PJM_E | PJM_ROM | PJM_E | Internal | Winter | B16 | 25 | 8000 | 7257.51 | 84.1 | 84.11 | 0.01 | 0
2040 | PJM_ROM_2_PJM_E | PJM_ROM | PJM_E | Internal | Winter | B17 | 100 | 8000 | 7673.56 | 72.77 | 72.79 | 0.01 | 0
2040 | PJM_ROM_2_PJM_E | PJM_ROM | PJM_E | Internal | Winter | B18 | 400 | 8000 | 8000 | 62.66 | 63.14 | 0.01 | 0.46
2040 | PJM_ROM_2_PJM_E | PJM_ROM | PJM_E | Internal | Winter | B19 | 700 | 8000 | 8000 | 58.12 | 60.16 | 0.01 | 2.03
2040 | PJM_ROM_2_PJM_E | PJM_ROM | PJM_E | Internal | Winter | B20 | 935 | 8000 | 6860.53 | 56.11 | 56.13 | 0.01 | 0
2040 | PJM_ROM_2_PJM_ROR | PJM_ROM | PJM_ROR | Internal | Shoulder | B11 | 25 | 8000 | 8000 | 67.7 | 81.97 | 0.01 | 14.25
2040 | PJM_ROM_2_PJM_ROR | PJM_ROM | PJM_ROR | Internal | Shoulder | B12 | 200 | 8000 | 6116.94 | 64.9 | 64.91 | 0.01 | 0
2040 | PJM_ROM_2_PJM_ROR | PJM_ROM | PJM_ROR | Internal | Shoulder | B13 | 600 | 8000 | 8000 | 56.72 | 56.97 | 0.01 | 0.23
2040 | PJM_ROM_2_PJM_ROR | PJM_ROM | PJM_ROR | Internal | Shoulder | B14 | 900 | 8000 | 6963.76 | 54.9 | 54.91 | 0.01 | 0
2040 | PJM_ROM_2_PJM_ROR | PJM_ROM | PJM_ROR | Internal | Shoulder | B15 | 1203 | 8000 | 8000 | 49 | 52.21 | 0.01 | 3.2
2040 | PJM_ROM_2_PJM_ROR | PJM_ROM | PJM_ROR | Internal | Summer | B1 | 10 | 8000 | 4636.49 | 114.14 | 114.15 | 0.01 | 0
2040 | PJM_ROM_2_PJM_ROR | PJM_ROM | PJM_ROR | Internal | Summer | B2 | 25 | 8000 | 5417.91 | 93.87 | 93.88 | 0.01 | 0
2040 | PJM_ROM_2_PJM_ROR | PJM_ROM | PJM_ROR | Internal | Summer | B3 | 75 | 8000 | 8000 | 80.58 | 91.45 | 0.01 | 10.86
2040 | PJM_ROM_2_PJM_ROR | PJM_ROM | PJM_ROR | Internal | Summer | B4 | 100 | 8000 | 8000 | 80.58 | 91.02 | 0.01 | 10.43
2040 | PJM_ROM_2_PJM_ROR | PJM_ROM | PJM_ROR | Internal | Summer | B5 | 200 | 8000 | 8000 | 75.95 | 88.76 | 0.01 | 12.8
2040 | PJM_ROM_2_PJM_ROR | PJM_ROM | PJM_ROR | Internal | Summer | B6 | 300 | 8000 | 5718.88 | 69.5 | 69.51 | 0.01 | 0
2040 | PJM_ROM_2_PJM_ROR | PJM_ROM | PJM_ROR | Internal | Summer | B7 | 400 | 8000 | 5442 | 54.87 | 54.88 | 0.01 | 0
2040 | PJM_ROM_2_PJM_ROR | PJM_ROM | PJM_ROR | Internal | Summer | B8 | 500 | 8000 | 5553.26 | 50.34 | 50.35 | 0.01 | 0
2040 | PJM_ROM_2_PJM_ROR | PJM_ROM | PJM_ROR | Internal | Summer | B9 | 800 | 8000 | 8000 | 49.44 | 50.35 | 0.01 | 0.9
2040 | PJM_ROM_2_PJM_ROR | PJM_ROM | PJM_ROR | Internal | Summer | B10 | 1262 | 8000 | 8000 | 44.9 | 50.35 | 0.01 | 5.43
2040 | PJM_ROM_2_PJM_ROR | PJM_ROM | PJM_ROR | Internal | Winter | B16 | 25 | 8000 | 8000 | 84.1 | 93.12 | 0.01 | 9.01
2040 | PJM_ROM_2_PJM_ROR | PJM_ROM | PJM_ROR | Internal | Winter | B17 | 100 | 8000 | 3282.8 | 72.77 | 72.79 | 0.01 | 0
2040 | PJM_ROM_2_PJM_ROR | PJM_ROM | PJM_ROR | Internal | Winter | B18 | 400 | 8000 | 3424.13 | 62.66 | 62.68 | 0.01 | 0
2040 | PJM_ROM_2_PJM_ROR | PJM_ROM | PJM_ROR | Internal | Winter | B19 | 700 | 8000 | 4824.28 | 58.12 | 58.13 | 0.01 | 0
2040 | PJM_ROM_2_PJM_ROR | PJM_ROM | PJM_ROR | Internal | Winter | B20 | 935 | 8000 | 8000 | 56.11 | 56.37 | 0.01 | 0.24
2040 | SOCO_2_FRCC | SOCO | FRCC | Internal | Shoulder | B11 | 25 | 3700 | 0 | 94.97 | 96.11 | 10 | 0
2040 | SOCO_2_FRCC | SOCO | FRCC | Internal | Shoulder | B12 | 200 | 3700 | 0 | 62.73 | 70.65 | 10 | 0
2040 | SOCO_2_FRCC | SOCO | FRCC | Internal | Shoulder | B13 | 600 | 3700 | 0 | 62.73 | 67.71 | 10 | 0
2040 | SOCO_2_FRCC | SOCO | FRCC | Internal | Shoulder | B14 | 900 | 3700 | 250.62 | 57.71 | 67.71 | 10 | 0
2040 | SOCO_2_FRCC | SOCO | FRCC | Internal | Shoulder | B15 | 1203 | 3700 | 0 | 57.36 | 61.81 | 10 | 0
2040 | SOCO_2_FRCC | SOCO | FRCC | Internal | Summer | B1 | 10 | 3700 | 0 | 115.98 | 108.57 | 10 | 0
2040 | SOCO_2_FRCC | SOCO | FRCC | Internal | Summer | B2 | 25 | 3700 | 0 | 103.96 | 108.57 | 10 | 0
2040 | SOCO_2_FRCC | SOCO | FRCC | Internal | Summer | B3 | 75 | 3700 | 0 | 101.93 | 106.15 | 10 | 0
2040 | SOCO_2_FRCC | SOCO | FRCC | Internal | Summer | B4 | 100 | 3700 | 0 | 101.93 | 106.15 | 10 | 0
2040 | SOCO_2_FRCC | SOCO | FRCC | Internal | Summer | B5 | 200 | 3700 | 0 | 101.93 | 94.32 | 10 | 0
2040 | SOCO_2_FRCC | SOCO | FRCC | Internal | Summer | B6 | 300 | 3700 | 1588.35 | 82.51 | 92.51 | 10 | 0
2040 | SOCO_2_FRCC | SOCO | FRCC | Internal | Summer | B7 | 400 | 3700 | 0 | 63.31 | 69.35 | 10 | 0
2040 | SOCO_2_FRCC | SOCO | FRCC | Internal | Summer | B8 | 500 | 3700 | 0 | 61.1 | 66.46 | 10 | 0
2040 | SOCO_2_FRCC | SOCO | FRCC | Internal | Summer | B9 | 800 | 3700 | 888.19 | 56.46 | 66.46 | 10 | 0
2040 | SOCO_2_FRCC | SOCO | FRCC | Internal | Summer | B10 | 1262 | 3700 | 0 | 55.9 | 60.7 | 10 | 0
2040 | SOCO_2_FRCC | SOCO | FRCC | Internal | Winter | B16 | 25 | 3700 | 0 | 95.12 | 100.65 | 10 | 0
2040 | SOCO_2_FRCC | SOCO | FRCC | Internal | Winter | B17 | 100 | 3700 | 0 | 66.55 | 71.69 | 10 | 0
2040 | SOCO_2_FRCC | SOCO | FRCC | Internal | Winter | B18 | 400 | 3700 | 0 | 66.55 | 70.87 | 10 | 0
2040 | SOCO_2_FRCC | SOCO | FRCC | Internal | Winter | B19 | 700 | 3700 | 418.54 | 60.87 | 70.87 | 10 | 0
2040 | SOCO_2_FRCC | SOCO | FRCC | Internal | Winter | B20 | 935 | 3700 | 0 | 60.77 | 64.64 | 10 | 0
2040 | SOCO_2_VACAR | SOCO | VACAR | Internal | Shoulder | B11 | 25 | 2000 | 0 | 94.97 | 87.97 | 10 | 0
2040 | SOCO_2_VACAR | SOCO | VACAR | Internal | Shoulder | B12 | 200 | 2000 | 0 | 62.73 | 68.04 | 10 | 0
2040 | SOCO_2_VACAR | SOCO | VACAR | Internal | Shoulder | B13 | 600 | 2000 | 0 | 62.73 | 57.87 | 10 | 0
2040 | SOCO_2_VACAR | SOCO | VACAR | Internal | Shoulder | B14 | 900 | 2000 | 0 | 57.71 | 57.87 | 10 | 0
2040 | SOCO_2_VACAR | SOCO | VACAR | Internal | Shoulder | B15 | 1203 | 2000 | 0 | 57.36 | 57.87 | 10 | 0
2040 | SOCO_2_VACAR | SOCO | VACAR | Internal | Summer | B1 | 10 | 2000 | 0 | 115.98 | 120.15 | 10 | 0
2040 | SOCO_2_VACAR | SOCO | VACAR | Internal | Summer | B2 | 25 | 2000 | 0 | 103.96 | 99.88 | 10 | 0
2040 | SOCO_2_VACAR | SOCO | VACAR | Internal | Summer | B3 | 75 | 2000 | 0 | 101.93 | 99.88 | 10 | 0
2040 | SOCO_2_VACAR | SOCO | VACAR | Internal | Summer | B4 | 100 | 2000 | 0 | 101.93 | 97.42 | 10 | 0
2040 | SOCO_2_VACAR | SOCO | VACAR | Internal | Summer | B5 | 200 | 2000 | 0 | 101.93 | 94.97 | 10 | 0
2040 | SOCO_2_VACAR | SOCO | VACAR | Internal | Summer | B6 | 300 | 2000 | 0 | 82.51 | 75.51 | 10 | 0
2040 | SOCO_2_VACAR | SOCO | VACAR | Internal | Summer | B7 | 400 | 2000 | 0 | 63.31 | 60.65 | 10 | 0
2040 | SOCO_2_VACAR | SOCO | VACAR | Internal | Summer | B8 | 500 | 2000 | 0 | 61.1 | 55.5 | 10 | 0
2040 | SOCO_2_VACAR | SOCO | VACAR | Internal | Summer | B9 | 800 | 2000 | 0 | 56.46 | 55.5 | 10 | 0
2040 | SOCO_2_VACAR | SOCO | VACAR | Internal | Summer | B10 | 1262 | 2000 | 0 | 55.9 | 55.5 | 10 | 0
2040 | SOCO_2_VACAR | SOCO | VACAR | Internal | Winter | B16 | 25 | 2000 | 598.83 | 95.12 | 105.12 | 10 | 0
2040 | SOCO_2_VACAR | SOCO | VACAR | Internal | Winter | B17 | 100 | 2000 | 0 | 66.55 | 73.62 | 10 | 0
2040 | SOCO_2_VACAR | SOCO | VACAR | Internal | Winter | B18 | 400 | 2000 | 0 | 66.55 | 63.48 | 10 | 0
2040 | SOCO_2_VACAR | SOCO | VACAR | Internal | Winter | B19 | 700 | 2000 | 0 | 60.87 | 63.48 | 10 | 0
2040 | SOCO_2_VACAR | SOCO | VACAR | Internal | Winter | B20 | 935 | 2000 | 0 | 60.77 | 63.48 | 10 | 0
2040 | SPP_N_2_ENT | SPP_N | ENT | Internal | Shoulder | B11 | 25 | 1800 | 0 | 95.93 | 88.97 | 5 | 0
2040 | SPP_N_2_ENT | SPP_N | ENT | Internal | Shoulder | B12 | 200 | 1800 | 0 | 61.91 | 62.48 | 5 | 0
2040 | SPP_N_2_ENT | SPP_N | ENT | Internal | Shoulder | B13 | 600 | 1800 | 0 | 55.99 | 60.6 | 5 | 0
2040 | SPP_N_2_ENT | SPP_N | ENT | Internal | Shoulder | B14 | 900 | 1800 | 0 | 55.99 | 60.26 | 5 | 0
2040 | SPP_N_2_ENT | SPP_N | ENT | Internal | Shoulder | B15 | 1203 | 1800 | 424.96 | 54.17 | 59.17 | 5 | 0
2040 | SPP_N_2_ENT | SPP_N | ENT | Internal | Summer | B1 | 10 | 1800 | 79.42 | 102.98 | 107.98 | 5 | 0
2040 | SPP_N_2_ENT | SPP_N | ENT | Internal | Summer | B2 | 25 | 1800 | 0 | 95.48 | 95.96 | 5 | 0
2040 | SPP_N_2_ENT | SPP_N | ENT | Internal | Summer | B3 | 75 | 1800 | 0 | 95.48 | 93.93 | 5 | 0
2040 | SPP_N_2_ENT | SPP_N | ENT | Internal | Summer | B4 | 100 | 1800 | 0 | 95.48 | 92.41 | 5 | 0
2040 | SPP_N_2_ENT | SPP_N | ENT | Internal | Summer | B5 | 200 | 1800 | 0 | 93.12 | 86.76 | 5 | 0
2040 | SPP_N_2_ENT | SPP_N | ENT | Internal | Summer | B6 | 300 | 1800 | 0 | 82.5 | 74.51 | 5 | 0
2040 | SPP_N_2_ENT | SPP_N | ENT | Internal | Summer | B7 | 400 | 1800 | 0 | 62.24 | 60.77 | 5 | 0
2040 | SPP_N_2_ENT | SPP_N | ENT | Internal | Summer | B8 | 500 | 1800 | 0 | 58.16 | 60.32 | 5 | 0
2040 | SPP_N_2_ENT | SPP_N | ENT | Internal | Summer | B9 | 800 | 1800 | 0 | 54.35 | 58.32 | 5 | 0
2040 | SPP_N_2_ENT | SPP_N | ENT | Internal | Summer | B10 | 1262 | 1800 | 364.43 | 50.52 | 55.52 | 5 | 0
2040 | SPP_N_2_ENT | SPP_N | ENT | Internal | Winter | B16 | 25 | 1800 | 0 | 90.12 | 87.12 | 5 | 0
2040 | SPP_N_2_ENT | SPP_N | ENT | Internal | Winter | B17 | 100 | 1800 | 0 | 65.79 | 66.65 | 5 | 0
2040 | SPP_N_2_ENT | SPP_N | ENT | Internal | Winter | B18 | 400 | 1800 | 521.77 | 59.97 | 64.97 | 5 | 0
2040 | SPP_N_2_ENT | SPP_N | ENT | Internal | Winter | B19 | 700 | 1800 | 635.89 | 59.43 | 64.43 | 5 | 0
2040 | SPP_N_2_ENT | SPP_N | ENT | Internal | Winter | B20 | 935 | 1800 | 1800 | 53.12 | 62.37 | 5 | 4.25
2040 | SPP_N_2_MISO_MO-IL | SPP_N | MISO_MO-IL | Internal | Shoulder | B11 | 25 | 2000 | 0 | 95.93 | 96.97 | 5 | 0
2040 | SPP_N_2_MISO_MO-IL | SPP_N | MISO_MO-IL | Internal | Shoulder | B12 | 200 | 2000 | 595.96 | 61.91 | 66.91 | 5 | 0
2040 | SPP_N_2_MISO_MO-IL | SPP_N | MISO_MO-IL | Internal | Shoulder | B13 | 600 | 2000 | 0 | 55.99 | 58.98 | 5 | 0
2040 | SPP_N_2_MISO_MO-IL | SPP_N | MISO_MO-IL | Internal | Shoulder | B14 | 900 | 2000 | 0 | 55.99 | 56.91 | 5 | 0
2040 | SPP_N_2_MISO_MO-IL | SPP_N | MISO_MO-IL | Internal | Shoulder | B15 | 1203 | 2000 | 0 | 54.17 | 52.26 | 5 | 0
2040 | SPP_N_2_MISO_MO-IL | SPP_N | MISO_MO-IL | Internal | Summer | B1 | 10 | 2000 | 2000 | 102.98 | 115.98 | 5 | 8
2040 | SPP_N_2_MISO_MO-IL | SPP_N | MISO_MO-IL | Internal | Summer | B2 | 25 | 2000 | 123.18 | 95.48 | 100.48 | 5 | 0
2040 | SPP_N_2_MISO_MO-IL | SPP_N | MISO_MO-IL | Internal | Summer | B3 | 75 | 2000 | 0 | 95.48 | 96.54 | 5 | 0
2040 | SPP_N_2_MISO_MO-IL | SPP_N | MISO_MO-IL | Internal | Summer | B4 | 100 | 2000 | 0 | 95.48 | 93.12 | 5 | 0
2040 | SPP_N_2_MISO_MO-IL | SPP_N | MISO_MO-IL | Internal | Summer | B5 | 200 | 2000 | 0 | 93.12 | 93.12 | 5 | 0
2040 | SPP_N_2_MISO_MO-IL | SPP_N | MISO_MO-IL | Internal | Summer | B6 | 300 | 2000 | 0 | 82.5 | 75.51 | 5 | 0
2040 | SPP_N_2_MISO_MO-IL | SPP_N | MISO_MO-IL | Internal | Summer | B7 | 400 | 2000 | 0 | 62.24 | 56.88 | 5 | 0
2040 | SPP_N_2_MISO_MO-IL | SPP_N | MISO_MO-IL | Internal | Summer | B8 | 500 | 2000 | 0 | 58.16 | 52.33 | 5 | 0
2040 | SPP_N_2_MISO_MO-IL | SPP_N | MISO_MO-IL | Internal | Summer | B9 | 800 | 2000 | 0 | 54.35 | 50.59 | 5 | 0
2040 | SPP_N_2_MISO_MO-IL | SPP_N | MISO_MO-IL | Internal | Summer | B10 | 1262 | 2000 | 0 | 50.52 | 47.92 | 5 | 0
2040 | SPP_N_2_MISO_MO-IL | SPP_N | MISO_MO-IL | Internal | Winter | B16 | 25 | 2000 | 1031.18 | 90.12 | 95.12 | 5 | 0
2040 | SPP_N_2_MISO_MO-IL | SPP_N | MISO_MO-IL | Internal | Winter | B17 | 100 | 2000 | 1685.39 | 65.79 | 70.79 | 5 | 0
2040 | SPP_N_2_MISO_MO-IL | SPP_N | MISO_MO-IL | Internal | Winter | B18 | 400 | 2000 | 0 | 59.97 | 63.01 | 5 | 0
2040 | SPP_N_2_MISO_MO-IL | SPP_N | MISO_MO-IL | Internal | Winter | B19 | 700 | 2000 | 0 | 59.43 | 60.13 | 5 | 0
2040 | SPP_N_2_MISO_MO-IL | SPP_N | MISO_MO-IL | Internal | Winter | B20 | 935 | 2000 | 0 | 53.12 | 54.37 | 5 | 0
2040 | SPP_N_2_MISO_W | SPP_N | MISO_W | Internal | Shoulder | B11 | 25 | 750 | 0 | 95.93 | 95.91 | 5 | 0
2040 | SPP_N_2_MISO_W | SPP_N | MISO_W | Internal | Shoulder | B12 | 200 | 750 | 0 | 61.91 | 64.25 | 5 | 0
2040 | SPP_N_2_MISO_W | SPP_N | MISO_W | Internal | Shoulder | B13 | 600 | 750 | 0 | 55.99 | 58.97 | 5 | 0
2040 | SPP_N_2_MISO_W | SPP_N | MISO_W | Internal | Shoulder | B14 | 900 | 750 | 0 | 55.99 | 56.9 | 5 | 0
2040 | SPP_N_2_MISO_W | SPP_N | MISO_W | Internal | Shoulder | B15 | 1203 | 750 | 0 | 54.17 | 51.84 | 5 | 0
2040 | SPP_N_2_MISO_W | SPP_N | MISO_W | Internal | Summer | B1 | 10 | 750 | 750 | 102.98 | 112.15 | 5 | 4.18
2040 | SPP_N_2_MISO_W | SPP_N | MISO_W | Internal | Summer | B2 | 25 | 750 | 0.01 | 95.48 | 100.47 | 5 | 0
2040 | SPP_N_2_MISO_W | SPP_N | MISO_W | Internal | Summer | B3 | 75 | 750 | 0 | 95.48 | 96.55 | 5 | 0
2040 | SPP_N_2_MISO_W | SPP_N | MISO_W | Internal | Summer | B4 | 100 | 750 | 0 | 95.48 | 94.76 | 5 | 0
2040 | SPP_N_2_MISO_W | SPP_N | MISO_W | Internal | Summer | B5 | 200 | 750 | 0 | 93.12 | 93.1 | 5 | 0
2040 | SPP_N_2_MISO_W | SPP_N | MISO_W | Internal | Summer | B6 | 300 | 750 | 0 | 82.5 | 75.5 | 5 | 0
2040 | SPP_N_2_MISO_W | SPP_N | MISO_W | Internal | Summer | B7 | 400 | 750 | 0 | 62.24 | 56.87 | 5 | 0
2040 | SPP_N_2_MISO_W | SPP_N | MISO_W | Internal | Summer | B8 | 500 | 750 | 0 | 58.16 | 52.34 | 5 | 0
2040 | SPP_N_2_MISO_W | SPP_N | MISO_W | Internal | Summer | B9 | 800 | 750 | 0 | 54.35 | 50.57 | 5 | 0
2040 | SPP_N_2_MISO_W | SPP_N | MISO_W | Internal | Summer | B10 | 1262 | 750 | 0 | 50.52 | 43.52 | 5 | 0
2040 | SPP_N_2_MISO_W | SPP_N | MISO_W | Internal | Winter | B16 | 25 | 750 | 0 | 90.12 | 90.11 | 5 | 0
2040 | SPP_N_2_MISO_W | SPP_N | MISO_W | Internal | Winter | B17 | 100 | 750 | 0 | 65.79 | 70.77 | 5 | 0
2040 | SPP_N_2_MISO_W | SPP_N | MISO_W | Internal | Winter | B18 | 400 | 750 | 0 | 59.97 | 63 | 5 | 0
2040 | SPP_N_2_MISO_W | SPP_N | MISO_W | Internal | Winter | B19 | 700 | 750 | 0 | 59.43 | 60.13 | 5 | 0
2040 | SPP_N_2_MISO_W | SPP_N | MISO_W | Internal | Winter | B20 | 935 | 750 | 0 | 53.12 | 47.61 | 5 | 0
2040 | SPP_N_2_NE | SPP_N | NE | Internal | Shoulder | B11 | 25 | 330 | 0 | 95.93 | 95.91 | 0.01 | 0
2040 | SPP_N_2_NE | SPP_N | NE | Internal | Shoulder | B12 | 200 | 330 | 0 | 61.91 | 61.9 | 0.01 | 0
2040 | SPP_N_2_NE | SPP_N | NE | Internal | Shoulder | B13 | 600 | 330 | 0 | 55.99 | 55.98 | 0.01 | 0
2040 | SPP_N_2_NE | SPP_N | NE | Internal | Shoulder | B14 | 900 | 330 | 0 | 55.99 | 55.98 | 0.01 | 0
2040 | SPP_N_2_NE | SPP_N | NE | Internal | Shoulder | B15 | 1203 | 330 | 0 | 54.17 | 48.49 | 0.01 | 0
2040 | SPP_N_2_NE | SPP_N | NE | Internal | Summer | B1 | 10 | 330 | 330 | 102.98 | 107.15 | 0.01 | 4.16
2040 | SPP_N_2_NE | SPP_N | NE | Internal | Summer | B2 | 25 | 330 | 330 | 95.48 | 97.2 | 0.01 | 1.71
2040 | SPP_N_2_NE | SPP_N | NE | Internal | Summer | B3 | 75 | 330 | 330 | 95.48 | 96.55 | 0.01 | 1.05
2040 | SPP_N_2_NE | SPP_N | NE | Internal | Summer | B4 | 100 | 330 | 0 | 95.48 | 95.47 | 0.01 | 0
2040 | SPP_N_2_NE | SPP_N | NE | Internal | Summer | B5 | 200 | 330 | 0 | 93.12 | 93.1 | 0.01 | 0
2040 | SPP_N_2_NE | SPP_N | NE | Internal | Summer | B6 | 300 | 330 | 0 | 82.5 | 81.85 | 0.01 | 0
2040 | SPP_N_2_NE | SPP_N | NE | Internal | Summer | B7 | 400 | 330 | 0 | 62.24 | 62.23 | 0.01 | 0
2040 | SPP_N_2_NE | SPP_N | NE | Internal | Summer | B8 | 500 | 330 | 0 | 58.16 | 53.71 | 0.01 | 0
2040 | SPP_N_2_NE | SPP_N | NE | Internal | Summer | B9 | 800 | 330 | 0 | 54.35 | 50.57 | 0.01 | 0
2040 | SPP_N_2_NE | SPP_N | NE | Internal | Summer | B10 | 1262 | 330 | 0 | 50.52 | 38.52 | 0.01 | 0
2040 | SPP_N_2_NE | SPP_N | NE | Internal | Winter | B16 | 25 | 330 | 0 | 90.12 | 90.11 | 0.01 | 0
2040 | SPP_N_2_NE | SPP_N | NE | Internal | Winter | B17 | 100 | 330 | 0 | 65.79 | 65.77 | 0.01 | 0
2040 | SPP_N_2_NE | SPP_N | NE | Internal | Winter | B18 | 400 | 330 | 0 | 59.97 | 59.95 | 0.01 | 0
2040 | SPP_N_2_NE | SPP_N | NE | Internal | Winter | B19 | 700 | 330 | 0 | 59.43 | 59.42 | 0.01 | 0
2040 | SPP_N_2_NE | SPP_N | NE | Internal | Winter | B20 | 935 | 330 | 0 | 53.12 | 44.36 | 0.01 | 0
2040 | SPP_N_2_SPP_S | SPP_N | SPP_S | Internal | Shoulder | B11 | 25 | 4000 | 0 | 95.93 | 83.97 | 0.01 | 0
2040 | SPP_N_2_SPP_S | SPP_N | SPP_S | Internal | Shoulder | B12 | 200 | 4000 | 0 | 61.91 | 60.05 | 0.01 | 0
2040 | SPP_N_2_SPP_S | SPP_N | SPP_S | Internal | Shoulder | B13 | 600 | 4000 | 639.95 | 55.99 | 56.01 | 0.01 | 0
2040 | SPP_N_2_SPP_S | SPP_N | SPP_S | Internal | Shoulder | B14 | 900 | 4000 | 0 | 55.99 | 54.97 | 0.01 | 0
2040 | SPP_N_2_SPP_S | SPP_N | SPP_S | Internal | Shoulder | B15 | 1203 | 4000 | 405.83 | 54.17 | 54.18 | 0.01 | 0
2040 | SPP_N_2_SPP_S | SPP_N | SPP_S | Internal | Summer | B1 | 10 | 4000 | 0 | 102.98 | 84.2 | 0.01 | 0
2040 | SPP_N_2_SPP_S | SPP_N | SPP_S | Internal | Summer | B2 | 25 | 4000 | 0 | 95.48 | 87.93 | 0.01 | 0
2040 | SPP_N_2_SPP_S | SPP_N | SPP_S | Internal | Summer | B3 | 75 | 4000 | 0 | 95.48 | 93.5 | 0.01 | 0
2040 | SPP_N_2_SPP_S | SPP_N | SPP_S | Internal | Summer | B4 | 100 | 4000 | 0 | 95.48 | 87.41 | 0.01 | 0
2040 | SPP_N_2_SPP_S | SPP_N | SPP_S | Internal | Summer | B5 | 200 | 4000 | 0 | 93.12 | 84.2 | 0.01 | 0
2040 | SPP_N_2_SPP_S | SPP_N | SPP_S | Internal | Summer | B6 | 300 | 4000 | 2013.5 | 82.5 | 82.51 | 0.01 | 0
2040 | SPP_N_2_SPP_S | SPP_N | SPP_S | Internal | Summer | B7 | 400 | 4000 | 1176.75 | 62.24 | 62.26 | 0.01 | 0
2040 | SPP_N_2_SPP_S | SPP_N | SPP_S | Internal | Summer | B8 | 500 | 4000 | 2682.49 | 58.16 | 58.17 | 0.01 | 0
2040 | SPP_N_2_SPP_S | SPP_N | SPP_S | Internal | Summer | B9 | 800 | 4000 | 3418.55 | 54.35 | 54.36 | 0.01 | 0
2040 | SPP_N_2_SPP_S | SPP_N | SPP_S | Internal | Summer | B10 | 1262 | 4000 | 4000 | 50.52 | 53.17 | 0.01 | 2.64
2040 | SPP_N_2_SPP_S | SPP_N | SPP_S | Internal | Winter | B16 | 25 | 4000 | 0 | 90.12 | 64.43 | 0.01 | 0
2040 | SPP_N_2_SPP_S | SPP_N | SPP_S | Internal | Winter | B17 | 100 | 4000 | 0 | 65.79 | 64.25 | 0.01 | 0
2040 | SPP_N_2_SPP_S | SPP_N | SPP_S | Internal | Winter | B18 | 400 | 4000 | 337.78 | 59.97 | 59.98 | 0.01 | 0
2040 | SPP_N_2_SPP_S | SPP_N | SPP_S | Internal | Winter | B19 | 700 | 4000 | 0 | 59.43 | 58.72 | 0.01 | 0
2040 | SPP_N_2_SPP_S | SPP_N | SPP_S | Internal | Winter | B20 | 935 | 4000 | 1602.49 | 53.12 | 53.13 | 0.01 | 0
2040 | SPP_S_2_ENT | SPP_S | ENT | Internal | Shoulder | B11 | 25 | 850 | 9.81 | 83.97 | 88.97 | 5 | 0
2040 | SPP_S_2_ENT | SPP_S | ENT | Internal | Shoulder | B12 | 200 | 850 | 0 | 60.05 | 62.48 | 5 | 0
2040 | SPP_S_2_ENT | SPP_S | ENT | Internal | Shoulder | B13 | 600 | 850 | 0 | 56.01 | 60.6 | 5 | 0
2040 | SPP_S_2_ENT | SPP_S | ENT | Internal | Shoulder | B14 | 900 | 850 | 850 | 54.97 | 60.26 | 5 | 0.29
2040 | SPP_S_2_ENT | SPP_S | ENT | Internal | Shoulder | B15 | 1203 | 850 | 0 | 54.18 | 59.17 | 5 | 0
2040 | SPP_S_2_ENT | SPP_S | ENT | Internal | Summer | B1 | 10 | 850 | 850 | 84.2 | 107.98 | 5 | 18.78
2040 | SPP_S_2_ENT | SPP_S | ENT | Internal | Summer | B2 | 25 | 850 | 850 | 87.93 | 95.96 | 5 | 3.03
2040 | SPP_S_2_ENT | SPP_S | ENT | Internal | Summer | B3 | 75 | 850 | 0 | 93.5 | 93.93 | 5 | 0
2040 | SPP_S_2_ENT | SPP_S | ENT | Internal | Summer | B4 | 100 | 850 | 730.75 | 87.41 | 92.41 | 5 | 0
2040 | SPP_S_2_ENT | SPP_S | ENT | Internal | Summer | B5 | 200 | 850 | 0 | 84.2 | 86.76 | 5 | 0
2040 | SPP_S_2_ENT | SPP_S | ENT | Internal | Summer | B6 | 300 | 850 | 0 | 82.51 | 74.51 | 5 | 0
2040 | SPP_S_2_ENT | SPP_S | ENT | Internal | Summer | B7 | 400 | 850 | 0 | 62.26 | 60.77 | 5 | 0
2040 | SPP_S_2_ENT | SPP_S | ENT | Internal | Summer | B8 | 500 | 850 | 0 | 58.17 | 60.32 | 5 | 0
2040 | SPP_S_2_ENT | SPP_S | ENT | Internal | Summer | B9 | 800 | 850 | 0 | 54.36 | 58.32 | 5 | 0
2040 | SPP_S_2_ENT | SPP_S | ENT | Internal | Summer | B10 | 1262 | 850 | 0 | 53.17 | 55.52 | 5 | 0
2040 | SPP_S_2_ENT | SPP_S | ENT | Internal | Winter | B16 | 25 | 850 | 850 | 64.43 | 87.12 | 5 | 17.69
2040 | SPP_S_2_ENT | SPP_S | ENT | Internal | Winter | B17 | 100 | 850 | 0 | 64.25 | 66.65 | 5 | 0
2040 | SPP_S_2_ENT | SPP_S | ENT | Internal | Winter | B18 | 400 | 850 | 0 | 59.98 | 64.97 | 5 | 0
2040 | SPP_S_2_ENT | SPP_S | ENT | Internal | Winter | B19 | 700 | 850 | 850 | 58.72 | 64.43 | 5 | 0.71
2040 | SPP_S_2_ENT | SPP_S | ENT | Internal | Winter | B20 | 935 | 850 | 850 | 53.13 | 62.37 | 5 | 4.23
2040 | SPP_S_2_SPP_N | SPP_S | SPP_N | Internal | Shoulder | B11 | 25 | 640 | 640 | 83.97 | 95.93 | 0.01 | 11.95
2040 | SPP_S_2_SPP_N | SPP_S | SPP_N | Internal | Shoulder | B12 | 200 | 640 | 640 | 60.05 | 61.91 | 0.01 | 1.84
2040 | SPP_S_2_SPP_N | SPP_S | SPP_N | Internal | Shoulder | B13 | 600 | 640 | 0 | 56.01 | 55.99 | 0.01 | 0
2040 | SPP_S_2_SPP_N | SPP_S | SPP_N | Internal | Shoulder | B14 | 900 | 640 | 640 | 54.97 | 55.99 | 0.01 | 1.01
2040 | SPP_S_2_SPP_N | SPP_S | SPP_N | Internal | Shoulder | B15 | 1203 | 640 | 0 | 54.18 | 54.17 | 0.01 | 0
2040 | SPP_S_2_SPP_N | SPP_S | SPP_N | Internal | Summer | B1 | 10 | 640 | 640 | 84.2 | 102.98 | 0.01 | 18.77
2040 | SPP_S_2_SPP_N | SPP_S | SPP_N | Internal | Summer | B2 | 25 | 640 | 640 | 87.93 | 95.48 | 0.01 | 7.54
2040 | SPP_S_2_SPP_N | SPP_S | SPP_N | Internal | Summer | B3 | 75 | 640 | 640 | 93.5 | 95.48 | 0.01 | 1.97
2040 | SPP_S_2_SPP_N | SPP_S | SPP_N | Internal | Summer | B4 | 100 | 640 | 640 | 87.41 | 95.48 | 0.01 | 8.06
2040 | SPP_S_2_SPP_N | SPP_S | SPP_N | Internal | Summer | B5 | 200 | 640 | 640 | 84.2 | 93.12 | 0.01 | 8.91
2040 | SPP_S_2_SPP_N | SPP_S | SPP_N | Internal | Summer | B6 | 300 | 640 | 0 | 82.51 | 82.5 | 0.01 | 0
2040 | SPP_S_2_SPP_N | SPP_S | SPP_N | Internal | Summer | B7 | 400 | 640 | 0 | 62.26 | 62.24 | 0.01 | 0
2040 | SPP_S_2_SPP_N | SPP_S | SPP_N | Internal | Summer | B8 | 500 | 640 | 0 | 58.17 | 58.16 | 0.01 | 0
2040 | SPP_S_2_SPP_N | SPP_S | SPP_N | Internal | Summer | B9 | 800 | 640 | 0 | 54.36 | 54.35 | 0.01 | 0
2040 | SPP_S_2_SPP_N | SPP_S | SPP_N | Internal | Summer | B10 | 1262 | 640 | 0 | 53.17 | 50.52 | 0.01 | 0
2040 | SPP_S_2_SPP_N | SPP_S | SPP_N | Internal | Winter | B16 | 25 | 640 | 640 | 64.43 | 90.12 | 0.01 | 25.68
2040 | SPP_S_2_SPP_N | SPP_S | SPP_N | Internal | Winter | B17 | 100 | 640 | 640 | 64.25 | 65.79 | 0.01 | 1.52
2040 | SPP_S_2_SPP_N | SPP_S | SPP_N | Internal | Winter | B18 | 400 | 640 | 0 | 59.98 | 59.97 | 0.01 | 0
2040 | SPP_S_2_SPP_N | SPP_S | SPP_N | Internal | Winter | B19 | 700 | 640 | 640 | 58.72 | 59.43 | 0.01 | 0.69
2040 | SPP_S_2_SPP_N | SPP_S | SPP_N | Internal | Winter | B20 | 935 | 640 | 0 | 53.13 | 53.12 | 0.01 | 0
2040 | TVA_2_ENT | TVA | ENT | Internal | Shoulder | B11 | 25 | 500 | 0 | 87.98 | 88.97 | 9 | 0
2040 | TVA_2_ENT | TVA | ENT | Internal | Shoulder | B12 | 200 | 500 | 0 | 64.32 | 62.48 | 9 | 0
2040 | TVA_2_ENT | TVA | ENT | Internal | Shoulder | B13 | 600 | 500 | 0 | 61.65 | 60.6 | 9 | 0
2040 | TVA_2_ENT | TVA | ENT | Internal | Shoulder | B14 | 900 | 500 | 0 | 60.92 | 60.26 | 9 | 0
2040 | TVA_2_ENT | TVA | ENT | Internal | Shoulder | B15 | 1203 | 500 | 0 | 56.4 | 59.17 | 9 | 0
2040 | TVA_2_ENT | TVA | ENT | Internal | Summer | B1 | 10 | 500 | 0 | 106.98 | 107.98 | 9 | 0
2040 | TVA_2_ENT | TVA | ENT | Internal | Summer | B2 | 25 | 500 | 0 | 99.9 | 95.96 | 9 | 0
2040 | TVA_2_ENT | TVA | ENT | Internal | Summer | B3 | 75 | 500 | 0 | 96.58 | 93.93 | 9 | 0
2040 | TVA_2_ENT | TVA | ENT | Internal | Summer | B4 | 100 | 500 | 0 | 96.58 | 92.41 | 9 | 0
2040 | TVA_2_ENT | TVA | ENT | Internal | Summer | B5 | 200 | 500 | 0 | 94.77 | 86.76 | 9 | 0
2040 | TVA_2_ENT | TVA | ENT | Internal | Summer | B6 | 300 | 500 | 0 | 73.51 | 74.51 | 9 | 0
2040 | TVA_2_ENT | TVA | ENT | Internal | Summer | B7 | 400 | 500 | 0 | 60.09 | 60.77 | 9 | 0
2040 | TVA_2_ENT | TVA | ENT | Internal | Summer | B8 | 500 | 500 | 0 | 55 | 60.32 | 9 | 0
2040 | TVA_2_ENT | TVA | ENT | Internal | Summer | B9 | 800 | 500 | 0 | 55 | 58.32 | 9 | 0
2040 | TVA_2_ENT | TVA | ENT | Internal | Summer | B10 | 1262 | 500 | 0 | 55 | 55.52 | 9 | 0
2040 | TVA_2_ENT | TVA | ENT | Internal | Winter | B16 | 25 | 500 | 0 | 96.13 | 87.12 | 9 | 0
2040 | TVA_2_ENT | TVA | ENT | Internal | Winter | B17 | 100 | 500 | 0 | 67.99 | 66.65 | 9 | 0
2040 | TVA_2_ENT | TVA | ENT | Internal | Winter | B18 | 400 | 500 | 0 | 59.53 | 64.97 | 9 | 0
2040 | TVA_2_ENT | TVA | ENT | Internal | Winter | B19 | 700 | 500 | 0 | 59.53 | 64.43 | 9 | 0
2040 | TVA_2_ENT | TVA | ENT | Internal | Winter | B20 | 935 | 500 | 0 | 59.53 | 62.37 | 9 | 0
2040 | TVA_2_MISO_MO-IL | TVA | MISO_MO-IL | Internal | Shoulder | B11 | 25 | 50 | 0.03 | 87.98 | 96.97 | 9 | 0
2040 | TVA_2_MISO_MO-IL | TVA | MISO_MO-IL | Internal | Shoulder | B12 | 200 | 50 | 0 | 64.32 | 66.91 | 9 | 0
2040 | TVA_2_MISO_MO-IL | TVA | MISO_MO-IL | Internal | Shoulder | B13 | 600 | 50 | 0 | 61.65 | 58.98 | 9 | 0
2040 | TVA_2_MISO_MO-IL | TVA | MISO_MO-IL | Internal | Shoulder | B14 | 900 | 50 | 0 | 60.92 | 56.91 | 9 | 0
2040 | TVA_2_MISO_MO-IL | TVA | MISO_MO-IL | Internal | Shoulder | B15 | 1203 | 50 | 0 | 56.4 | 52.26 | 9 | 0
2040 | TVA_2_MISO_MO-IL | TVA | MISO_MO-IL | Internal | Summer | B1 | 10 | 50 | 25.47 | 106.98 | 115.98 | 9 | 0
2040 | TVA_2_MISO_MO-IL | TVA | MISO_MO-IL | Internal | Summer | B2 | 25 | 50 | 0 | 99.9 | 100.48 | 9 | 0
2040 | TVA_2_MISO_MO-IL | TVA | MISO_MO-IL | Internal | Summer | B3 | 75 | 50 | 0 | 96.58 | 96.54 | 9 | 0
2040 | TVA_2_MISO_MO-IL | TVA | MISO_MO-IL | Internal | Summer | B4 | 100 | 50 | 0 | 96.58 | 93.12 | 9 | 0
2040 | TVA_2_MISO_MO-IL | TVA | MISO_MO-IL | Internal | Summer | B5 | 200 | 50 | 0 | 94.77 | 93.12 | 9 | 0
2040 | TVA_2_MISO_MO-IL | TVA | MISO_MO-IL | Internal | Summer | B6 | 300 | 50 | 0 | 73.51 | 75.51 | 9 | 0
2040 | TVA_2_MISO_MO-IL | TVA | MISO_MO-IL | Internal | Summer | B7 | 400 | 50 | 0 | 60.09 | 56.88 | 9 | 0
2040 | TVA_2_MISO_MO-IL | TVA | MISO_MO-IL | Internal | Summer | B8 | 500 | 50 | 0 | 55 | 52.33 | 9 | 0
2040 | TVA_2_MISO_MO-IL | TVA | MISO_MO-IL | Internal | Summer | B9 | 800 | 50 | 0 | 55 | 50.59 | 9 | 0
2040 | TVA_2_MISO_MO-IL | TVA | MISO_MO-IL | Internal | Summer | B10 | 1262 | 50 | 0 | 55 | 47.92 | 9 | 0
2040 | TVA_2_MISO_MO-IL | TVA | MISO_MO-IL | Internal | Winter | B16 | 25 | 50 | 0 | 96.13 | 95.12 | 9 | 0
2040 | TVA_2_MISO_MO-IL | TVA | MISO_MO-IL | Internal | Winter | B17 | 100 | 50 | 0 | 67.99 | 70.79 | 9 | 0
2040 | TVA_2_MISO_MO-IL | TVA | MISO_MO-IL | Internal | Winter | B18 | 400 | 50 | 0 | 59.53 | 63.01 | 9 | 0
2040 | TVA_2_MISO_MO-IL | TVA | MISO_MO-IL | Internal | Winter | B19 | 700 | 50 | 0 | 59.53 | 60.13 | 9 | 0
2040 | TVA_2_MISO_MO-IL | TVA | MISO_MO-IL | Internal | Winter | B20 | 935 | 50 | 0 | 59.53 | 54.37 | 9 | 0
2040 | TVA_2_NonRTO_Midwest | TVA | NonRTO_Midwest | Internal | Shoulder | B11 | 25 | 100 | 0 | 87.98 | 91.97 | 9 | 0
2040 | TVA_2_NonRTO_Midwest | TVA | NonRTO_Midwest | Internal | Shoulder | B12 | 200 | 100 | 100 | 64.32 | 74.9 | 9 | 1.58
2040 | TVA_2_NonRTO_Midwest | TVA | NonRTO_Midwest | Internal | Shoulder | B13 | 600 | 100 | 0 | 61.65 | 66.97 | 9 | 0
2040 | TVA_2_NonRTO_Midwest | TVA | NonRTO_Midwest | Internal | Shoulder | B14 | 900 | 100 | 0 | 60.92 | 56.24 | 9 | 0
2040 | TVA_2_NonRTO_Midwest | TVA | NonRTO_Midwest | Internal | Shoulder | B15 | 1203 | 100 | 0 | 56.4 | 56.24 | 9 | 0
2040 | TVA_2_NonRTO_Midwest | TVA | NonRTO_Midwest | Internal | Summer | B1 | 10 | 100 | 0 | 106.98 | 107.96 | 9 | 0
2040 | TVA_2_NonRTO_Midwest | TVA | NonRTO_Midwest | Internal | Summer | B2 | 25 | 100 | 0 | 99.9 | 99.03 | 9 | 0
2040 | TVA_2_NonRTO_Midwest | TVA | NonRTO_Midwest | Internal | Summer | B3 | 75 | 100 | 0 | 96.58 | 99.03 | 9 | 0
2040 | TVA_2_NonRTO_Midwest | TVA | NonRTO_Midwest | Internal | Summer | B4 | 100 | 100 | 0 | 96.58 | 95.9 | 9 | 0
2040 | TVA_2_NonRTO_Midwest | TVA | NonRTO_Midwest | Internal | Summer | B5 | 200 | 100 | 0 | 94.77 | 95.9 | 9 | 0
2040 | TVA_2_NonRTO_Midwest | TVA | NonRTO_Midwest | Internal | Summer | B6 | 300 | 100 | 0 | 73.51 | 78.49 | 9 | 0
2040 | TVA_2_NonRTO_Midwest | TVA | NonRTO_Midwest | Internal | Summer | B7 | 400 | 100 | 0 | 60.09 | 54.6 | 9 | 0
2040 | TVA_2_NonRTO_Midwest | TVA | NonRTO_Midwest | Internal | Summer | B8 | 500 | 100 | 0 | 55 | 54.6 | 9 | 0
2040 | TVA_2_NonRTO_Midwest | TVA | NonRTO_Midwest | Internal | Summer | B9 | 800 | 100 | 0 | 55 | 54.6 | 9 | 0
2040 | TVA_2_NonRTO_Midwest | TVA | NonRTO_Midwest | Internal | Summer | B10 | 1262 | 100 | 0 | 55 | 50.93 | 9 | 0
2040 | TVA_2_NonRTO_Midwest | TVA | NonRTO_Midwest | Internal | Winter | B16 | 25 | 100 | 0 | 96.13 | 103.12 | 9 | 0
2040 | TVA_2_NonRTO_Midwest | TVA | NonRTO_Midwest | Internal | Winter | B17 | 100 | 100 | 100 | 67.99 | 78.79 | 9 | 1.8
2040 | TVA_2_NonRTO_Midwest | TVA | NonRTO_Midwest | Internal | Winter | B18 | 400 | 100 | 100 | 59.53 | 71 | 9 | 2.47
2040 | TVA_2_NonRTO_Midwest | TVA | NonRTO_Midwest | Internal | Winter | B19 | 700 | 100 | 0 | 59.53 | 60.31 | 9 | 0
2040 | TVA_2_NonRTO_Midwest | TVA | NonRTO_Midwest | Internal | Winter | B20 | 935 | 100 | 0 | 59.53 | 60.31 | 9 | 0
2040 | TVA_2_PJM_ROR | TVA | PJM_ROR | Internal | Shoulder | B11 | 25 | 500 | 0 | 87.98 | 81.97 | 9 | 0
2040 | TVA_2_PJM_ROR | TVA | PJM_ROR | Internal | Shoulder | B12 | 200 | 500 | 0 | 64.32 | 64.91 | 9 | 0
2040 | TVA_2_PJM_ROR | TVA | PJM_ROR | Internal | Shoulder | B13 | 600 | 500 | 0 | 61.65 | 56.97 | 9 | 0
2040 | TVA_2_PJM_ROR | TVA | PJM_ROR | Internal | Shoulder | B14 | 900 | 500 | 0 | 60.92 | 54.91 | 9 | 0
2040 | TVA_2_PJM_ROR | TVA | PJM_ROR | Internal | Shoulder | B15 | 1203 | 500 | 0 | 56.4 | 52.21 | 9 | 0
2040 | TVA_2_PJM_ROR | TVA | PJM_ROR | Internal | Summer | B1 | 10 | 500 | 0 | 106.98 | 114.15 | 9 | 0
2040 | TVA_2_PJM_ROR | TVA | PJM_ROR | Internal | Summer | B2 | 25 | 500 | 0 | 99.9 | 93.88 | 9 | 0
2040 | TVA_2_PJM_ROR | TVA | PJM_ROR | Internal | Summer | B3 | 75 | 500 | 0 | 96.58 | 91.45 | 9 | 0
2040 | TVA_2_PJM_ROR | TVA | PJM_ROR | Internal | Summer | B4 | 100 | 500 | 0 | 96.58 | 91.02 | 9 | 0
2040 | TVA_2_PJM_ROR | TVA | PJM_ROR | Internal | Summer | B5 | 200 | 500 | 0 | 94.77 | 88.76 | 9 | 0
2040 | TVA_2_PJM_ROR | TVA | PJM_ROR | Internal | Summer | B6 | 300 | 500 | 0 | 73.51 | 69.51 | 9 | 0
2040 | TVA_2_PJM_ROR | TVA | PJM_ROR | Internal | Summer | B7 | 400 | 500 | 0 | 60.09 | 54.88 | 9 | 0
2040 | TVA_2_PJM_ROR | TVA | PJM_ROR | Internal | Summer | B8 | 500 | 500 | 0 | 55 | 50.35 | 9 | 0
2040 | TVA_2_PJM_ROR | TVA | PJM_ROR | Internal | Summer | B9 | 800 | 500 | 0 | 55 | 50.35 | 9 | 0
2040 | TVA_2_PJM_ROR | TVA | PJM_ROR | Internal | Summer | B10 | 1262 | 500 | 0 | 55 | 50.35 | 9 | 0
2040 | TVA_2_PJM_ROR | TVA | PJM_ROR | Internal | Winter | B16 | 25 | 500 | 0 | 96.13 | 93.12 | 9 | 0
2040 | TVA_2_PJM_ROR | TVA | PJM_ROR | Internal | Winter | B17 | 100 | 500 | 0 | 67.99 | 72.79 | 9 | 0
2040 | TVA_2_PJM_ROR | TVA | PJM_ROR | Internal | Winter | B18 | 400 | 500 | 0 | 59.53 | 62.68 | 9 | 0
2040 | TVA_2_PJM_ROR | TVA | PJM_ROR | Internal | Winter | B19 | 700 | 500 | 0 | 59.53 | 58.13 | 9 | 0
2040 | TVA_2_PJM_ROR | TVA | PJM_ROR | Internal | Winter | B20 | 935 | 500 | 0 | 59.53 | 56.37 | 9 | 0
2040 | TVA_2_SOCO | TVA | SOCO | Internal | Shoulder | B11 | 25 | 500 | 0 | 87.98 | 94.97 | 9 | 0
2040 | TVA_2_SOCO | TVA | SOCO | Internal | Shoulder | B12 | 200 | 500 | 0 | 64.32 | 62.73 | 9 | 0
2040 | TVA_2_SOCO | TVA | SOCO | Internal | Shoulder | B13 | 600 | 500 | 0 | 61.65 | 62.73 | 9 | 0
2040 | TVA_2_SOCO | TVA | SOCO | Internal | Shoulder | B14 | 900 | 500 | 0 | 60.92 | 57.71 | 9 | 0
2040 | TVA_2_SOCO | TVA | SOCO | Internal | Shoulder | B15 | 1203 | 500 | 0 | 56.4 | 57.36 | 9 | 0
2040 | TVA_2_SOCO | TVA | SOCO | Internal | Summer | B1 | 10 | 500 | 230.18 | 106.98 | 115.98 | 9 | 0
2040 | TVA_2_SOCO | TVA | SOCO | Internal | Summer | B2 | 25 | 500 | 0 | 99.9 | 103.96 | 9 | 0
2040 | TVA_2_SOCO | TVA | SOCO | Internal | Summer | B3 | 75 | 500 | 0 | 96.58 | 101.93 | 9 | 0
2040 | TVA_2_SOCO | TVA | SOCO | Internal | Summer | B4 | 100 | 500 | 0 | 96.58 | 101.93 | 9 | 0
2040 | TVA_2_SOCO | TVA | SOCO | Internal | Summer | B5 | 200 | 500 | 0 | 94.77 | 101.93 | 9 | 0
2040 | TVA_2_SOCO | TVA | SOCO | Internal | Summer | B6 | 300 | 500 | 302.67 | 73.51 | 82.51 | 9 | 0
2040 | TVA_2_SOCO | TVA | SOCO | Internal | Summer | B7 | 400 | 500 | 0 | 60.09 | 63.31 | 9 | 0
2040 | TVA_2_SOCO | TVA | SOCO | Internal | Summer | B8 | 500 | 500 | 0 | 55 | 61.1 | 9 | 0
2040 | TVA_2_SOCO | TVA | SOCO | Internal | Summer | B9 | 800 | 500 | 0 | 55 | 56.46 | 9 | 0
2040 | TVA_2_SOCO | TVA | SOCO | Internal | Summer | B10 | 1262 | 500 | 0 | 55 | 55.9 | 9 | 0
2040 | TVA_2_SOCO | TVA | SOCO | Internal | Winter | B16 | 25 | 500 | 0 | 96.13 | 95.12 | 9 | 0
2040 | TVA_2_SOCO | TVA | SOCO | Internal | Winter | B17 | 100 | 500 | 0 | 67.99 | 66.55 | 9 | 0
2040 | TVA_2_SOCO | TVA | SOCO | Internal | Winter | B18 | 400 | 500 | 0 | 59.53 | 66.55 | 9 | 0
2040 | TVA_2_SOCO | TVA | SOCO | Internal | Winter | B19 | 700 | 500 | 0 | 59.53 | 60.87 | 9 | 0
2040 | TVA_2_SOCO | TVA | SOCO | Internal | Winter | B20 | 935 | 500 | 0 | 59.53 | 60.77 | 9 | 0
2040 | TVA_2_VACAR | TVA | VACAR | Internal | Shoulder | B11 | 25 | 150 | 0 | 87.98 | 87.97 | 9 | 0
2040 | TVA_2_VACAR | TVA | VACAR | Internal | Shoulder | B12 | 200 | 150 | 0 | 64.32 | 68.04 | 9 | 0
2040 | TVA_2_VACAR | TVA | VACAR | Internal | Shoulder | B13 | 600 | 150 | 0 | 61.65 | 57.87 | 9 | 0
2040 | TVA_2_VACAR | TVA | VACAR | Internal | Shoulder | B14 | 900 | 150 | 0 | 60.92 | 57.87 | 9 | 0
2040 | TVA_2_VACAR | TVA | VACAR | Internal | Shoulder | B15 | 1203 | 150 | 0 | 56.4 | 57.87 | 9 | 0
2040 | TVA_2_VACAR | TVA | VACAR | Internal | Summer | B1 | 10 | 150 | 150 | 106.98 | 120.15 | 9 | 4.18
2040 | TVA_2_VACAR | TVA | VACAR | Internal | Summer | B2 | 25 | 150 | 0 | 99.9 | 99.88 | 9 | 0
2040 | TVA_2_VACAR | TVA | VACAR | Internal | Summer | B3 | 75 | 150 | 0 | 96.58 | 99.88 | 9 | 0
2040 | TVA_2_VACAR | TVA | VACAR | Internal | Summer | B4 | 100 | 150 | 0 | 96.58 | 97.42 | 9 | 0
2040 | TVA_2_VACAR | TVA | VACAR | Internal | Summer | B5 | 200 | 150 | 0 | 94.77 | 94.97 | 9 | 0
2040 | TVA_2_VACAR | TVA | VACAR | Internal | Summer | B6 | 300 | 150 | 0 | 73.51 | 75.51 | 9 | 0
2040 | TVA_2_VACAR | TVA | VACAR | Internal | Summer | B7 | 400 | 150 | 0 | 60.09 | 60.65 | 9 | 0
2040 | TVA_2_VACAR | TVA | VACAR | Internal | Summer | B8 | 500 | 150 | 0 | 55 | 55.5 | 9 | 0
2040 | TVA_2_VACAR | TVA | VACAR | Internal | Summer | B9 | 800 | 150 | 0 | 55 | 55.5 | 9 | 0
2040 | TVA_2_VACAR | TVA | VACAR | Internal | Summer | B10 | 1262 | 150 | 0 | 55 | 55.5 | 9 | 0
2040 | TVA_2_VACAR | TVA | VACAR | Internal | Winter | B16 | 25 | 150 | 0 | 96.13 | 105.12 | 9 | 0
2040 | TVA_2_VACAR | TVA | VACAR | Internal | Winter | B17 | 100 | 150 | 0 | 67.99 | 73.62 | 9 | 0
2040 | TVA_2_VACAR | TVA | VACAR | Internal | Winter | B18 | 400 | 150 | 0 | 59.53 | 63.48 | 9 | 0
2040 | TVA_2_VACAR | TVA | VACAR | Internal | Winter | B19 | 700 | 150 | 0 | 59.53 | 63.48 | 9 | 0
2040 | TVA_2_VACAR | TVA | VACAR | Internal | Winter | B20 | 935 | 150 | 0 | 59.53 | 63.48 | 9 | 0
2040 | TVA_Transmission_2_MISO_MO-IL | TVA_Transmission | MISO_MO-IL | Internal | Shoulder | B11 | 25 | 4000 | 293.65 | 87.97 | 96.97 | 9 | 0
2040 | TVA_Transmission_2_MISO_MO-IL | TVA_Transmission | MISO_MO-IL | Internal | Shoulder | B12 | 200 | 4000 | 0 | 67.88 | 66.91 | 9 | 0
2040 | TVA_Transmission_2_MISO_MO-IL | TVA_Transmission | MISO_MO-IL | Internal | Shoulder | B13 | 600 | 4000 | 0 | 62.27 | 58.98 | 9 | 0
2040 | TVA_Transmission_2_MISO_MO-IL | TVA_Transmission | MISO_MO-IL | Internal | Shoulder | B14 | 900 | 4000 | 0 | 60.91 | 56.91 | 9 | 0
2040 | TVA_Transmission_2_MISO_MO-IL | TVA_Transmission | MISO_MO-IL | Internal | Shoulder | B15 | 1203 | 4000 | 0 | 57.22 | 52.26 | 9 | 0
2040 | TVA_Transmission_2_MISO_MO-IL | TVA_Transmission | MISO_MO-IL | Internal | Summer | B1 | 10 | 4000 | 0 | 113.54 | 115.98 | 9 | 0
2040 | TVA_Transmission_2_MISO_MO-IL | TVA_Transmission | MISO_MO-IL | Internal | Summer | B2 | 25 | 4000 | 0 | 99.88 | 100.48 | 9 | 0
2040 | TVA_Transmission_2_MISO_MO-IL | TVA_Transmission | MISO_MO-IL | Internal | Summer | B3 | 75 | 4000 | 0 | 97 | 96.54 | 9 | 0
2040 | TVA_Transmission_2_MISO_MO-IL | TVA_Transmission | MISO_MO-IL | Internal | Summer | B4 | 100 | 4000 | 0 | 96.77 | 93.12 | 9 | 0
2040 | TVA_Transmission_2_MISO_MO-IL | TVA_Transmission | MISO_MO-IL | Internal | Summer | B5 | 200 | 4000 | 0 | 94.76 | 93.12 | 9 | 0
2040 | TVA_Transmission_2_MISO_MO-IL | TVA_Transmission | MISO_MO-IL | Internal | Summer | B6 | 300 | 4000 | 0 | 74.88 | 75.51 | 9 | 0
2040 | TVA_Transmission_2_MISO_MO-IL | TVA_Transmission | MISO_MO-IL | Internal | Summer | B7 | 400 | 4000 | 0 | 60.44 | 56.88 | 9 | 0
2040 | TVA_Transmission_2_MISO_MO-IL | TVA_Transmission | MISO_MO-IL | Internal | Summer | B8 | 500 | 4000 | 0 | 55.69 | 52.33 | 9 | 0
2040 | TVA_Transmission_2_MISO_MO-IL | TVA_Transmission | MISO_MO-IL | Internal | Summer | B9 | 800 | 4000 | 0 | 55.6 | 50.59 | 9 | 0
2040 | TVA_Transmission_2_MISO_MO-IL | TVA_Transmission | MISO_MO-IL | Internal | Summer | B10 | 1262 | 4000 | 0 | 55.28 | 47.92 | 9 | 0
2040 | TVA_Transmission_2_MISO_MO-IL | TVA_Transmission | MISO_MO-IL | Internal | Winter | B16 | 25 | 4000 | 0 | 96.12 | 95.12 | 9 | 0
2040 | TVA_Transmission_2_MISO_MO-IL | TVA_Transmission | MISO_MO-IL | Internal | Winter | B17 | 100 | 4000 | 0 | 72.3 | 70.79 | 9 | 0
2040 | TVA_Transmission_2_MISO_MO-IL | TVA_Transmission | MISO_MO-IL | Internal | Winter | B18 | 400 | 4000 | 0 | 65.29 | 63.01 | 9 | 0
2040 | TVA_Transmission_2_MISO_MO-IL | TVA_Transmission | MISO_MO-IL | Internal | Winter | B19 | 700 | 4000 | 0 | 61.78 | 60.13 | 9 | 0
2040 | TVA_Transmission_2_MISO_MO-IL | TVA_Transmission | MISO_MO-IL | Internal | Winter | B20 | 935 | 4000 | 0 | 60.52 | 54.37 | 9 | 0
2040 | TVA_Transmission_2_SOCO | TVA_Transmission | SOCO | Internal | Shoulder | B11 | 25 | 3200 | 0 | 87.97 | 94.97 | 9 | 0
2040 | TVA_Transmission_2_SOCO | TVA_Transmission | SOCO | Internal | Shoulder | B12 | 200 | 3200 | 0 | 67.88 | 62.73 | 9 | 0
2040 | TVA_Transmission_2_SOCO | TVA_Transmission | SOCO | Internal | Shoulder | B13 | 600 | 3200 | 0 | 62.27 | 62.73 | 9 | 0
2040 | TVA_Transmission_2_SOCO | TVA_Transmission | SOCO | Internal | Shoulder | B14 | 900 | 3200 | 0 | 60.91 | 57.71 | 9 | 0
2040 | TVA_Transmission_2_SOCO | TVA_Transmission | SOCO | Internal | Shoulder | B15 | 1203 | 3200 | 0 | 57.22 | 57.36 | 9 | 0
2040 | TVA_Transmission_2_SOCO | TVA_Transmission | SOCO | Internal | Summer | B1 | 10 | 3200 | 0 | 113.54 | 115.98 | 9 | 0
2040 | TVA_Transmission_2_SOCO | TVA_Transmission | SOCO | Internal | Summer | B2 | 25 | 3200 | 0 | 99.88 | 103.96 | 9 | 0
2040 | TVA_Transmission_2_SOCO | TVA_Transmission | SOCO | Internal | Summer | B3 | 75 | 3200 | 0 | 97 | 101.93 | 9 | 0
2040 | TVA_Transmission_2_SOCO | TVA_Transmission | SOCO | Internal | Summer | B4 | 100 | 3200 | 0 | 96.77 | 101.93 | 9 | 0
2040 | TVA_Transmission_2_SOCO | TVA_Transmission | SOCO | Internal | Summer | B5 | 200 | 3200 | 0 | 94.76 | 101.93 | 9 | 0
2040 | TVA_Transmission_2_SOCO | TVA_Transmission | SOCO | Internal | Summer | B6 | 300 | 3200 | 0 | 74.88 | 82.51 | 9 | 0
2040 | TVA_Transmission_2_SOCO | TVA_Transmission | SOCO | Internal | Summer | B7 | 400 | 3200 | 0 | 60.44 | 63.31 | 9 | 0
2040 | TVA_Transmission_2_SOCO | TVA_Transmission | SOCO | Internal | Summer | B8 | 500 | 3200 | 0 | 55.69 | 61.1 | 9 | 0
2040 | TVA_Transmission_2_SOCO | TVA_Transmission | SOCO | Internal | Summer | B9 | 800 | 3200 | 0 | 55.6 | 56.46 | 9 | 0
2040 | TVA_Transmission_2_SOCO | TVA_Transmission | SOCO | Internal | Summer | B10 | 1262 | 3200 | 0 | 55.28 | 55.9 | 9 | 0
2040 | TVA_Transmission_2_SOCO | TVA_Transmission | SOCO | Internal | Winter | B16 | 25 | 3200 | 0 | 96.12 | 95.12 | 9 | 0
2040 | TVA_Transmission_2_SOCO | TVA_Transmission | SOCO | Internal | Winter | B17 | 100 | 3200 | 0 | 72.3 | 66.55 | 9 | 0
2040 | TVA_Transmission_2_SOCO | TVA_Transmission | SOCO | Internal | Winter | B18 | 400 | 3200 | 0 | 65.29 | 66.55 | 9 | 0
2040 | TVA_Transmission_2_SOCO | TVA_Transmission | SOCO | Internal | Winter | B19 | 700 | 3200 | 0 | 61.78 | 60.87 | 9 | 0
2040 | TVA_Transmission_2_SOCO | TVA_Transmission | SOCO | Internal | Winter | B20 | 935 | 3200 | 0 | 60.52 | 60.77 | 9 | 0
2040 | TVA_Transmission_2_TVA | TVA_Transmission | TVA | Internal | Shoulder | B11 | 25 | 99999 | 755.52 | 87.97 | 87.98 | 0.01 | 0
2040 | TVA_Transmission_2_TVA | TVA_Transmission | TVA | Internal | Shoulder | B12 | 200 | 99999 | 0 | 67.88 | 64.32 | 0.01 | 0
2040 | TVA_Transmission_2_TVA | TVA_Transmission | TVA | Internal | Shoulder | B13 | 600 | 99999 | 0 | 62.27 | 61.65 | 0.01 | 0
2040 | TVA_Transmission_2_TVA | TVA_Transmission | TVA | Internal | Shoulder | B14 | 900 | 99999 | 1622.05 | 60.91 | 60.92 | 0.01 | 0
2040 | TVA_Transmission_2_TVA | TVA_Transmission | TVA | Internal | Shoulder | B15 | 1203 | 99999 | 0 | 57.22 | 56.4 | 0.01 | 0
2040 | TVA_Transmission_2_TVA | TVA_Transmission | TVA | Internal | Summer | B1 | 10 | 99999 | 0 | 113.54 | 106.98 | 0.01 | 0
2040 | TVA_Transmission_2_TVA | TVA_Transmission | TVA | Internal | Summer | B2 | 25 | 99999 | 1257.51 | 99.88 | 99.9 | 0.01 | 0
2040 | TVA_Transmission_2_TVA | TVA_Transmission | TVA | Internal | Summer | B3 | 75 | 99999 | 0 | 97 | 96.58 | 0.01 | 0
2040 | TVA_Transmission_2_TVA | TVA_Transmission | TVA | Internal | Summer | B4 | 100 | 99999 | 0 | 96.77 | 96.58 | 0.01 | 0
2040 | TVA_Transmission_2_TVA | TVA_Transmission | TVA | Internal | Summer | B5 | 200 | 99999 | 1624.7 | 94.76 | 94.77 | 0.01 | 0
2040 | TVA_Transmission_2_TVA | TVA_Transmission | TVA | Internal | Summer | B6 | 300 | 99999 | 0 | 74.88 | 73.51 | 0.01 | 0
2040 | TVA_Transmission_2_TVA | TVA_Transmission | TVA | Internal | Summer | B7 | 400 | 99999 | 0 | 60.44 | 60.09 | 0.01 | 0
2040 | TVA_Transmission_2_TVA | TVA_Transmission | TVA | Internal | Summer | B8 | 500 | 99999 | 0 | 55.69 | 55 | 0.01 | 0
2040 | TVA_Transmission_2_TVA | TVA_Transmission | TVA | Internal | Summer | B9 | 800 | 99999 | 0 | 55.6 | 55 | 0.01 | 0
2040 | TVA_Transmission_2_TVA | TVA_Transmission | TVA | Internal | Summer | B10 | 1262 | 99999 | 0 | 55.28 | 55 | 0.01 | 0
2040 | TVA_Transmission_2_TVA | TVA_Transmission | TVA | Internal | Winter | B16 | 25 | 99999 | 1314.83 | 96.12 | 96.13 | 0.01 | 0
2040 | TVA_Transmission_2_TVA | TVA_Transmission | TVA | Internal | Winter | B17 | 100 | 99999 | 0 | 72.3 | 67.99 | 0.01 | 0
2040 | TVA_Transmission_2_TVA | TVA_Transmission | TVA | Internal | Winter | B18 | 400 | 99999 | 0 | 65.29 | 59.53 | 0.01 | 0
2040 | TVA_Transmission_2_TVA | TVA_Transmission | TVA | Internal | Winter | B19 | 700 | 99999 | 0 | 61.78 | 59.53 | 0.01 | 0
2040 | TVA_Transmission_2_TVA | TVA_Transmission | TVA | Internal | Winter | B20 | 935 | 99999 | 0 | 60.52 | 59.53 | 0.01 | 0
2040 | TVA_Transmission_2_VACAR | TVA_Transmission | VACAR | Internal | Shoulder | B11 | 25 | 900 | 0 | 87.97 | 87.97 | 9 | 0
2040 | TVA_Transmission_2_VACAR | TVA_Transmission | VACAR | Internal | Shoulder | B12 | 200 | 900 | 0 | 67.88 | 68.04 | 9 | 0
2040 | TVA_Transmission_2_VACAR | TVA_Transmission | VACAR | Internal | Shoulder | B13 | 600 | 900 | 0 | 62.27 | 57.87 | 9 | 0
2040 | TVA_Transmission_2_VACAR | TVA_Transmission | VACAR | Internal | Shoulder | B14 | 900 | 900 | 0 | 60.91 | 57.87 | 9 | 0
2040 | TVA_Transmission_2_VACAR | TVA_Transmission | VACAR | Internal | Shoulder | B15 | 1203 | 900 | 0 | 57.22 | 57.87 | 9 | 0
2040 | TVA_Transmission_2_VACAR | TVA_Transmission | VACAR | Internal | Summer | B1 | 10 | 900 | 0 | 113.54 | 120.15 | 9 | 0
2040 | TVA_Transmission_2_VACAR | TVA_Transmission | VACAR | Internal | Summer | B2 | 25 | 900 | 0 | 99.88 | 99.88 | 9 | 0
2040 | TVA_Transmission_2_VACAR | TVA_Transmission | VACAR | Internal | Summer | B3 | 75 | 900 | 0 | 97 | 99.88 | 9 | 0
2040 | TVA_Transmission_2_VACAR | TVA_Transmission | VACAR | Internal | Summer | B4 | 100 | 900 | 0 | 96.77 | 97.42 | 9 | 0
2040 | TVA_Transmission_2_VACAR | TVA_Transmission | VACAR | Internal | Summer | B5 | 200 | 900 | 0 | 94.76 | 94.97 | 9 | 0
2040 | TVA_Transmission_2_VACAR | TVA_Transmission | VACAR | Internal | Summer | B6 | 300 | 900 | 0 | 74.88 | 75.51 | 9 | 0
2040 | TVA_Transmission_2_VACAR | TVA_Transmission | VACAR | Internal | Summer | B7 | 400 | 900 | 0 | 60.44 | 60.65 | 9 | 0
2040 | TVA_Transmission_2_VACAR | TVA_Transmission | VACAR | Internal | Summer | B8 | 500 | 900 | 0 | 55.69 | 55.5 | 9 | 0
2040 | TVA_Transmission_2_VACAR | TVA_Transmission | VACAR | Internal | Summer | B9 | 800 | 900 | 0 | 55.6 | 55.5 | 9 | 0
2040 | TVA_Transmission_2_VACAR | TVA_Transmission | VACAR | Internal | Summer | B10 | 1262 | 900 | 0 | 55.28 | 55.5 | 9 | 0
2040 | TVA_Transmission_2_VACAR | TVA_Transmission | VACAR | Internal | Winter | B16 | 25 | 900 | 785.17 | 96.12 | 105.12 | 9 | 0
2040 | TVA_Transmission_2_VACAR | TVA_Transmission | VACAR | Internal | Winter | B17 | 100 | 900 | 0 | 72.3 | 73.62 | 9 | 0
2040 | TVA_Transmission_2_VACAR | TVA_Transmission | VACAR | Internal | Winter | B18 | 400 | 900 | 0 | 65.29 | 63.48 | 9 | 0
2040 | TVA_Transmission_2_VACAR | TVA_Transmission | VACAR | Internal | Winter | B19 | 700 | 900 | 0 | 61.78 | 63.48 | 9 | 0
2040 | TVA_Transmission_2_VACAR | TVA_Transmission | VACAR | Internal | Winter | B20 | 935 | 900 | 0 | 60.52 | 63.48 | 9 | 0
2040 | VACAR_2_SOCO | VACAR | SOCO | Internal | Shoulder | B11 | 25 | 3000 | 341.81 | 87.97 | 94.97 | 7 | 0
2040 | VACAR_2_SOCO | VACAR | SOCO | Internal | Shoulder | B12 | 200 | 3000 | 0 | 68.04 | 62.73 | 7 | 0
2040 | VACAR_2_SOCO | VACAR | SOCO | Internal | Shoulder | B13 | 600 | 3000 | 0 | 57.87 | 62.73 | 7 | 0
2040 | VACAR_2_SOCO | VACAR | SOCO | Internal | Shoulder | B14 | 900 | 3000 | 0 | 57.87 | 57.71 | 7 | 0
2040 | VACAR_2_SOCO | VACAR | SOCO | Internal | Shoulder | B15 | 1203 | 3000 | 0 | 57.87 | 57.36 | 7 | 0
2040 | VACAR_2_SOCO | VACAR | SOCO | Internal | Summer | B1 | 10 | 3000 | 0 | 120.15 | 115.98 | 7 | 0
2040 | VACAR_2_SOCO | VACAR | SOCO | Internal | Summer | B2 | 25 | 3000 | 0 | 99.88 | 103.96 | 7 | 0
2040 | VACAR_2_SOCO | VACAR | SOCO | Internal | Summer | B3 | 75 | 3000 | 0 | 99.88 | 101.93 | 7 | 0
2040 | VACAR_2_SOCO | VACAR | SOCO | Internal | Summer | B4 | 100 | 3000 | 0 | 97.42 | 101.93 | 7 | 0
2040 | VACAR_2_SOCO | VACAR | SOCO | Internal | Summer | B5 | 200 | 3000 | 0 | 94.97 | 101.93 | 7 | 0
2040 | VACAR_2_SOCO | VACAR | SOCO | Internal | Summer | B6 | 300 | 3000 | 448.66 | 75.51 | 82.51 | 7 | 0
2040 | VACAR_2_SOCO | VACAR | SOCO | Internal | Summer | B7 | 400 | 3000 | 0 | 60.65 | 63.31 | 7 | 0
2040 | VACAR_2_SOCO | VACAR | SOCO | Internal | Summer | B8 | 500 | 3000 | 0 | 55.5 | 61.1 | 7 | 0
2040 | VACAR_2_SOCO | VACAR | SOCO | Internal | Summer | B9 | 800 | 3000 | 0 | 55.5 | 56.46 | 7 | 0
2040 | VACAR_2_SOCO | VACAR | SOCO | Internal | Summer | B10 | 1262 | 3000 | 0 | 55.5 | 55.9 | 7 | 0
2040 | VACAR_2_SOCO | VACAR | SOCO | Internal | Winter | B16 | 25 | 3000 | 0 | 105.12 | 95.12 | 7 | 0
2040 | VACAR_2_SOCO | VACAR | SOCO | Internal | Winter | B17 | 100 | 3000 | 0 | 73.62 | 66.55 | 7 | 0
2040 | VACAR_2_SOCO | VACAR | SOCO | Internal | Winter | B18 | 400 | 3000 | 0 | 63.48 | 66.55 | 7 | 0
2040 | VACAR_2_SOCO | VACAR | SOCO | Internal | Winter | B19 | 700 | 3000 | 0 | 63.48 | 60.87 | 7 | 0
2040 | VACAR_2_SOCO | VACAR | SOCO | Internal | Winter | B20 | 935 | 3000 | 0 | 63.48 | 60.77 | 7 | 0
2015 | AZ_NM_SNV_Coal_2_SPP_S | AZ_NM_SNV_Coal | SPP_S | External | Shoulder | B11 | 25 | 400 | 400 | 40.19 | 53.77 | 8.17 | 5.42
2015 | AZ_NM_SNV_Coal_2_SPP_S | AZ_NM_SNV_Coal | SPP_S | External | Shoulder | B12 | 200 | 400 | 0 | 39.82 | 40.38 | 8.17 | 0
2015 | AZ_NM_SNV_Coal_2_SPP_S | AZ_NM_SNV_Coal | SPP_S | External | Shoulder | B13 | 600 | 400 | 0 | 39.8 | 39.11 | 8.17 | 0
2015 | AZ_NM_SNV_Coal_2_SPP_S | AZ_NM_SNV_Coal | SPP_S | External | Shoulder | B14 | 900 | 400 | 0 | 39.8 | 38.46 | 8.17 | 0
2015 | AZ_NM_SNV_Coal_2_SPP_S | AZ_NM_SNV_Coal | SPP_S | External | Shoulder | B15 | 1203 | 400 | 0 | 38.81 | 37.42 | 8.17 | 0
2015 | AZ_NM_SNV_Coal_2_SPP_S | AZ_NM_SNV_Coal | SPP_S | External | Summer | B1 | 10 | 400 | 0 | 57.26 | 54.37 | 8.17 | 0
2015 | AZ_NM_SNV_Coal_2_SPP_S | AZ_NM_SNV_Coal | SPP_S | External | Summer | B2 | 25 | 400 | 0 | 57.26 | 60.51 | 8.17 | 0
2015 | AZ_NM_SNV_Coal_2_SPP_S | AZ_NM_SNV_Coal | SPP_S | External | Summer | B3 | 75 | 400 | 0 | 57.26 | 54.17 | 8.17 | 0
2015 | AZ_NM_SNV_Coal_2_SPP_S | AZ_NM_SNV_Coal | SPP_S | External | Summer | B4 | 100 | 400 | 0 | 57.26 | 52.34 | 8.17 | 0
2015 | AZ_NM_SNV_Coal_2_SPP_S | AZ_NM_SNV_Coal | SPP_S | External | Summer | B5 | 200 | 400 | 0 | 47.96 | 52.34 | 8.17 | 0
2015 | AZ_NM_SNV_Coal_2_SPP_S | AZ_NM_SNV_Coal | SPP_S | External | Summer | B6 | 300 | 400 | 0 | 41.43 | 48.98 | 8.17 | 0
2015 | AZ_NM_SNV_Coal_2_SPP_S | AZ_NM_SNV_Coal | SPP_S | External | Summer | B7 | 400 | 400 | 0 | 39.82 | 43.82 | 8.17 | 0
2015 | AZ_NM_SNV_Coal_2_SPP_S | AZ_NM_SNV_Coal | SPP_S | External | Summer | B8 | 500 | 400 | 0 | 39.82 | 39.01 | 8.17 | 0
2015 | AZ_NM_SNV_Coal_2_SPP_S | AZ_NM_SNV_Coal | SPP_S | External | Summer | B9 | 800 | 400 | 0 | 39.8 | 36.49 | 8.17 | 0
2015 | AZ_NM_SNV_Coal_2_SPP_S | AZ_NM_SNV_Coal | SPP_S | External | Summer | B10 | 1262 | 400 | 0 | 37.63 | 36.08 | 8.17 | 0
2015 | AZ_NM_SNV_Coal_2_SPP_S | AZ_NM_SNV_Coal | SPP_S | External | Winter | B16 | 25 | 400 | 400 | 42.33 | 54.11 | 8.17 | 3.61
2015 | AZ_NM_SNV_Coal_2_SPP_S | AZ_NM_SNV_Coal | SPP_S | External | Winter | B17 | 100 | 400 | 0 | 42.32 | 41.71 | 8.17 | 0
2015 | AZ_NM_SNV_Coal_2_SPP_S | AZ_NM_SNV_Coal | SPP_S | External | Winter | B18 | 400 | 400 | 0 | 42.31 | 39.9 | 8.17 | 0
2015 | AZ_NM_SNV_Coal_2_SPP_S | AZ_NM_SNV_Coal | SPP_S | External | Winter | B19 | 700 | 400 | 0 | 42.31 | 39.9 | 8.17 | 0
2015 | AZ_NM_SNV_Coal_2_SPP_S | AZ_NM_SNV_Coal | SPP_S | External | Winter | B20 | 935 | 400 | 0 | 41.27 | 39.81 | 8.17 | 0
2015 | ERCOT_2_SPP_S | ERCOT | SPP_S | External | Shoulder | B11 | 25 | 800 | 0 | 54.36 | 53.77 | 8 | 0
2015 | ERCOT_2_SPP_S | ERCOT | SPP_S | External | Shoulder | B12 | 200 | 800 | 0 | 41.41 | 40.38 | 8 | 0
2015 | ERCOT_2_SPP_S | ERCOT | SPP_S | External | Shoulder | B13 | 600 | 800 | 0 | 38.27 | 39.11 | 8 | 0
2015 | ERCOT_2_SPP_S | ERCOT | SPP_S | External | Shoulder | B14 | 900 | 800 | 0 | 37.32 | 38.46 | 8 | 0
2015 | ERCOT_2_SPP_S | ERCOT | SPP_S | External | Shoulder | B15 | 1203 | 800 | 0 | 37.32 | 37.42 | 8 | 0
2015 | ERCOT_2_SPP_S | ERCOT | SPP_S | External | Summer | B1 | 10 | 800 | 0 | 52.8 | 54.37 | 8 | 0
2015 | ERCOT_2_SPP_S | ERCOT | SPP_S | External | Summer | B2 | 25 | 800 | 0 | 52.8 | 60.51 | 8 | 0
2015 | ERCOT_2_SPP_S | ERCOT | SPP_S | External | Summer | B3 | 75 | 800 | 0 | 52.8 | 54.17 | 8 | 0
2015 | ERCOT_2_SPP_S | ERCOT | SPP_S | External | Summer | B4 | 100 | 800 | 0 | 52.8 | 52.34 | 8 | 0
2015 | ERCOT_2_SPP_S | ERCOT | SPP_S | External | Summer | B5 | 200 | 800 | 0 | 52.8 | 52.34 | 8 | 0
2015 | ERCOT_2_SPP_S | ERCOT | SPP_S | External | Summer | B6 | 300 | 800 | 0 | 52.8 | 48.98 | 8 | 0
2015 | ERCOT_2_SPP_S | ERCOT | SPP_S | External | Summer | B7 | 400 | 800 | 0 | 48.82 | 43.82 | 8 | 0
2015 | ERCOT_2_SPP_S | ERCOT | SPP_S | External | Summer | B8 | 500 | 800 | 0 | 39.51 | 39.01 | 8 | 0
2015 | ERCOT_2_SPP_S | ERCOT | SPP_S | External | Summer | B9 | 800 | 800 | 0 | 36.87 | 36.49 | 8 | 0
2015 | ERCOT_2_SPP_S | ERCOT | SPP_S | External | Summer | B10 | 1262 | 800 | 0 | 36.28 | 36.08 | 8 | 0
2015 | ERCOT_2_SPP_S | ERCOT | SPP_S | External | Winter | B16 | 25 | 800 | 0 | 57.63 | 54.11 | 8 | 0
2015 | ERCOT_2_SPP_S | ERCOT | SPP_S | External | Winter | B17 | 100 | 800 | 0 | 43.07 | 41.71 | 8 | 0
2015 | ERCOT_2_SPP_S | ERCOT | SPP_S | External | Winter | B18 | 400 | 800 | 0 | 39.52 | 39.9 | 8 | 0
2015 | ERCOT_2_SPP_S | ERCOT | SPP_S | External | Winter | B19 | 700 | 800 | 0 | 39.52 | 39.9 | 8 | 0
2015 | ERCOT_2_SPP_S | ERCOT | SPP_S | External | Winter | B20 | 935 | 800 | 0 | 39.52 | 39.81 | 8 | 0
2015 | MAPP_US_2_RMPA | MAPP_US | RMPA | External | Shoulder | B11 | 25 | 200 | 0 | 41.82 | 40.82 | 8 | 0
2015 | MAPP_US_2_RMPA | MAPP_US | RMPA | External | Shoulder | B12 | 200 | 200 | 0 | 32.59 | 39.82 | 8 | 0
2015 | MAPP_US_2_RMPA | MAPP_US | RMPA | External | Shoulder | B13 | 600 | 200 | 200 | 31.44 | 39.82 | 8 | 0.39
2015 | MAPP_US_2_RMPA | MAPP_US | RMPA | External | Shoulder | B14 | 900 | 200 | 200 | 31.44 | 39.82 | 8 | 0.39
2015 | MAPP_US_2_RMPA | MAPP_US | RMPA | External | Shoulder | B15 | 1203 | 200 | 200 | 30.4 | 39.82 | 8 | 1.42
2015 | MAPP_US_2_RMPA | MAPP_US | RMPA | External | Summer | B1 | 10 | 200 | 0 | 52.43 | 59.98 | 8 | 0
2015 | MAPP_US_2_RMPA | MAPP_US | RMPA | External | Summer | B2 | 25 | 200 | 0 | 52.43 | 59.98 | 8 | 0
2015 | MAPP_US_2_RMPA | MAPP_US | RMPA | External | Summer | B3 | 75 | 200 | 0 | 52.43 | 59.98 | 8 | 0
2015 | MAPP_US_2_RMPA | MAPP_US | RMPA | External | Summer | B4 | 100 | 200 | 0 | 52.43 | 53.42 | 8 | 0
2015 | MAPP_US_2_RMPA | MAPP_US | RMPA | External | Summer | B5 | 200 | 200 | 0 | 47.17 | 47.13 | 8 | 0
2015 | MAPP_US_2_RMPA | MAPP_US | RMPA | External | Summer | B6 | 300 | 200 | 0 | 34.97 | 38.29 | 8 | 0
2015 | MAPP_US_2_RMPA | MAPP_US | RMPA | External | Summer | B7 | 400 | 200 | 61.47 | 30.29 | 38.29 | 8 | 0
2015 | MAPP_US_2_RMPA | MAPP_US | RMPA | External | Summer | B8 | 500 | 200 | 200 | 28.51 | 38.29 | 8 | 1.78
2015 | MAPP_US_2_RMPA | MAPP_US | RMPA | External | Summer | B9 | 800 | 200 | 200 | 28.51 | 38.29 | 8 | 1.78
2015 | MAPP_US_2_RMPA | MAPP_US | RMPA | External | Summer | B10 | 1262 | 200 | 200 | 27.23 | 38.29 | 8 | 3.06
2015 | MAPP_US_2_RMPA | MAPP_US | RMPA | External | Winter | B16 | 25 | 200 | 200 | 40.1 | 50.15 | 8 | 2.05
2015 | MAPP_US_2_RMPA | MAPP_US | RMPA | External | Winter | B17 | 100 | 200 | 200 | 34.68 | 42.74 | 8 | 0.05
2015 | MAPP_US_2_RMPA | MAPP_US | RMPA | External | Winter | B18 | 400 | 200 | 200 | 32.88 | 42.74 | 8 | 1.86
2015 | MAPP_US_2_RMPA | MAPP_US | RMPA | External | Winter | B19 | 700 | 200 | 200 | 32.88 | 42.74 | 8 | 1.86
2015 | MAPP_US_2_RMPA | MAPP_US | RMPA | External | Winter | B20 | 935 | 200 | 0 | 28.56 | 35.83 | 8 | 0
2015 | NE_2_RMPA | NE | RMPA | External | Shoulder | B11 | 25 | 310 | 0 | 48.82 | 40.82 | 5 | 0
2015 | NE_2_RMPA | NE | RMPA | External | Shoulder | B12 | 200 | 310 | 0 | 39.59 | 39.82 | 5 | 0
2015 | NE_2_RMPA | NE | RMPA | External | Shoulder | B13 | 600 | 310 | 0 | 38.44 | 39.82 | 5 | 0
2015 | NE_2_RMPA | NE | RMPA | External | Shoulder | B14 | 900 | 310 | 0 | 38.44 | 39.82 | 5 | 0
2015 | NE_2_RMPA | NE | RMPA | External | Shoulder | B15 | 1203 | 310 | 0 | 37.4 | 39.82 | 5 | 0
2015 | NE_2_RMPA | NE | RMPA | External | Summer | B1 | 10 | 310 | 0 | 59.43 | 59.98 | 5 | 0
2015 | NE_2_RMPA | NE | RMPA | External | Summer | B2 | 25 | 310 | 0 | 59.43 | 59.98 | 5 | 0
2015 | NE_2_RMPA | NE | RMPA | External | Summer | B3 | 75 | 310 | 0 | 59.43 | 59.98 | 5 | 0
2015 | NE_2_RMPA | NE | RMPA | External | Summer | B4 | 100 | 310 | 0 | 59.43 | 53.42 | 5 | 0
2015 | NE_2_RMPA | NE | RMPA | External | Summer | B5 | 200 | 310 | 0 | 54.17 | 47.13 | 5 | 0
2015 | NE_2_RMPA | NE | RMPA | External | Summer | B6 | 300 | 310 | 0 | 41.97 | 38.29 | 5 | 0
2015 | NE_2_RMPA | NE | RMPA | External | Summer | B7 | 400 | 310 | 0 | 37.29 | 38.29 | 5 | 0
2015 | NE_2_RMPA | NE | RMPA | External | Summer | B8 | 500 | 310 | 0 | 35.51 | 38.29 | 5 | 0
2015 | NE_2_RMPA | NE | RMPA | External | Summer | B9 | 800 | 310 | 0 | 35.51 | 38.29 | 5 | 0
2015 | NE_2_RMPA | NE | RMPA | External | Summer | B10 | 1262 | 310 | 0 | 34.23 | 38.29 | 5 | 0
2015 | NE_2_RMPA | NE | RMPA | External | Winter | B16 | 25 | 310 | 0 | 47.1 | 50.15 | 5 | 0
2015 | NE_2_RMPA | NE | RMPA | External | Winter | B17 | 100 | 310 | 0 | 41.68 | 42.74 | 5 | 0
2015 | NE_2_RMPA | NE | RMPA | External | Winter | B18 | 400 | 310 | 0 | 39.88 | 42.74 | 5 | 0
2015 | NE_2_RMPA | NE | RMPA | External | Winter | B19 | 700 | 310 | 0 | 39.88 | 42.74 | 5 | 0
2015 | NE_2_RMPA | NE | RMPA | External | Winter | B20 | 935 | 310 | 0 | 35.56 | 35.83 | 5 | 0
2015 | NWPP_Coal_2_MAPP_US | NWPP_Coal | MAPP_US | External | Shoulder | B11 | 25 | 150 | 0 | 39.79 | 41.82 | 8 | 0
2015 | NWPP_Coal_2_MAPP_US | NWPP_Coal | MAPP_US | External | Shoulder | B12 | 200 | 150 | 0 | 39.79 | 32.59 | 8 | 0
2015 | NWPP_Coal_2_MAPP_US | NWPP_Coal | MAPP_US | External | Shoulder | B13 | 600 | 150 | 0 | 39.79 | 31.44 | 8 | 0
2015 | NWPP_Coal_2_MAPP_US | NWPP_Coal | MAPP_US | External | Shoulder | B14 | 900 | 150 | 0 | 39.79 | 31.44 | 8 | 0
2015 | NWPP_Coal_2_MAPP_US | NWPP_Coal | MAPP_US | External | Shoulder | B15 | 1203 | 150 | 0 | 39.79 | 30.4 | 8 | 0
2015 | NWPP_Coal_2_MAPP_US | NWPP_Coal | MAPP_US | External | Summer | B1 | 10 | 150 | 150 | 39.79 | 52.43 | 8 | 4.64
2015 | NWPP_Coal_2_MAPP_US | NWPP_Coal | MAPP_US | External | Summer | B2 | 25 | 150 | 150 | 39.79 | 52.43 | 8 | 4.64
2015 | NWPP_Coal_2_MAPP_US | NWPP_Coal | MAPP_US | External | Summer | B3 | 75 | 150 | 150 | 39.79 | 52.43 | 8 | 4.64
2015 | NWPP_Coal_2_MAPP_US | NWPP_Coal | MAPP_US | External | Summer | B4 | 100 | 150 | 150 | 39.79 | 52.43 | 8 | 4.64
2015 | NWPP_Coal_2_MAPP_US | NWPP_Coal | MAPP_US | External | Summer | B5 | 200 | 150 | 0 | 39.79 | 47.17 | 8 | 0
2015 | NWPP_Coal_2_MAPP_US | NWPP_Coal | MAPP_US | External | Summer | B6 | 300 | 150 | 0 | 39.79 | 34.97 | 8 | 0
2015 | NWPP_Coal_2_MAPP_US | NWPP_Coal | MAPP_US | External | Summer | B7 | 400 | 150 | 0 | 39.79 | 30.29 | 8 | 0
2015 | NWPP_Coal_2_MAPP_US | NWPP_Coal | MAPP_US | External | Summer | B8 | 500 | 150 | 0 | 39.79 | 28.51 | 8 | 0
2015 | NWPP_Coal_2_MAPP_US | NWPP_Coal | MAPP_US | External | Summer | B9 | 800 | 150 | 0 | 39.79 | 28.51 | 8 | 0
2015 | NWPP_Coal_2_MAPP_US | NWPP_Coal | MAPP_US | External | Summer | B10 | 1262 | 150 | 0 | 39.79 | 27.23 | 8 | 0
2015 | NWPP_Coal_2_MAPP_US | NWPP_Coal | MAPP_US | External | Winter | B16 | 25 | 150 | 0 | 42.31 | 40.1 | 8 | 0
2015 | NWPP_Coal_2_MAPP_US | NWPP_Coal | MAPP_US | External | Winter | B17 | 100 | 150 | 0 | 42.31 | 34.68 | 8 | 0
2015 | NWPP_Coal_2_MAPP_US | NWPP_Coal | MAPP_US | External | Winter | B18 | 400 | 150 | 0 | 42.31 | 32.88 | 8 | 0
2015 | NWPP_Coal_2_MAPP_US | NWPP_Coal | MAPP_US | External | Winter | B19 | 700 | 150 | 0 | 42.31 | 32.88 | 8 | 0
2015 | NWPP_Coal_2_MAPP_US | NWPP_Coal | MAPP_US | External | Winter | B20 | 935 | 150 | 0 | 42.31 | 28.56 | 8 | 0
2015 | RMPA_2_MAPP_US | RMPA | MAPP_US | External | Shoulder | B11 | 25 | 200 | 0 | 40.82 | 41.82 | 8 | 0
2015 | RMPA_2_MAPP_US | RMPA | MAPP_US | External | Shoulder | B12 | 200 | 200 | 0 | 39.82 | 32.59 | 8 | 0
2015 | RMPA_2_MAPP_US | RMPA | MAPP_US | External | Shoulder | B13 | 600 | 200 | 0 | 39.82 | 31.44 | 8 | 0
2015 | RMPA_2_MAPP_US | RMPA | MAPP_US | External | Shoulder | B14 | 900 | 200 | 0 | 39.82 | 31.44 | 8 | 0
2015 | RMPA_2_MAPP_US | RMPA | MAPP_US | External | Shoulder | B15 | 1203 | 200 | 0 | 39.82 | 30.4 | 8 | 0
2015 | RMPA_2_MAPP_US | RMPA | MAPP_US | External | Summer | B1 | 10 | 200 | 0 | 59.98 | 52.43 | 8 | 0
2015 | RMPA_2_MAPP_US | RMPA | MAPP_US | External | Summer | B2 | 25 | 200 | 0 | 59.98 | 52.43 | 8 | 0
2015 | RMPA_2_MAPP_US | RMPA | MAPP_US | External | Summer | B3 | 75 | 200 | 0 | 59.98 | 52.43 | 8 | 0
2015 | RMPA_2_MAPP_US | RMPA | MAPP_US | External | Summer | B4 | 100 | 200 | 0 | 53.42 | 52.43 | 8 | 0
2015 | RMPA_2_MAPP_US | RMPA | MAPP_US | External | Summer | B5 | 200 | 200 | 0 | 47.13 | 47.17 | 8 | 0
2015 | RMPA_2_MAPP_US | RMPA | MAPP_US | External | Summer | B6 | 300 | 200 | 0 | 38.29 | 34.97 | 8 | 0
2015 | RMPA_2_MAPP_US | RMPA | MAPP_US | External | Summer | B7 | 400 | 200 | 0 | 38.29 | 30.29 | 8 | 0
2015 | RMPA_2_MAPP_US | RMPA | MAPP_US | External | Summer | B8 | 500 | 200 | 0 | 38.29 | 28.51 | 8 | 0
2015 | RMPA_2_MAPP_US | RMPA | MAPP_US | External | Summer | B9 | 800 | 200 | 0 | 38.29 | 28.51 | 8 | 0
2015 | RMPA_2_MAPP_US | RMPA | MAPP_US | External | Summer | B10 | 1262 | 200 | 0 | 38.29 | 27.23 | 8 | 0
2015 | RMPA_2_MAPP_US | RMPA | MAPP_US | External | Winter | B16 | 25 | 200 | 0 | 50.15 | 40.1 | 8 | 0
2015 | RMPA_2_MAPP_US | RMPA | MAPP_US | External | Winter | B17 | 100 | 200 | 0 | 42.74 | 34.68 | 8 | 0
2015 | RMPA_2_MAPP_US | RMPA | MAPP_US | External | Winter | B18 | 400 | 200 | 0 | 42.74 | 32.88 | 8 | 0
2015 | RMPA_2_MAPP_US | RMPA | MAPP_US | External | Winter | B19 | 700 | 200 | 0 | 42.74 | 32.88 | 8 | 0
2015 | RMPA_2_MAPP_US | RMPA | MAPP_US | External | Winter | B20 | 935 | 200 | 0 | 35.83 | 28.56 | 8 | 0
2015 | RMPA_2_NE | RMPA | NE | External | Shoulder | B11 | 25 | 310 | 219.98 | 40.82 | 48.82 | 8 | 0
2015 | RMPA_2_NE | RMPA | NE | External | Shoulder | B12 | 200 | 310 | 0 | 39.82 | 39.59 | 8 | 0
2015 | RMPA_2_NE | RMPA | NE | External | Shoulder | B13 | 600 | 310 | 0 | 39.82 | 38.44 | 8 | 0
2015 | RMPA_2_NE | RMPA | NE | External | Shoulder | B14 | 900 | 310 | 0 | 39.82 | 38.44 | 8 | 0
2015 | RMPA_2_NE | RMPA | NE | External | Shoulder | B15 | 1203 | 310 | 0 | 39.82 | 37.4 | 8 | 0
2015 | RMPA_2_NE | RMPA | NE | External | Summer | B1 | 10 | 310 | 0 | 59.98 | 59.43 | 8 | 0
2015 | RMPA_2_NE | RMPA | NE | External | Summer | B2 | 25 | 310 | 0 | 59.98 | 59.43 | 8 | 0
2015 | RMPA_2_NE | RMPA | NE | External | Summer | B3 | 75 | 310 | 0 | 59.98 | 59.43 | 8 | 0
2015 | RMPA_2_NE | RMPA | NE | External | Summer | B4 | 100 | 310 | 0 | 53.42 | 59.43 | 8 | 0
2015 | RMPA_2_NE | RMPA | NE | External | Summer | B5 | 200 | 310 | 0 | 47.13 | 54.17 | 8 | 0
2015 | RMPA_2_NE | RMPA | NE | External | Summer | B6 | 300 | 310 | 0 | 38.29 | 41.97 | 8 | 0
2015 | RMPA_2_NE | RMPA | NE | External | Summer | B7 | 400 | 310 | 0 | 38.29 | 37.29 | 8 | 0
2015 | RMPA_2_NE | RMPA | NE | External | Summer | B8 | 500 | 310 | 0 | 38.29 | 35.51 | 8 | 0
2015 | RMPA_2_NE | RMPA | NE | External | Summer | B9 | 800 | 310 | 0 | 38.29 | 35.51 | 8 | 0
2015 | RMPA_2_NE | RMPA | NE | External | Summer | B10 | 1262 | 310 | 0 | 38.29 | 34.23 | 8 | 0
2015 | RMPA_2_NE | RMPA | NE | External | Winter | B16 | 25 | 310 | 0 | 50.15 | 47.1 | 8 | 0
2015 | RMPA_2_NE | RMPA | NE | External | Winter | B17 | 100 | 310 | 0 | 42.74 | 41.68 | 8 | 0
2015 | RMPA_2_NE | RMPA | NE | External | Winter | B18 | 400 | 310 | 0 | 42.74 | 39.88 | 8 | 0
2015 | RMPA_2_NE | RMPA | NE | External | Winter | B19 | 700 | 310 | 0 | 42.74 | 39.88 | 8 | 0
2015 | RMPA_2_NE | RMPA | NE | External | Winter | B20 | 935 | 310 | 0 | 35.83 | 35.56 | 8 | 0
2015 | RMPA_2_SPP_N | RMPA | SPP_N | External | Shoulder | B11 | 25 | 210 | 210 | 40.82 | 55.82 | 8 | 7
2015 | RMPA_2_SPP_N | RMPA | SPP_N | External | Shoulder | B12 | 200 | 210 | 0 | 39.82 | 40.37 | 8 | 0
2015 | RMPA_2_SPP_N | RMPA | SPP_N | External | Shoulder | B13 | 600 | 210 | 0 | 39.82 | 39.1 | 8 | 0
2015 | RMPA_2_SPP_N | RMPA | SPP_N | External | Shoulder | B14 | 900 | 210 | 0 | 39.82 | 38.45 | 8 | 0
2015 | RMPA_2_SPP_N | RMPA | SPP_N | External | Shoulder | B15 | 1203 | 210 | 0 | 39.82 | 37.41 | 8 | 0
2015 | RMPA_2_SPP_N | RMPA | SPP_N | External | Summer | B1 | 10 | 210 | 0 | 59.98 | 60.91 | 8 | 0
2015 | RMPA_2_SPP_N | RMPA | SPP_N | External | Summer | B2 | 25 | 210 | 0 | 59.98 | 60.91 | 8 | 0
2015 | RMPA_2_SPP_N | RMPA | SPP_N | External | Summer | B3 | 75 | 210 | 0 | 59.98 | 60.91 | 8 | 0
2015 | RMPA_2_SPP_N | RMPA | SPP_N | External | Summer | B4 | 100 | 210 | 0 | 53.42 | 59.45 | 8 | 0
2015 | RMPA_2_SPP_N | RMPA | SPP_N | External | Summer | B5 | 200 | 210 | 0 | 47.13 | 54.19 | 8 | 0
2015 | RMPA_2_SPP_N | RMPA | SPP_N | External | Summer | B6 | 300 | 210 | 210 | 38.29 | 48.97 | 8 | 2.68
2015 | RMPA_2_SPP_N | RMPA | SPP_N | External | Summer | B7 | 400 | 210 | 0 | 38.29 | 43.81 | 8 | 0
2015 | RMPA_2_SPP_N | RMPA | SPP_N | External | Summer | B8 | 500 | 210 | 0 | 38.29 | 39 | 8 | 0
2015 | RMPA_2_SPP_N | RMPA | SPP_N | External | Summer | B9 | 800 | 210 | 0 | 38.29 | 36.48 | 8 | 0
2015 | RMPA_2_SPP_N | RMPA | SPP_N | External | Summer | B10 | 1262 | 210 | 0 | 38.29 | 36.07 | 8 | 0
2015 | RMPA_2_SPP_N | RMPA | SPP_N | External | Winter | B16 | 25 | 210 | 0 | 50.15 | 54.1 | 8 | 0
2015 | RMPA_2_SPP_N | RMPA | SPP_N | External | Winter | B17 | 100 | 210 | 0 | 42.74 | 41.7 | 8 | 0
2015 | RMPA_2_SPP_N | RMPA | SPP_N | External | Winter | B18 | 400 | 210 | 0 | 42.74 | 39.89 | 8 | 0
2015 | RMPA_2_SPP_N | RMPA | SPP_N | External | Winter | B19 | 700 | 210 | 0 | 42.74 | 39.89 | 8 | 0
2015 | RMPA_2_SPP_N | RMPA | SPP_N | External | Winter | B20 | 935 | 210 | 0 | 35.83 | 39.8 | 8 | 0
2015 | SPP_N_2_RMPA | SPP_N | RMPA | External | Shoulder | B11 | 25 | 210 | 0 | 55.82 | 40.82 | 5 | 0
2015 | SPP_N_2_RMPA | SPP_N | RMPA | External | Shoulder | B12 | 200 | 210 | 0 | 40.37 | 39.82 | 5 | 0
2015 | SPP_N_2_RMPA | SPP_N | RMPA | External | Shoulder | B13 | 600 | 210 | 0 | 39.1 | 39.82 | 5 | 0
2015 | SPP_N_2_RMPA | SPP_N | RMPA | External | Shoulder | B14 | 900 | 210 | 0 | 38.45 | 39.82 | 5 | 0
2015 | SPP_N_2_RMPA | SPP_N | RMPA | External | Shoulder | B15 | 1203 | 210 | 0 | 37.41 | 39.82 | 5 | 0
2015 | SPP_N_2_RMPA | SPP_N | RMPA | External | Summer | B1 | 10 | 210 | 0 | 60.91 | 59.98 | 5 | 0
2015 | SPP_N_2_RMPA | SPP_N | RMPA | External | Summer | B2 | 25 | 210 | 0 | 60.91 | 59.98 | 5 | 0
2015 | SPP_N_2_RMPA | SPP_N | RMPA | External | Summer | B3 | 75 | 210 | 0 | 60.91 | 59.98 | 5 | 0
2015 | SPP_N_2_RMPA | SPP_N | RMPA | External | Summer | B4 | 100 | 210 | 0 | 59.45 | 53.42 | 5 | 0
2015 | SPP_N_2_RMPA | SPP_N | RMPA | External | Summer | B5 | 200 | 210 | 0 | 54.19 | 47.13 | 5 | 0
2015 | SPP_N_2_RMPA | SPP_N | RMPA | External | Summer | B6 | 300 | 210 | 0 | 48.97 | 38.29 | 5 | 0
2015 | SPP_N_2_RMPA | SPP_N | RMPA | External | Summer | B7 | 400 | 210 | 0 | 43.81 | 38.29 | 5 | 0
2015 | SPP_N_2_RMPA | SPP_N | RMPA | External | Summer | B8 | 500 | 210 | 0 | 39 | 38.29 | 5 | 0
2015 | SPP_N_2_RMPA | SPP_N | RMPA | External | Summer | B9 | 800 | 210 | 0 | 36.48 | 38.29 | 5 | 0
2015 | SPP_N_2_RMPA | SPP_N | RMPA | External | Summer | B10 | 1262 | 210 | 0 | 36.07 | 38.29 | 5 | 0
2015 | SPP_N_2_RMPA | SPP_N | RMPA | External | Winter | B16 | 25 | 210 | 0 | 54.1 | 50.15 | 5 | 0
2015 | SPP_N_2_RMPA | SPP_N | RMPA | External | Winter | B17 | 100 | 210 | 0 | 41.7 | 42.74 | 5 | 0
2015 | SPP_N_2_RMPA | SPP_N | RMPA | External | Winter | B18 | 400 | 210 | 0 | 39.89 | 42.74 | 5 | 0
2015 | SPP_N_2_RMPA | SPP_N | RMPA | External | Winter | B19 | 700 | 210 | 0 | 39.89 | 42.74 | 5 | 0
2015 | SPP_N_2_RMPA | SPP_N | RMPA | External | Winter | B20 | 935 | 210 | 0 | 39.8 | 35.83 | 5 | 0
2015 | SPP_S_2_ERCOT | SPP_S | ERCOT | External | Shoulder | B11 | 25 | 800 | 0 | 53.77 | 54.36 | 5 | 0
2015 | SPP_S_2_ERCOT | SPP_S | ERCOT | External | Shoulder | B12 | 200 | 800 | 0 | 40.38 | 41.41 | 5 | 0
2015 | SPP_S_2_ERCOT | SPP_S | ERCOT | External | Shoulder | B13 | 600 | 800 | 0 | 39.11 | 38.27 | 5 | 0
2015 | SPP_S_2_ERCOT | SPP_S | ERCOT | External | Shoulder | B14 | 900 | 800 | 0 | 38.46 | 37.32 | 5 | 0
2015 | SPP_S_2_ERCOT | SPP_S | ERCOT | External | Shoulder | B15 | 1203 | 800 | 0 | 37.42 | 37.32 | 5 | 0
2015 | SPP_S_2_ERCOT | SPP_S | ERCOT | External | Summer | B1 | 10 | 800 | 0 | 54.37 | 52.8 | 5 | 0
2015 | SPP_S_2_ERCOT | SPP_S | ERCOT | External | Summer | B2 | 25 | 800 | 0 | 60.51 | 52.8 | 5 | 0
2015 | SPP_S_2_ERCOT | SPP_S | ERCOT | External | Summer | B3 | 75 | 800 | 0 | 54.17 | 52.8 | 5 | 0
2015 | SPP_S_2_ERCOT | SPP_S | ERCOT | External | Summer | B4 | 100 | 800 | 0 | 52.34 | 52.8 | 5 | 0
2015 | SPP_S_2_ERCOT | SPP_S | ERCOT | External | Summer | B5 | 200 | 800 | 0 | 52.34 | 52.8 | 5 | 0
2015 | SPP_S_2_ERCOT | SPP_S | ERCOT | External | Summer | B6 | 300 | 800 | 0 | 48.98 | 52.8 | 5 | 0
2015 | SPP_S_2_ERCOT | SPP_S | ERCOT | External | Summer | B7 | 400 | 800 | 576.36 | 43.82 | 48.82 | 5 | 0
2015 | SPP_S_2_ERCOT | SPP_S | ERCOT | External | Summer | B8 | 500 | 800 | 0 | 39.01 | 39.51 | 5 | 0
2015 | SPP_S_2_ERCOT | SPP_S | ERCOT | External | Summer | B9 | 800 | 800 | 0 | 36.49 | 36.87 | 5 | 0
2015 | SPP_S_2_ERCOT | SPP_S | ERCOT | External | Summer | B10 | 1262 | 800 | 0 | 36.08 | 36.28 | 5 | 0
2015 | SPP_S_2_ERCOT | SPP_S | ERCOT | External | Winter | B16 | 25 | 800 | 0 | 54.11 | 57.63 | 5 | 0
2015 | SPP_S_2_ERCOT | SPP_S | ERCOT | External | Winter | B17 | 100 | 800 | 0 | 41.71 | 43.07 | 5 | 0
2015 | SPP_S_2_ERCOT | SPP_S | ERCOT | External | Winter | B18 | 400 | 800 | 0 | 39.9 | 39.52 | 5 | 0
2015 | SPP_S_2_ERCOT | SPP_S | ERCOT | External | Winter | B19 | 700 | 800 | 0 | 39.9 | 39.52 | 5 | 0
2015 | SPP_S_2_ERCOT | SPP_S | ERCOT | External | Winter | B20 | 935 | 800 | 0 | 39.81 | 39.52 | 5 | 0
2020 | AZ_NM_SNV_Coal_2_SPP_S | AZ_NM_SNV_Coal | SPP_S | External | Shoulder | B11 | 25 | 400 | 400 | 50.39 | 59.09 | 8.17 | 0.54
2020 | AZ_NM_SNV_Coal_2_SPP_S | AZ_NM_SNV_Coal | SPP_S | External | Shoulder | B12 | 200 | 400 | 0 | 45.87 | 44.17 | 8.17 | 0
2020 | AZ_NM_SNV_Coal_2_SPP_S | AZ_NM_SNV_Coal | SPP_S | External | Shoulder | B13 | 600 | 400 | 0 | 45.87 | 42.47 | 8.17 | 0
2020 | AZ_NM_SNV_Coal_2_SPP_S | AZ_NM_SNV_Coal | SPP_S | External | Shoulder | B14 | 900 | 400 | 0 | 45.87 | 41.52 | 8.17 | 0
2020 | AZ_NM_SNV_Coal_2_SPP_S | AZ_NM_SNV_Coal | SPP_S | External | Shoulder | B15 | 1203 | 400 | 0 | 43.86 | 41.05 | 8.17 | 0
2020 | AZ_NM_SNV_Coal_2_SPP_S | AZ_NM_SNV_Coal | SPP_S | External | Summer | B1 | 10 | 400 | 0 | 68.16 | 61.47 | 8.17 | 0
2020 | AZ_NM_SNV_Coal_2_SPP_S | AZ_NM_SNV_Coal | SPP_S | External | Summer | B2 | 25 | 400 | 0 | 67.26 | 59.53 | 8.17 | 0
2020 | AZ_NM_SNV_Coal_2_SPP_S | AZ_NM_SNV_Coal | SPP_S | External | Summer | B3 | 75 | 400 | 0 | 67.26 | 59.53 | 8.17 | 0
2020 | AZ_NM_SNV_Coal_2_SPP_S | AZ_NM_SNV_Coal | SPP_S | External | Summer | B4 | 100 | 400 | 0 | 67.26 | 58.04 | 8.17 | 0
2020 | AZ_NM_SNV_Coal_2_SPP_S | AZ_NM_SNV_Coal | SPP_S | External | Summer | B5 | 200 | 400 | 0 | 64.45 | 57.51 | 8.17 | 0
2020 | AZ_NM_SNV_Coal_2_SPP_S | AZ_NM_SNV_Coal | SPP_S | External | Summer | B6 | 300 | 400 | 0 | 55.56 | 57.04 | 8.17 | 0
2020 | AZ_NM_SNV_Coal_2_SPP_S | AZ_NM_SNV_Coal | SPP_S | External | Summer | B7 | 400 | 400 | 0 | 51.99 | 49.31 | 8.17 | 0
2020 | AZ_NM_SNV_Coal_2_SPP_S | AZ_NM_SNV_Coal | SPP_S | External | Summer | B8 | 500 | 400 | 0 | 51.99 | 41.44 | 8.17 | 0
2020 | AZ_NM_SNV_Coal_2_SPP_S | AZ_NM_SNV_Coal | SPP_S | External | Summer | B9 | 800 | 400 | 0 | 51.07 | 40.54 | 8.17 | 0
2020 | AZ_NM_SNV_Coal_2_SPP_S | AZ_NM_SNV_Coal | SPP_S | External | Summer | B10 | 1262 | 400 | 0 | 44.52 | 39.65 | 8.17 | 0
2020 | AZ_NM_SNV_Coal_2_SPP_S | AZ_NM_SNV_Coal | SPP_S | External | Winter | B16 | 25 | 400 | 0 | 52.78 | 60.67 | 8.17 | 0
2020 | AZ_NM_SNV_Coal_2_SPP_S | AZ_NM_SNV_Coal | SPP_S | External | Winter | B17 | 100 | 400 | 0 | 48.71 | 45.36 | 8.17 | 0
2020 | AZ_NM_SNV_Coal_2_SPP_S | AZ_NM_SNV_Coal | SPP_S | External | Winter | B18 | 400 | 400 | 0 | 48.71 | 43.82 | 8.17 | 0
2020 | AZ_NM_SNV_Coal_2_SPP_S | AZ_NM_SNV_Coal | SPP_S | External | Winter | B19 | 700 | 400 | 0 | 48.71 | 43.82 | 8.17 | 0
2020 | AZ_NM_SNV_Coal_2_SPP_S | AZ_NM_SNV_Coal | SPP_S | External | Winter | B20 | 935 | 400 | 0 | 45.5 | 43.72 | 8.17 | 0
2020 | ERCOT_2_SPP_S | ERCOT | SPP_S | External | Shoulder | B11 | 25 | 800 | 0 | 59.67 | 59.09 | 8 | 0
2020 | ERCOT_2_SPP_S | ERCOT | SPP_S | External | Shoulder | B12 | 200 | 800 | 0 | 45.78 | 44.17 | 8 | 0
2020 | ERCOT_2_SPP_S | ERCOT | SPP_S | External | Shoulder | B13 | 600 | 800 | 0 | 40.89 | 42.47 | 8 | 0
2020 | ERCOT_2_SPP_S | ERCOT | SPP_S | External | Shoulder | B14 | 900 | 800 | 0 | 40.89 | 41.52 | 8 | 0
2020 | ERCOT_2_SPP_S | ERCOT | SPP_S | External | Shoulder | B15 | 1203 | 800 | 0 | 40.89 | 41.05 | 8 | 0
2020 | ERCOT_2_SPP_S | ERCOT | SPP_S | External | Summer | B1 | 10 | 800 | 0 | 68.79 | 61.47 | 8 | 0
2020 | ERCOT_2_SPP_S | ERCOT | SPP_S | External | Summer | B2 | 25 | 800 | 0 | 57.97 | 59.53 | 8 | 0
2020 | ERCOT_2_SPP_S | ERCOT | SPP_S | External | Summer | B3 | 75 | 800 | 0 | 57.97 | 59.53 | 8 | 0
2020 | ERCOT_2_SPP_S | ERCOT | SPP_S | External | Summer | B4 | 100 | 800 | 0 | 57.97 | 58.04 | 8 | 0
2020 | ERCOT_2_SPP_S | ERCOT | SPP_S | External | Summer | B5 | 200 | 800 | 0 | 57.97 | 57.51 | 8 | 0
2020 | ERCOT_2_SPP_S | ERCOT | SPP_S | External | Summer | B6 | 300 | 800 | 0 | 57.97 | 57.04 | 8 | 0
2020 | ERCOT_2_SPP_S | ERCOT | SPP_S | External | Summer | B7 | 400 | 800 | 0 | 54.31 | 49.31 | 8 | 0
2020 | ERCOT_2_SPP_S | ERCOT | SPP_S | External | Summer | B8 | 500 | 800 | 0 | 43.2 | 41.44 | 8 | 0
2020 | ERCOT_2_SPP_S | ERCOT | SPP_S | External | Summer | B9 | 800 | 800 | 0 | 39.75 | 40.54 | 8 | 0
2020 | ERCOT_2_SPP_S | ERCOT | SPP_S | External | Summer | B10 | 1262 | 800 | 0 | 39.75 | 39.65 | 8 | 0
2020 | ERCOT_2_SPP_S | ERCOT | SPP_S | External | Winter | B16 | 25 | 800 | 0 | 63.34 | 60.67 | 8 | 0
2020 | ERCOT_2_SPP_S | ERCOT | SPP_S | External | Winter | B17 | 100 | 800 | 0 | 43.36 | 45.36 | 8 | 0
2020 | ERCOT_2_SPP_S | ERCOT | SPP_S | External | Winter | B18 | 400 | 800 | 0 | 43.36 | 43.82 | 8 | 0
2020 | ERCOT_2_SPP_S | ERCOT | SPP_S | External | Winter | B19 | 700 | 800 | 0 | 43.36 | 43.82 | 8 | 0
2020 | ERCOT_2_SPP_S | ERCOT | SPP_S | External | Winter | B20 | 935 | 800 | 0 | 43.36 | 43.72 | 8 | 0
2020 | MAPP_US_2_RMPA | MAPP_US | RMPA | External | Shoulder | B11 | 25 | 200 | 0 | 56.28 | 44.67 | 8 | 0
2020 | MAPP_US_2_RMPA | MAPP_US | RMPA | External | Shoulder | B12 | 200 | 200 | 0 | 39.25 | 44.67 | 8 | 0
2020 | MAPP_US_2_RMPA | MAPP_US | RMPA | External | Shoulder | B13 | 600 | 200 | 200 | 35.45 | 44.67 | 8 | 1.22
2020 | MAPP_US_2_RMPA | MAPP_US | RMPA | External | Shoulder | B14 | 900 | 200 | 200 | 35.13 | 44.67 | 8 | 1.55
2020 | MAPP_US_2_RMPA | MAPP_US | RMPA | External | Shoulder | B15 | 1203 | 200 | 200 | 34.03 | 44.67 | 8 | 2.64
2020 | MAPP_US_2_RMPA | MAPP_US | RMPA | External | Summer | B1 | 10 | 200 | 0 | 59.47 | 66.62 | 8 | 0
2020 | MAPP_US_2_RMPA | MAPP_US | RMPA | External | Summer | B2 | 25 | 200 | 0 | 59.01 | 65.63 | 8 | 0
2020 | MAPP_US_2_RMPA | MAPP_US | RMPA | External | Summer | B3 | 75 | 200 | 0 | 59.01 | 60.14 | 8 | 0
2020 | MAPP_US_2_RMPA | MAPP_US | RMPA | External | Summer | B4 | 100 | 200 | 0 | 59.01 | 59.09 | 8 | 0
2020 | MAPP_US_2_RMPA | MAPP_US | RMPA | External | Summer | B5 | 200 | 200 | 0 | 56.02 | 56.29 | 8 | 0
2020 | MAPP_US_2_RMPA | MAPP_US | RMPA | External | Summer | B6 | 300 | 200 | 0 | 48.39 | 47.39 | 8 | 0
2020 | MAPP_US_2_RMPA | MAPP_US | RMPA | External | Summer | B7 | 400 | 200 | 0 | 35.3 | 42.9 | 8 | 0
2020 | MAPP_US_2_RMPA | MAPP_US | RMPA | External | Summer | B8 | 500 | 200 | 200 | 33.52 | 42.9 | 8 | 1.39
2020 | MAPP_US_2_RMPA | MAPP_US | RMPA | External | Summer | B9 | 800 | 200 | 200 | 33.52 | 42.9 | 8 | 1.39
2020 | MAPP_US_2_RMPA | MAPP_US | RMPA | External | Summer | B10 | 1262 | 200 | 200 | 30.54 | 42.54 | 8 | 4
2020 | MAPP_US_2_RMPA | MAPP_US | RMPA | External | Winter | B16 | 25 | 200 | 99.98 | 49.58 | 57.58 | 8 | 0
2020 | MAPP_US_2_RMPA | MAPP_US | RMPA | External | Winter | B17 | 100 | 200 | 0 | 40.04 | 48.02 | 8 | 0
2020 | MAPP_US_2_RMPA | MAPP_US | RMPA | External | Winter | B18 | 400 | 200 | 200 | 36.79 | 48.02 | 8 | 3.22
2020 | MAPP_US_2_RMPA | MAPP_US | RMPA | External | Winter | B19 | 700 | 200 | 200 | 36.79 | 48.02 | 8 | 3.22
2020 | MAPP_US_2_RMPA | MAPP_US | RMPA | External | Winter | B20 | 935 | 200 | 0 | 33.52 | 40.04 | 8 | 0
2020 | NE_2_RMPA | NE | RMPA | External | Shoulder | B11 | 25 | 310 | 0 | 63.76 | 44.67 | 5 | 0
2020 | NE_2_RMPA | NE | RMPA | External | Shoulder | B12 | 200 | 310 | 0 | 44.19 | 44.67 | 5 | 0
2020 | NE_2_RMPA | NE | RMPA | External | Shoulder | B13 | 600 | 310 | 0 | 42.45 | 44.67 | 5 | 0
2020 | NE_2_RMPA | NE | RMPA | External | Shoulder | B14 | 900 | 310 | 0 | 41.52 | 44.67 | 5 | 0
2020 | NE_2_RMPA | NE | RMPA | External | Shoulder | B15 | 1203 | 310 | 0 | 41.03 | 44.67 | 5 | 0
2020 | NE_2_RMPA | NE | RMPA | External | Summer | B1 | 10 | 310 | 0 | 66.47 | 66.62 | 5 | 0
2020 | NE_2_RMPA | NE | RMPA | External | Summer | B2 | 25 | 310 | 0 | 66.01 | 65.63 | 5 | 0
2020 | NE_2_RMPA | NE | RMPA | External | Summer | B3 | 75 | 310 | 0 | 66.01 | 60.14 | 5 | 0
2020 | NE_2_RMPA | NE | RMPA | External | Summer | B4 | 100 | 310 | 0 | 66.01 | 59.09 | 5 | 0
2020 | NE_2_RMPA | NE | RMPA | External | Summer | B5 | 200 | 310 | 0 | 63.02 | 56.29 | 5 | 0
2020 | NE_2_RMPA | NE | RMPA | External | Summer | B6 | 300 | 310 | 0 | 55.39 | 47.39 | 5 | 0
2020 | NE_2_RMPA | NE | RMPA | External | Summer | B7 | 400 | 310 | 0 | 42.3 | 42.9 | 5 | 0
2020 | NE_2_RMPA | NE | RMPA | External | Summer | B8 | 500 | 310 | 0 | 40.52 | 42.9 | 5 | 0
2020 | NE_2_RMPA | NE | RMPA | External | Summer | B9 | 800 | 310 | 0 | 40.52 | 42.9 | 5 | 0
2020 | NE_2_RMPA | NE | RMPA | External | Summer | B10 | 1262 | 310 | 165.18 | 37.54 | 42.54 | 5 | 0
2020 | NE_2_RMPA | NE | RMPA | External | Winter | B16 | 25 | 310 | 0 | 56.58 | 57.58 | 5 | 0
2020 | NE_2_RMPA | NE | RMPA | External | Winter | B17 | 100 | 310 | 0 | 45.33 | 48.02 | 5 | 0
2020 | NE_2_RMPA | NE | RMPA | External | Winter | B18 | 400 | 310 | 0 | 43.79 | 48.02 | 5 | 0
2020 | NE_2_RMPA | NE | RMPA | External | Winter | B19 | 700 | 310 | 0 | 43.79 | 48.02 | 5 | 0
2020 | NE_2_RMPA | NE | RMPA | External | Winter | B20 | 935 | 310 | 0 | 40.52 | 40.04 | 5 | 0
2020 | NWPP_Coal_2_MAPP_US | NWPP_Coal | MAPP_US | External | Shoulder | B11 | 25 | 150 | 0 | 52.03 | 56.28 | 8 | 0
2020 | NWPP_Coal_2_MAPP_US | NWPP_Coal | MAPP_US | External | Shoulder | B12 | 200 | 150 | 0 | 52.03 | 39.25 | 8 | 0
2020 | NWPP_Coal_2_MAPP_US | NWPP_Coal | MAPP_US | External | Shoulder | B13 | 600 | 150 | 0 | 52.03 | 35.45 | 8 | 0
2020 | NWPP_Coal_2_MAPP_US | NWPP_Coal | MAPP_US | External | Shoulder | B14 | 900 | 150 | 0 | 52.03 | 35.13 | 8 | 0
2020 | NWPP_Coal_2_MAPP_US | NWPP_Coal | MAPP_US | External | Shoulder | B15 | 1203 | 150 | 0 | 52.03 | 34.03 | 8 | 0
2020 | NWPP_Coal_2_MAPP_US | NWPP_Coal | MAPP_US | External | Summer | B1 | 10 | 150 | 0 | 57.46 | 59.47 | 8 | 0
2020 | NWPP_Coal_2_MAPP_US | NWPP_Coal | MAPP_US | External | Summer | B2 | 25 | 150 | 0 | 57.46 | 59.01 | 8 | 0
2020 | NWPP_Coal_2_MAPP_US | NWPP_Coal | MAPP_US | External | Summer | B3 | 75 | 150 | 0 | 51.97 | 59.01 | 8 | 0
2020 | NWPP_Coal_2_MAPP_US | NWPP_Coal | MAPP_US | External | Summer | B4 | 100 | 150 | 0 | 51.97 | 59.01 | 8 | 0
2020 | NWPP_Coal_2_MAPP_US | NWPP_Coal | MAPP_US | External | Summer | B5 | 200 | 150 | 0 | 51.97 | 56.02 | 8 | 0
2020 | NWPP_Coal_2_MAPP_US | NWPP_Coal | MAPP_US | External | Summer | B6 | 300 | 150 | 0 | 51.97 | 48.39 | 8 | 0
2020 | NWPP_Coal_2_MAPP_US | NWPP_Coal | MAPP_US | External | Summer | B7 | 400 | 150 | 0 | 51.97 | 35.3 | 8 | 0
2020 | NWPP_Coal_2_MAPP_US | NWPP_Coal | MAPP_US | External | Summer | B8 | 500 | 150 | 0 | 51.97 | 33.52 | 8 | 0
2020 | NWPP_Coal_2_MAPP_US | NWPP_Coal | MAPP_US | External | Summer | B9 | 800 | 150 | 0 | 51.97 | 33.52 | 8 | 0
2020 | NWPP_Coal_2_MAPP_US | NWPP_Coal | MAPP_US | External | Summer | B10 | 1262 | 150 | 0 | 51.97 | 30.54 | 8 | 0
2020 | NWPP_Coal_2_MAPP_US | NWPP_Coal | MAPP_US | External | Winter | B16 | 25 | 150 | 0 | 53.66 | 49.58 | 8 | 0
2020 | NWPP_Coal_2_MAPP_US | NWPP_Coal | MAPP_US | External | Winter | B17 | 100 | 150 | 0 | 53.66 | 40.04 | 8 | 0
2020 | NWPP_Coal_2_MAPP_US | NWPP_Coal | MAPP_US | External | Winter | B18 | 400 | 150 | 0 | 53.66 | 36.79 | 8 | 0
2020 | NWPP_Coal_2_MAPP_US | NWPP_Coal | MAPP_US | External | Winter | B19 | 700 | 150 | 0 | 53.66 | 36.79 | 8 | 0
2020 | NWPP_Coal_2_MAPP_US | NWPP_Coal | MAPP_US | External | Winter | B20 | 935 | 150 | 0 | 53.66 | 33.52 | 8 | 0
2020 | RMPA_2_MAPP_US | RMPA | MAPP_US | External | Shoulder | B11 | 25 | 200 | 200 | 44.67 | 56.28 | 8 | 3.61
2020 | RMPA_2_MAPP_US | RMPA | MAPP_US | External | Shoulder | B12 | 200 | 200 | 0 | 44.67 | 39.25 | 8 | 0
2020 | RMPA_2_MAPP_US | RMPA | MAPP_US | External | Shoulder | B13 | 600 | 200 | 0 | 44.67 | 35.45 | 8 | 0
2020 | RMPA_2_MAPP_US | RMPA | MAPP_US | External | Shoulder | B14 | 900 | 200 | 0 | 44.67 | 35.13 | 8 | 0
2020 | RMPA_2_MAPP_US | RMPA | MAPP_US | External | Shoulder | B15 | 1203 | 200 | 0 | 44.67 | 34.03 | 8 | 0
2020 | RMPA_2_MAPP_US | RMPA | MAPP_US | External | Summer | B1 | 10 | 200 | 0 | 66.62 | 59.47 | 8 | 0
2020 | RMPA_2_MAPP_US | RMPA | MAPP_US | External | Summer | B2 | 25 | 200 | 0 | 65.63 | 59.01 | 8 | 0
2020 | RMPA_2_MAPP_US | RMPA | MAPP_US | External | Summer | B3 | 75 | 200 | 0 | 60.14 | 59.01 | 8 | 0
2020 | RMPA_2_MAPP_US | RMPA | MAPP_US | External | Summer | B4 | 100 | 200 | 0 | 59.09 | 59.01 | 8 | 0
2020 | RMPA_2_MAPP_US | RMPA | MAPP_US | External | Summer | B5 | 200 | 200 | 0 | 56.29 | 56.02 | 8 | 0
2020 | RMPA_2_MAPP_US | RMPA | MAPP_US | External | Summer | B6 | 300 | 200 | 0 | 47.39 | 48.39 | 8 | 0
2020 | RMPA_2_MAPP_US | RMPA | MAPP_US | External | Summer | B7 | 400 | 200 | 0 | 42.9 | 35.3 | 8 | 0
2020 | RMPA_2_MAPP_US | RMPA | MAPP_US | External | Summer | B8 | 500 | 200 | 0 | 42.9 | 33.52 | 8 | 0
2020 | RMPA_2_MAPP_US | RMPA | MAPP_US | External | Summer | B9 | 800 | 200 | 0 | 42.9 | 33.52 | 8 | 0
2020 | RMPA_2_MAPP_US | RMPA | MAPP_US | External | Summer | B10 | 1262 | 200 | 0 | 42.54 | 30.54 | 8 | 0
2020 | RMPA_2_MAPP_US | RMPA | MAPP_US | External | Winter | B16 | 25 | 200 | 0 | 57.58 | 49.58 | 8 | 0
2020 | RMPA_2_MAPP_US | RMPA | MAPP_US | External | Winter | B17 | 100 | 200 | 0 | 48.02 | 40.04 | 8 | 0
2020 | RMPA_2_MAPP_US | RMPA | MAPP_US | External | Winter | B18 | 400 | 200 | 0 | 48.02 | 36.79 | 8 | 0
2020 | RMPA_2_MAPP_US | RMPA | MAPP_US | External | Winter | B19 | 700 | 200 | 0 | 48.02 | 36.79 | 8 | 0
2020 | RMPA_2_MAPP_US | RMPA | MAPP_US | External | Winter | B20 | 935 | 200 | 0 | 40.04 | 33.52 | 8 | 0
2020 | RMPA_2_NE | RMPA | NE | External | Shoulder | B11 | 25 | 310 | 310 | 44.67 | 63.76 | 8 | 11.08
2020 | RMPA_2_NE | RMPA | NE | External | Shoulder | B12 | 200 | 310 | 0 | 44.67 | 44.19 | 8 | 0
2020 | RMPA_2_NE | RMPA | NE | External | Shoulder | B13 | 600 | 310 | 0 | 44.67 | 42.45 | 8 | 0
2020 | RMPA_2_NE | RMPA | NE | External | Shoulder | B14 | 900 | 310 | 0 | 44.67 | 41.52 | 8 | 0
2020 | RMPA_2_NE | RMPA | NE | External | Shoulder | B15 | 1203 | 310 | 0 | 44.67 | 41.03 | 8 | 0
2020 | RMPA_2_NE | RMPA | NE | External | Summer | B1 | 10 | 310 | 0 | 66.62 | 66.47 | 8 | 0
2020 | RMPA_2_NE | RMPA | NE | External | Summer | B2 | 25 | 310 | 0 | 65.63 | 66.01 | 8 | 0
2020 | RMPA_2_NE | RMPA | NE | External | Summer | B3 | 75 | 310 | 0 | 60.14 | 66.01 | 8 | 0
2020 | RMPA_2_NE | RMPA | NE | External | Summer | B4 | 100 | 310 | 0 | 59.09 | 66.01 | 8 | 0
2020 | RMPA_2_NE | RMPA | NE | External | Summer | B5 | 200 | 310 | 0 | 56.29 | 63.02 | 8 | 0
2020 | RMPA_2_NE | RMPA | NE | External | Summer | B6 | 300 | 310 | 229.86 | 47.39 | 55.39 | 8 | 0
2020 | RMPA_2_NE | RMPA | NE | External | Summer | B7 | 400 | 310 | 0 | 42.9 | 42.3 | 8 | 0
2020 | RMPA_2_NE | RMPA | NE | External | Summer | B8 | 500 | 310 | 0 | 42.9 | 40.52 | 8 | 0
2020 | RMPA_2_NE | RMPA | NE | External | Summer | B9 | 800 | 310 | 0 | 42.9 | 40.52 | 8 | 0
2020 | RMPA_2_NE | RMPA | NE | External | Summer | B10 | 1262 | 310 | 0 | 42.54 | 37.54 | 8 | 0
2020 | RMPA_2_NE | RMPA | NE | External | Winter | B16 | 25 | 310 | 0 | 57.58 | 56.58 | 8 | 0
2020 | RMPA_2_NE | RMPA | NE | External | Winter | B17 | 100 | 310 | 0 | 48.02 | 45.33 | 8 | 0
2020 | RMPA_2_NE | RMPA | NE | External | Winter | B18 | 400 | 310 | 0 | 48.02 | 43.79 | 8 | 0
2020 | RMPA_2_NE | RMPA | NE | External | Winter | B19 | 700 | 310 | 0 | 48.02 | 43.79 | 8 | 0
2020 | RMPA_2_NE | RMPA | NE | External | Winter | B20 | 935 | 310 | 0 | 40.04 | 40.52 | 8 | 0
2020 | RMPA_2_SPP_N | RMPA | SPP_N | External | Shoulder | B11 | 25 | 210 | 210 | 44.67 | 63.77 | 8 | 11.1
2020 | RMPA_2_SPP_N | RMPA | SPP_N | External | Shoulder | B12 | 200 | 210 | 0 | 44.67 | 44.18 | 8 | 0
2020 | RMPA_2_SPP_N | RMPA | SPP_N | External | Shoulder | B13 | 600 | 210 | 0 | 44.67 | 42.46 | 8 | 0
2020 | RMPA_2_SPP_N | RMPA | SPP_N | External | Shoulder | B14 | 900 | 210 | 0 | 44.67 | 41.53 | 8 | 0
2020 | RMPA_2_SPP_N | RMPA | SPP_N | External | Shoulder | B15 | 1203 | 210 | 0 | 44.67 | 41.04 | 8 | 0
2020 | RMPA_2_SPP_N | RMPA | SPP_N | External | Summer | B1 | 10 | 210 | 0 | 66.62 | 67.44 | 8 | 0
2020 | RMPA_2_SPP_N | RMPA | SPP_N | External | Summer | B2 | 25 | 210 | 0 | 65.63 | 67.44 | 8 | 0
2020 | RMPA_2_SPP_N | RMPA | SPP_N | External | Summer | B3 | 75 | 210 | 0 | 60.14 | 67.44 | 8 | 0
2020 | RMPA_2_SPP_N | RMPA | SPP_N | External | Summer | B4 | 100 | 210 | 88.07 | 59.09 | 67.09 | 8 | 0
2020 | RMPA_2_SPP_N | RMPA | SPP_N | External | Summer | B5 | 200 | 210 | 0 | 56.29 | 63.03 | 8 | 0
2020 | RMPA_2_SPP_N | RMPA | SPP_N | External | Summer | B6 | 300 | 210 | 210 | 47.39 | 57.02 | 8 | 1.63
2020 | RMPA_2_SPP_N | RMPA | SPP_N | External | Summer | B7 | 400 | 210 | 0 | 42.9 | 49.3 | 8 | 0
2020 | RMPA_2_SPP_N | RMPA | SPP_N | External | Summer | B8 | 500 | 210 | 0 | 42.9 | 41.43 | 8 | 0
2020 | RMPA_2_SPP_N | RMPA | SPP_N | External | Summer | B9 | 800 | 210 | 0 | 42.9 | 40.53 | 8 | 0
2020 | RMPA_2_SPP_N | RMPA | SPP_N | External | Summer | B10 | 1262 | 210 | 0 | 42.54 | 37.55 | 8 | 0
2020 | RMPA_2_SPP_N | RMPA | SPP_N | External | Winter | B16 | 25 | 210 | 0 | 57.58 | 60.65 | 8 | 0
2020 | RMPA_2_SPP_N | RMPA | SPP_N | External | Winter | B17 | 100 | 210 | 0 | 48.02 | 45.35 | 8 | 0
2020 | RMPA_2_SPP_N | RMPA | SPP_N | External | Winter | B18 | 400 | 210 | 0 | 48.02 | 43.81 | 8 | 0
2020 | RMPA_2_SPP_N | RMPA | SPP_N | External | Winter | B19 | 700 | 210 | 0 | 48.02 | 43.81 | 8 | 0
2020 | RMPA_2_SPP_N | RMPA | SPP_N | External | Winter | B20 | 935 | 210 | 0 | 40.04 | 43.29 | 8 | 0
2020 | SPP_N_2_RMPA | SPP_N | RMPA | External | Shoulder | B11 | 25 | 210 | 0 | 63.77 | 44.67 | 5 | 0
2020 | SPP_N_2_RMPA | SPP_N | RMPA | External | Shoulder | B12 | 200 | 210 | 0 | 44.18 | 44.67 | 5 | 0
2020 | SPP_N_2_RMPA | SPP_N | RMPA | External | Shoulder | B13 | 600 | 210 | 0 | 42.46 | 44.67 | 5 | 0
2020 | SPP_N_2_RMPA | SPP_N | RMPA | External | Shoulder | B14 | 900 | 210 | 0 | 41.53 | 44.67 | 5 | 0
2020 | SPP_N_2_RMPA | SPP_N | RMPA | External | Shoulder | B15 | 1203 | 210 | 0 | 41.04 | 44.67 | 5 | 0
2020 | SPP_N_2_RMPA | SPP_N | RMPA | External | Summer | B1 | 10 | 210 | 0 | 67.44 | 66.62 | 5 | 0
2020 | SPP_N_2_RMPA | SPP_N | RMPA | External | Summer | B2 | 25 | 210 | 0 | 67.44 | 65.63 | 5 | 0
2020 | SPP_N_2_RMPA | SPP_N | RMPA | External | Summer | B3 | 75 | 210 | 0 | 67.44 | 60.14 | 5 | 0
2020 | SPP_N_2_RMPA | SPP_N | RMPA | External | Summer | B4 | 100 | 210 | 0 | 67.09 | 59.09 | 5 | 0
2020 | SPP_N_2_RMPA | SPP_N | RMPA | External | Summer | B5 | 200 | 210 | 0 | 63.03 | 56.29 | 5 | 0
2020 | SPP_N_2_RMPA | SPP_N | RMPA | External | Summer | B6 | 300 | 210 | 0 | 57.02 | 47.39 | 5 | 0
2020 | SPP_N_2_RMPA | SPP_N | RMPA | External | Summer | B7 | 400 | 210 | 0 | 49.3 | 42.9 | 5 | 0
2020 | SPP_N_2_RMPA | SPP_N | RMPA | External | Summer | B8 | 500 | 210 | 0 | 41.43 | 42.9 | 5 | 0
2020 | SPP_N_2_RMPA | SPP_N | RMPA | External | Summer | B9 | 800 | 210 | 0 | 40.53 | 42.9 | 5 | 0
2020 | SPP_N_2_RMPA | SPP_N | RMPA | External | Summer | B10 | 1262 | 210 | 0 | 37.55 | 42.54 | 5 | 0
2020 | SPP_N_2_RMPA | SPP_N | RMPA | External | Winter | B16 | 25 | 210 | 0 | 60.65 | 57.58 | 5 | 0
2020 | SPP_N_2_RMPA | SPP_N | RMPA | External | Winter | B17 | 100 | 210 | 0 | 45.35 | 48.02 | 5 | 0
2020 | SPP_N_2_RMPA | SPP_N | RMPA | External | Winter | B18 | 400 | 210 | 0 | 43.81 | 48.02 | 5 | 0
2020 | SPP_N_2_RMPA | SPP_N | RMPA | External | Winter | B19 | 700 | 210 | 0 | 43.81 | 48.02 | 5 | 0
2020 | SPP_N_2_RMPA | SPP_N | RMPA | External | Winter | B20 | 935 | 210 | 0 | 43.29 | 40.04 | 5 | 0
2020 | SPP_S_2_ERCOT | SPP_S | ERCOT | External | Shoulder | B11 | 25 | 800 | 0 | 59.09 | 59.67 | 5 | 0
2020 | SPP_S_2_ERCOT | SPP_S | ERCOT | External | Shoulder | B12 | 200 | 800 | 0 | 44.17 | 45.78 | 5 | 0
2020 | SPP_S_2_ERCOT | SPP_S | ERCOT | External | Shoulder | B13 | 600 | 800 | 0 | 42.47 | 40.89 | 5 | 0
2020 | SPP_S_2_ERCOT | SPP_S | ERCOT | External | Shoulder | B14 | 900 | 800 | 0 | 41.52 | 40.89 | 5 | 0
2020 | SPP_S_2_ERCOT | SPP_S | ERCOT | External | Shoulder | B15 | 1203 | 800 | 0 | 41.05 | 40.89 | 5 | 0
2020 | SPP_S_2_ERCOT | SPP_S | ERCOT | External | Summer | B1 | 10 | 800 | 800 | 61.47 | 68.79 | 5 | 2.32
2020 | SPP_S_2_ERCOT | SPP_S | ERCOT | External | Summer | B2 | 25 | 800 | 0 | 59.53 | 57.97 | 5 | 0
2020 | SPP_S_2_ERCOT | SPP_S | ERCOT | External | Summer | B3 | 75 | 800 | 0 | 59.53 | 57.97 | 5 | 0
2020 | SPP_S_2_ERCOT | SPP_S | ERCOT | External | Summer | B4 | 100 | 800 | 0 | 58.04 | 57.97 | 5 | 0
2020 | SPP_S_2_ERCOT | SPP_S | ERCOT | External | Summer | B5 | 200 | 800 | 0 | 57.51 | 57.97 | 5 | 0
2020 | SPP_S_2_ERCOT | SPP_S | ERCOT | External | Summer | B6 | 300 | 800 | 0 | 57.04 | 57.97 | 5 | 0
2020 | SPP_S_2_ERCOT | SPP_S | ERCOT | External | Summer | B7 | 400 | 800 | 611.98 | 49.31 | 54.31 | 5 | 0
2020 | SPP_S_2_ERCOT | SPP_S | ERCOT | External | Summer | B8 | 500 | 800 | 0 | 41.44 | 43.2 | 5 | 0
2020 | SPP_S_2_ERCOT | SPP_S | ERCOT | External | Summer | B9 | 800 | 800 | 0 | 40.54 | 39.75 | 5 | 0
2020 | SPP_S_2_ERCOT | SPP_S | ERCOT | External | Summer | B10 | 1262 | 800 | 0 | 39.65 | 39.75 | 5 | 0
2020 | SPP_S_2_ERCOT | SPP_S | ERCOT | External | Winter | B16 | 25 | 800 | 0 | 60.67 | 63.34 | 5 | 0
2020 | SPP_S_2_ERCOT | SPP_S | ERCOT | External | Winter | B17 | 100 | 800 | 0 | 45.36 | 43.36 | 5 | 0
2020 | SPP_S_2_ERCOT | SPP_S | ERCOT | External | Winter | B18 | 400 | 800 | 0 | 43.82 | 43.36 | 5 | 0
2020 | SPP_S_2_ERCOT | SPP_S | ERCOT | External | Winter | B19 | 700 | 800 | 0 | 43.82 | 43.36 | 5 | 0
2020 | SPP_S_2_ERCOT | SPP_S | ERCOT | External | Winter | B20 | 935 | 800 | 0 | 43.72 | 43.36 | 5 | 0
2025 | AZ_NM_SNV_Coal_2_SPP_S | AZ_NM_SNV_Coal | SPP_S | External | Shoulder | B11 | 25 | 400 | 400 | 54.31 | 64.85 | 8.17 | 2.37
2025 | AZ_NM_SNV_Coal_2_SPP_S | AZ_NM_SNV_Coal | SPP_S | External | Shoulder | B12 | 200 | 400 | 0 | 54.3 | 47.82 | 8.17 | 0
2025 | AZ_NM_SNV_Coal_2_SPP_S | AZ_NM_SNV_Coal | SPP_S | External | Shoulder | B13 | 600 | 400 | 0 | 54.14 | 44.98 | 8.17 | 0
2025 | AZ_NM_SNV_Coal_2_SPP_S | AZ_NM_SNV_Coal | SPP_S | External | Shoulder | B14 | 900 | 400 | 0 | 53.03 | 44.98 | 8.17 | 0
2025 | AZ_NM_SNV_Coal_2_SPP_S | AZ_NM_SNV_Coal | SPP_S | External | Shoulder | B15 | 1203 | 400 | 0 | 47.13 | 44.88 | 8.17 | 0
2025 | AZ_NM_SNV_Coal_2_SPP_S | AZ_NM_SNV_Coal | SPP_S | External | Summer | B1 | 10 | 400 | 0 | 92.96 | 69.91 | 8.17 | 0
2025 | AZ_NM_SNV_Coal_2_SPP_S | AZ_NM_SNV_Coal | SPP_S | External | Summer | B2 | 25 | 400 | 0 | 80.11 | 70.77 | 8.17 | 0
2025 | AZ_NM_SNV_Coal_2_SPP_S | AZ_NM_SNV_Coal | SPP_S | External | Summer | B3 | 75 | 400 | 0 | 77.41 | 65.71 | 8.17 | 0
2025 | AZ_NM_SNV_Coal_2_SPP_S | AZ_NM_SNV_Coal | SPP_S | External | Summer | B4 | 100 | 400 | 0 | 77.41 | 65.22 | 8.17 | 0
2025 | AZ_NM_SNV_Coal_2_SPP_S | AZ_NM_SNV_Coal | SPP_S | External | Summer | B5 | 200 | 400 | 0 | 74.72 | 63.09 | 8.17 | 0
2025 | AZ_NM_SNV_Coal_2_SPP_S | AZ_NM_SNV_Coal | SPP_S | External | Summer | B6 | 300 | 400 | 0 | 73.77 | 62.57 | 8.17 | 0
2025 | AZ_NM_SNV_Coal_2_SPP_S | AZ_NM_SNV_Coal | SPP_S | External | Summer | B7 | 400 | 400 | 0 | 56.55 | 53.59 | 8.17 | 0
2025 | AZ_NM_SNV_Coal_2_SPP_S | AZ_NM_SNV_Coal | SPP_S | External | Summer | B8 | 500 | 400 | 0 | 56.55 | 45.4 | 8.17 | 0
2025 | AZ_NM_SNV_Coal_2_SPP_S | AZ_NM_SNV_Coal | SPP_S | External | Summer | B9 | 800 | 400 | 0 | 56.53 | 43.42 | 8.17 | 0
2025 | AZ_NM_SNV_Coal_2_SPP_S | AZ_NM_SNV_Coal | SPP_S | External | Summer | B10 | 1262 | 400 | 0 | 51.51 | 43.33 | 8.17 | 0
2025 | AZ_NM_SNV_Coal_2_SPP_S | AZ_NM_SNV_Coal | SPP_S | External | Winter | B16 | 25 | 400 | 0 | 60.81 | 68.63 | 8.17 | 0
2025 | AZ_NM_SNV_Coal_2_SPP_S | AZ_NM_SNV_Coal | SPP_S | External | Winter | B17 | 100 | 400 | 0 | 57.94 | 50.23 | 8.17 | 0
2025 | AZ_NM_SNV_Coal_2_SPP_S | AZ_NM_SNV_Coal | SPP_S | External | Winter | B18 | 400 | 400 | 0 | 57.21 | 48.03 | 8.17 | 0
2025 | AZ_NM_SNV_Coal_2_SPP_S | AZ_NM_SNV_Coal | SPP_S | External | Winter | B19 | 700 | 400 | 0 | 56.19 | 48.03 | 8.17 | 0
2025 | AZ_NM_SNV_Coal_2_SPP_S | AZ_NM_SNV_Coal | SPP_S | External | Winter | B20 | 935 | 400 | 0 | 50.23 | 44.75 | 8.17 | 0
2025 | ERCOT_2_SPP_S | ERCOT | SPP_S | External | Shoulder | B11 | 25 | 800 | 0 | 65.47 | 64.85 | 8 | 0
2025 | ERCOT_2_SPP_S | ERCOT | SPP_S | External | Shoulder | B12 | 200 | 800 | 0 | 53.08 | 47.82 | 8 | 0
2025 | ERCOT_2_SPP_S | ERCOT | SPP_S | External | Shoulder | B13 | 600 | 800 | 0 | 44.79 | 44.98 | 8 | 0
2025 | ERCOT_2_SPP_S | ERCOT | SPP_S | External | Shoulder | B14 | 900 | 800 | 0 | 44.79 | 44.98 | 8 | 0
2025 | ERCOT_2_SPP_S | ERCOT | SPP_S | External | Shoulder | B15 | 1203 | 800 | 0 | 44.79 | 44.88 | 8 | 0
2025 | ERCOT_2_SPP_S | ERCOT | SPP_S | External | Summer | B1 | 10 | 800 | 0 | 74.91 | 69.91 | 8 | 0
2025 | ERCOT_2_SPP_S | ERCOT | SPP_S | External | Summer | B2 | 25 | 800 | 0 | 74.91 | 70.77 | 8 | 0
2025 | ERCOT_2_SPP_S | ERCOT | SPP_S | External | Summer | B3 | 75 | 800 | 0 | 63.6 | 65.71 | 8 | 0
2025 | ERCOT_2_SPP_S | ERCOT | SPP_S | External | Summer | B4 | 100 | 800 | 0 | 63.6 | 65.22 | 8 | 0
2025 | ERCOT_2_SPP_S | ERCOT | SPP_S | External | Summer | B5 | 200 | 800 | 0 | 63.6 | 63.09 | 8 | 0
2025 | ERCOT_2_SPP_S | ERCOT | SPP_S | External | Summer | B6 | 300 | 800 | 0 | 63.6 | 62.57 | 8 | 0
2025 | ERCOT_2_SPP_S | ERCOT | SPP_S | External | Summer | B7 | 400 | 800 | 0 | 63.6 | 53.59 | 8 | 0
2025 | ERCOT_2_SPP_S | ERCOT | SPP_S | External | Summer | B8 | 500 | 800 | 0 | 47.46 | 45.4 | 8 | 0
2025 | ERCOT_2_SPP_S | ERCOT | SPP_S | External | Summer | B9 | 800 | 800 | 0 | 43.54 | 43.42 | 8 | 0
2025 | ERCOT_2_SPP_S | ERCOT | SPP_S | External | Summer | B10 | 1262 | 800 | 0 | 43.54 | 43.33 | 8 | 0
2025 | ERCOT_2_SPP_S | ERCOT | SPP_S | External | Winter | B16 | 25 | 800 | 0 | 69.51 | 68.63 | 8 | 0
2025 | ERCOT_2_SPP_S | ERCOT | SPP_S | External | Winter | B17 | 100 | 800 | 0 | 51.81 | 50.23 | 8 | 0
2025 | ERCOT_2_SPP_S | ERCOT | SPP_S | External | Winter | B18 | 400 | 800 | 0 | 47.51 | 48.03 | 8 | 0
2025 | ERCOT_2_SPP_S | ERCOT | SPP_S | External | Winter | B19 | 700 | 800 | 0 | 47.51 | 48.03 | 8 | 0
2025 | ERCOT_2_SPP_S | ERCOT | SPP_S | External | Winter | B20 | 935 | 800 | 0 | 47.51 | 44.75 | 8 | 0
2025 | MAPP_US_2_RMPA | MAPP_US | RMPA | External | Shoulder | B11 | 25 | 200 | 0 | 63.64 | 49.47 | 8 | 0
2025 | MAPP_US_2_RMPA | MAPP_US | RMPA | External | Shoulder | B12 | 200 | 200 | 0 | 44.28 | 49.47 | 8 | 0
2025 | MAPP_US_2_RMPA | MAPP_US | RMPA | External | Shoulder | B13 | 600 | 200 | 20.61 | 39.57 | 47.57 | 8 | 0
2025 | MAPP_US_2_RMPA | MAPP_US | RMPA | External | Shoulder | B14 | 900 | 200 | 27.04 | 39.57 | 47.57 | 8 | 0
2025 | MAPP_US_2_RMPA | MAPP_US | RMPA | External | Shoulder | B15 | 1203 | 200 | 0 | 39.47 | 39.51 | 8 | 0
2025 | MAPP_US_2_RMPA | MAPP_US | RMPA | External | Summer | B1 | 10 | 200 | 0 | 84.82 | 73.19 | 8 | 0
2025 | MAPP_US_2_RMPA | MAPP_US | RMPA | External | Summer | B2 | 25 | 200 | 0 | 68.57 | 71.94 | 8 | 0
2025 | MAPP_US_2_RMPA | MAPP_US | RMPA | External | Summer | B3 | 75 | 200 | 0 | 66 | 69.24 | 8 | 0
2025 | MAPP_US_2_RMPA | MAPP_US | RMPA | External | Summer | B4 | 100 | 200 | 0 | 65.91 | 64.69 | 8 | 0
2025 | MAPP_US_2_RMPA | MAPP_US | RMPA | External | Summer | B5 | 200 | 200 | 0 | 64.39 | 57.49 | 8 | 0
2025 | MAPP_US_2_RMPA | MAPP_US | RMPA | External | Summer | B6 | 300 | 200 | 0 | 55.54 | 48.36 | 8 | 0
2025 | MAPP_US_2_RMPA | MAPP_US | RMPA | External | Summer | B7 | 400 | 200 | 0 | 46.09 | 47.47 | 8 | 0
2025 | MAPP_US_2_RMPA | MAPP_US | RMPA | External | Summer | B8 | 500 | 200 | 200 | 36.4 | 47.47 | 8 | 3.07
2025 | MAPP_US_2_RMPA | MAPP_US | RMPA | External | Summer | B9 | 800 | 200 | 200 | 36.4 | 47.47 | 8 | 3.07
2025 | MAPP_US_2_RMPA | MAPP_US | RMPA | External | Summer | B10 | 1262 | 200 | 89.91 | 33.34 | 41.34 | 8 | 0
2025 | MAPP_US_2_RMPA | MAPP_US | RMPA | External | Winter | B16 | 25 | 200 | 0 | 61.63 | 60.63 | 8 | 0
2025 | MAPP_US_2_RMPA | MAPP_US | RMPA | External | Winter | B17 | 100 | 200 | 0 | 46.05 | 53.2 | 8 | 0
2025 | MAPP_US_2_RMPA | MAPP_US | RMPA | External | Winter | B18 | 400 | 200 | 200 | 41.01 | 49.76 | 8 | 0.76
2025 | MAPP_US_2_RMPA | MAPP_US | RMPA | External | Winter | B19 | 700 | 200 | 200 | 41.01 | 49.76 | 8 | 0.76
2025 | MAPP_US_2_RMPA | MAPP_US | RMPA | External | Winter | B20 | 935 | 200 | 0 | 37.72 | 36.72 | 8 | 0
2025 | NE_2_RMPA | NE | RMPA | External | Shoulder | B11 | 25 | 310 | 0 | 70.64 | 49.47 | 5 | 0
2025 | NE_2_RMPA | NE | RMPA | External | Shoulder | B12 | 200 | 310 | 0 | 51.28 | 49.47 | 5 | 0
2025 | NE_2_RMPA | NE | RMPA | External | Shoulder | B13 | 600 | 310 | 0 | 46.57 | 47.57 | 5 | 0
2025 | NE_2_RMPA | NE | RMPA | External | Shoulder | B14 | 900 | 310 | 0 | 45.89 | 47.57 | 5 | 0
2025 | NE_2_RMPA | NE | RMPA | External | Shoulder | B15 | 1203 | 310 | 0 | 44.85 | 39.51 | 5 | 0
2025 | NE_2_RMPA | NE | RMPA | External | Summer | B1 | 10 | 310 | 0 | 91.82 | 73.19 | 5 | 0
2025 | NE_2_RMPA | NE | RMPA | External | Summer | B2 | 25 | 310 | 0 | 75.57 | 71.94 | 5 | 0
2025 | NE_2_RMPA | NE | RMPA | External | Summer | B3 | 75 | 310 | 0 | 73 | 69.24 | 5 | 0
2025 | NE_2_RMPA | NE | RMPA | External | Summer | B4 | 100 | 310 | 0 | 72.91 | 64.69 | 5 | 0
2025 | NE_2_RMPA | NE | RMPA | External | Summer | B5 | 200 | 310 | 0 | 71.39 | 57.49 | 5 | 0
2025 | NE_2_RMPA | NE | RMPA | External | Summer | B6 | 300 | 310 | 0 | 62.54 | 48.36 | 5 | 0
2025 | NE_2_RMPA | NE | RMPA | External | Summer | B7 | 400 | 310 | 0 | 53.09 | 47.47 | 5 | 0
2025 | NE_2_RMPA | NE | RMPA | External | Summer | B8 | 500 | 310 | 0 | 43.4 | 47.47 | 5 | 0
2025 | NE_2_RMPA | NE | RMPA | External | Summer | B9 | 800 | 310 | 0 | 43.4 | 47.47 | 5 | 0
2025 | NE_2_RMPA | NE | RMPA | External | Summer | B10 | 1262 | 310 | 0 | 40.34 | 41.34 | 5 | 0
2025 | NE_2_RMPA | NE | RMPA | External | Winter | B16 | 25 | 310 | 0 | 68.63 | 60.63 | 5 | 0
2025 | NE_2_RMPA | NE | RMPA | External | Winter | B17 | 100 | 310 | 0 | 50.2 | 53.2 | 5 | 0
2025 | NE_2_RMPA | NE | RMPA | External | Winter | B18 | 400 | 310 | 0 | 48.01 | 49.76 | 5 | 0
2025 | NE_2_RMPA | NE | RMPA | External | Winter | B19 | 700 | 310 | 0 | 48.01 | 49.76 | 5 | 0
2025 | NE_2_RMPA | NE | RMPA | External | Winter | B20 | 935 | 310 | 0 | 44.72 | 36.72 | 5 | 0
2025 | NWPP_Coal_2_MAPP_US | NWPP_Coal | MAPP_US | External | Shoulder | B11 | 25 | 150 | 150 | 54.29 | 63.64 | 8 | 1.35
2025 | NWPP_Coal_2_MAPP_US | NWPP_Coal | MAPP_US | External | Shoulder | B12 | 200 | 150 | 0 | 54.29 | 44.28 | 8 | 0
2025 | NWPP_Coal_2_MAPP_US | NWPP_Coal | MAPP_US | External | Shoulder | B13 | 600 | 150 | 0 | 54.29 | 39.57 | 8 | 0
2025 | NWPP_Coal_2_MAPP_US | NWPP_Coal | MAPP_US | External | Shoulder | B14 | 900 | 150 | 0 | 54.29 | 39.57 | 8 | 0
2025 | NWPP_Coal_2_MAPP_US | NWPP_Coal | MAPP_US | External | Shoulder | B15 | 1203 | 150 | 0 | 54.29 | 39.47 | 8 | 0
2025 | NWPP_Coal_2_MAPP_US | NWPP_Coal | MAPP_US | External | Summer | B1 | 10 | 150 | 150 | 56.53 | 84.82 | 8 | 20.3
2025 | NWPP_Coal_2_MAPP_US | NWPP_Coal | MAPP_US | External | Summer | B2 | 25 | 150 | 150 | 56.53 | 68.57 | 8 | 4.04
2025 | NWPP_Coal_2_MAPP_US | NWPP_Coal | MAPP_US | External | Summer | B3 | 75 | 150 | 150 | 56.53 | 66 | 8 | 1.48
2025 | NWPP_Coal_2_MAPP_US | NWPP_Coal | MAPP_US | External | Summer | B4 | 100 | 150 | 150 | 56.53 | 65.91 | 8 | 1.39
2025 | NWPP_Coal_2_MAPP_US | NWPP_Coal | MAPP_US | External | Summer | B5 | 200 | 150 | 0 | 56.53 | 64.39 | 8 | 0
2025 | NWPP_Coal_2_MAPP_US | NWPP_Coal | MAPP_US | External | Summer | B6 | 300 | 150 | 0 | 56.53 | 55.54 | 8 | 0
2025 | NWPP_Coal_2_MAPP_US | NWPP_Coal | MAPP_US | External | Summer | B7 | 400 | 150 | 0 | 56.53 | 46.09 | 8 | 0
2025 | NWPP_Coal_2_MAPP_US | NWPP_Coal | MAPP_US | External | Summer | B8 | 500 | 150 | 0 | 56.53 | 36.4 | 8 | 0
2025 | NWPP_Coal_2_MAPP_US | NWPP_Coal | MAPP_US | External | Summer | B9 | 800 | 150 | 0 | 56.53 | 36.4 | 8 | 0
2025 | NWPP_Coal_2_MAPP_US | NWPP_Coal | MAPP_US | External | Summer | B10 | 1262 | 150 | 0 | 56.53 | 33.34 | 8 | 0
2025 | NWPP_Coal_2_MAPP_US | NWPP_Coal | MAPP_US | External | Winter | B16 | 25 | 150 | 0 | 60.79 | 61.63 | 8 | 0
2025 | NWPP_Coal_2_MAPP_US | NWPP_Coal | MAPP_US | External | Winter | B17 | 100 | 150 | 0 | 57.93 | 46.05 | 8 | 0
2025 | NWPP_Coal_2_MAPP_US | NWPP_Coal | MAPP_US | External | Winter | B18 | 400 | 150 | 0 | 57.93 | 41.01 | 8 | 0
2025 | NWPP_Coal_2_MAPP_US | NWPP_Coal | MAPP_US | External | Winter | B19 | 700 | 150 | 0 | 57.93 | 41.01 | 8 | 0
2025 | NWPP_Coal_2_MAPP_US | NWPP_Coal | MAPP_US | External | Winter | B20 | 935 | 150 | 0 | 57.93 | 37.72 | 8 | 0
2025 | RMPA_2_MAPP_US | RMPA | MAPP_US | External | Shoulder | B11 | 25 | 200 | 200 | 49.47 | 63.64 | 8 | 6.17
2025 | RMPA_2_MAPP_US | RMPA | MAPP_US | External | Shoulder | B12 | 200 | 200 | 0 | 49.47 | 44.28 | 8 | 0
2025 | RMPA_2_MAPP_US | RMPA | MAPP_US | External | Shoulder | B13 | 600 | 200 | 0 | 47.57 | 39.57 | 8 | 0
2025 | RMPA_2_MAPP_US | RMPA | MAPP_US | External | Shoulder | B14 | 900 | 200 | 0 | 47.57 | 39.57 | 8 | 0
2025 | RMPA_2_MAPP_US | RMPA | MAPP_US | External | Shoulder | B15 | 1203 | 200 | 0 | 39.51 | 39.47 | 8 | 0
2025 | RMPA_2_MAPP_US | RMPA | MAPP_US | External | Summer | B1 | 10 | 200 | 200 | 73.19 | 84.82 | 8 | 3.63
2025 | RMPA_2_MAPP_US | RMPA | MAPP_US | External | Summer | B2 | 25 | 200 | 0 | 71.94 | 68.57 | 8 | 0
2025 | RMPA_2_MAPP_US | RMPA | MAPP_US | External | Summer | B3 | 75 | 200 | 0 | 69.24 | 66 | 8 | 0
2025 | RMPA_2_MAPP_US | RMPA | MAPP_US | External | Summer | B4 | 100 | 200 | 0 | 64.69 | 65.91 | 8 | 0
2025 | RMPA_2_MAPP_US | RMPA | MAPP_US | External | Summer | B5 | 200 | 200 | 0 | 57.49 | 64.39 | 8 | 0
2025 | RMPA_2_MAPP_US | RMPA | MAPP_US | External | Summer | B6 | 300 | 200 | 0 | 48.36 | 55.54 | 8 | 0
2025 | RMPA_2_MAPP_US | RMPA | MAPP_US | External | Summer | B7 | 400 | 200 | 0 | 47.47 | 46.09 | 8 | 0
2025 | RMPA_2_MAPP_US | RMPA | MAPP_US | External | Summer | B8 | 500 | 200 | 0 | 47.47 | 36.4 | 8 | 0
2025 | RMPA_2_MAPP_US | RMPA | MAPP_US | External | Summer | B9 | 800 | 200 | 0 | 47.47 | 36.4 | 8 | 0
2025 | RMPA_2_MAPP_US | RMPA | MAPP_US | External | Summer | B10 | 1262 | 200 | 0 | 41.34 | 33.34 | 8 | 0
2025 | RMPA_2_MAPP_US | RMPA | MAPP_US | External | Winter | B16 | 25 | 200 | 0 | 60.63 | 61.63 | 8 | 0
2025 | RMPA_2_MAPP_US | RMPA | MAPP_US | External | Winter | B17 | 100 | 200 | 0 | 53.2 | 46.05 | 8 | 0
2025 | RMPA_2_MAPP_US | RMPA | MAPP_US | External | Winter | B18 | 400 | 200 | 0 | 49.76 | 41.01 | 8 | 0
2025 | RMPA_2_MAPP_US | RMPA | MAPP_US | External | Winter | B19 | 700 | 200 | 0 | 49.76 | 41.01 | 8 | 0
2025 | RMPA_2_MAPP_US | RMPA | MAPP_US | External | Winter | B20 | 935 | 200 | 0 | 36.72 | 37.72 | 8 | 0
2025 | RMPA_2_NE | RMPA | NE | External | Shoulder | B11 | 25 | 310 | 310 | 49.47 | 70.64 | 8 | 13.17
2025 | RMPA_2_NE | RMPA | NE | External | Shoulder | B12 | 200 | 310 | 0 | 49.47 | 51.28 | 8 | 0
2025 | RMPA_2_NE | RMPA | NE | External | Shoulder | B13 | 600 | 310 | 0 | 47.57 | 46.57 | 8 | 0
2025 | RMPA_2_NE | RMPA | NE | External | Shoulder | B14 | 900 | 310 | 0 | 47.57 | 45.89 | 8 | 0
2025 | RMPA_2_NE | RMPA | NE | External | Shoulder | B15 | 1203 | 310 | 0 | 39.51 | 44.85 | 8 | 0
2025 | RMPA_2_NE | RMPA | NE | External | Summer | B1 | 10 | 310 | 310 | 73.19 | 91.82 | 8 | 10.63
2025 | RMPA_2_NE | RMPA | NE | External | Summer | B2 | 25 | 310 | 0 | 71.94 | 75.57 | 8 | 0
2025 | RMPA_2_NE | RMPA | NE | External | Summer | B3 | 75 | 310 | 0 | 69.24 | 73 | 8 | 0
2025 | RMPA_2_NE | RMPA | NE | External | Summer | B4 | 100 | 310 | 310 | 64.69 | 72.91 | 8 | 0.22
2025 | RMPA_2_NE | RMPA | NE | External | Summer | B5 | 200 | 310 | 310 | 57.49 | 71.39 | 8 | 5.9
2025 | RMPA_2_NE | RMPA | NE | External | Summer | B6 | 300 | 310 | 310 | 48.36 | 62.54 | 8 | 6.18
2025 | RMPA_2_NE | RMPA | NE | External | Summer | B7 | 400 | 310 | 0 | 47.47 | 53.09 | 8 | 0
2025 | RMPA_2_NE | RMPA | NE | External | Summer | B8 | 500 | 310 | 0 | 47.47 | 43.4 | 8 | 0
2025 | RMPA_2_NE | RMPA | NE | External | Summer | B9 | 800 | 310 | 0 | 47.47 | 43.4 | 8 | 0
2025 | RMPA_2_NE | RMPA | NE | External | Summer | B10 | 1262 | 310 | 0 | 41.34 | 40.34 | 8 | 0
2025 | RMPA_2_NE | RMPA | NE | External | Winter | B16 | 25 | 310 | 173.72 | 60.63 | 68.63 | 8 | 0
2025 | RMPA_2_NE | RMPA | NE | External | Winter | B17 | 100 | 310 | 0 | 53.2 | 50.2 | 8 | 0
2025 | RMPA_2_NE | RMPA | NE | External | Winter | B18 | 400 | 310 | 0 | 49.76 | 48.01 | 8 | 0
2025 | RMPA_2_NE | RMPA | NE | External | Winter | B19 | 700 | 310 | 0 | 49.76 | 48.01 | 8 | 0
2025 | RMPA_2_NE | RMPA | NE | External | Winter | B20 | 935 | 310 | 29.37 | 36.72 | 44.72 | 8 | 0
2025 | RMPA_2_SPP_N | RMPA | SPP_N | External | Shoulder | B11 | 25 | 210 | 210 | 49.47 | 70.65 | 8 | 13.18
2025 | RMPA_2_SPP_N | RMPA | SPP_N | External | Shoulder | B12 | 200 | 210 | 0 | 49.47 | 51.29 | 8 | 0
2025 | RMPA_2_SPP_N | RMPA | SPP_N | External | Shoulder | B13 | 600 | 210 | 0 | 47.57 | 46.58 | 8 | 0
2025 | RMPA_2_SPP_N | RMPA | SPP_N | External | Shoulder | B14 | 900 | 210 | 0 | 47.57 | 45.88 | 8 | 0
2025 | RMPA_2_SPP_N | RMPA | SPP_N | External | Shoulder | B15 | 1203 | 210 | 0 | 39.51 | 44.87 | 8 | 0
2025 | RMPA_2_SPP_N | RMPA | SPP_N | External | Summer | B1 | 10 | 210 | 210 | 73.19 | 91.83 | 8 | 10.64
2025 | RMPA_2_SPP_N | RMPA | SPP_N | External | Summer | B2 | 25 | 210 | 0 | 71.94 | 76.95 | 8 | 0
2025 | RMPA_2_SPP_N | RMPA | SPP_N | External | Summer | B3 | 75 | 210 | 0 | 69.24 | 74.03 | 8 | 0
2025 | RMPA_2_SPP_N | RMPA | SPP_N | External | Summer | B4 | 100 | 210 | 210 | 64.69 | 74.03 | 8 | 1.33
2025 | RMPA_2_SPP_N | RMPA | SPP_N | External | Summer | B5 | 200 | 210 | 210 | 57.49 | 73.46 | 8 | 7.97
2025 | RMPA_2_SPP_N | RMPA | SPP_N | External | Summer | B6 | 300 | 210 | 210 | 48.36 | 62.55 | 8 | 6.19
2025 | RMPA_2_SPP_N | RMPA | SPP_N | External | Summer | B7 | 400 | 210 | 0 | 47.47 | 53.58 | 8 | 0
2025 | RMPA_2_SPP_N | RMPA | SPP_N | External | Summer | B8 | 500 | 210 | 0 | 47.47 | 45.39 | 8 | 0
2025 | RMPA_2_SPP_N | RMPA | SPP_N | External | Summer | B9 | 800 | 210 | 0 | 47.47 | 43.41 | 8 | 0
2025 | RMPA_2_SPP_N | RMPA | SPP_N | External | Summer | B10 | 1262 | 210 | 0 | 41.34 | 40.35 | 8 | 0
2025 | RMPA_2_SPP_N | RMPA | SPP_N | External | Winter | B16 | 25 | 210 | 209.99 | 60.63 | 68.64 | 8 | 0.01
2025 | RMPA_2_SPP_N | RMPA | SPP_N | External | Winter | B17 | 100 | 210 | 0 | 53.2 | 50.21 | 8 | 0
2025 | RMPA_2_SPP_N | RMPA | SPP_N | External | Winter | B18 | 400 | 210 | 0 | 49.76 | 48.02 | 8 | 0
2025 | RMPA_2_SPP_N | RMPA | SPP_N | External | Winter | B19 | 700 | 210 | 0 | 49.76 | 48.02 | 8 | 0
2025 | RMPA_2_SPP_N | RMPA | SPP_N | External | Winter | B20 | 935 | 210 | 210 | 36.72 | 44.73 | 8 | 0.01
2025 | SPP_N_2_RMPA | SPP_N | RMPA | External | Shoulder | B11 | 25 | 210 | 0 | 70.65 | 49.47 | 5 | 0
2025 | SPP_N_2_RMPA | SPP_N | RMPA | External | Shoulder | B12 | 200 | 210 | 0 | 51.29 | 49.47 | 5 | 0
2025 | SPP_N_2_RMPA | SPP_N | RMPA | External | Shoulder | B13 | 600 | 210 | 0 | 46.58 | 47.57 | 5 | 0
2025 | SPP_N_2_RMPA | SPP_N | RMPA | External | Shoulder | B14 | 900 | 210 | 0 | 45.88 | 47.57 | 5 | 0
2025 | SPP_N_2_RMPA | SPP_N | RMPA | External | Shoulder | B15 | 1203 | 210 | 0 | 44.87 | 39.51 | 5 | 0
2025 | SPP_N_2_RMPA | SPP_N | RMPA | External | Summer | B1 | 10 | 210 | 0 | 91.83 | 73.19 | 5 | 0
2025 | SPP_N_2_RMPA | SPP_N | RMPA | External | Summer | B2 | 25 | 210 | 0 | 76.95 | 71.94 | 5 | 0
2025 | SPP_N_2_RMPA | SPP_N | RMPA | External | Summer | B3 | 75 | 210 | 0 | 74.03 | 69.24 | 5 | 0
2025 | SPP_N_2_RMPA | SPP_N | RMPA | External | Summer | B4 | 100 | 210 | 0 | 74.03 | 64.69 | 5 | 0
2025 | SPP_N_2_RMPA | SPP_N | RMPA | External | Summer | B5 | 200 | 210 | 0 | 73.46 | 57.49 | 5 | 0
2025 | SPP_N_2_RMPA | SPP_N | RMPA | External | Summer | B6 | 300 | 210 | 0 | 62.55 | 48.36 | 5 | 0
2025 | SPP_N_2_RMPA | SPP_N | RMPA | External | Summer | B7 | 400 | 210 | 0 | 53.58 | 47.47 | 5 | 0
2025 | SPP_N_2_RMPA | SPP_N | RMPA | External | Summer | B8 | 500 | 210 | 0 | 45.39 | 47.47 | 5 | 0
2025 | SPP_N_2_RMPA | SPP_N | RMPA | External | Summer | B9 | 800 | 210 | 0 | 43.41 | 47.47 | 5 | 0
2025 | SPP_N_2_RMPA | SPP_N | RMPA | External | Summer | B10 | 1262 | 210 | 0 | 40.35 | 41.34 | 5 | 0
2025 | SPP_N_2_RMPA | SPP_N | RMPA | External | Winter | B16 | 25 | 210 | 0 | 68.64 | 60.63 | 5 | 0
2025 | SPP_N_2_RMPA | SPP_N | RMPA | External | Winter | B17 | 100 | 210 | 0 | 50.21 | 53.2 | 5 | 0
2025 | SPP_N_2_RMPA | SPP_N | RMPA | External | Winter | B18 | 400 | 210 | 0 | 48.02 | 49.76 | 5 | 0
2025 | SPP_N_2_RMPA | SPP_N | RMPA | External | Winter | B19 | 700 | 210 | 0 | 48.02 | 49.76 | 5 | 0
2025 | SPP_N_2_RMPA | SPP_N | RMPA | External | Winter | B20 | 935 | 210 | 0 | 44.73 | 36.72 | 5 | 0
2025 | SPP_S_2_ERCOT | SPP_S | ERCOT | External | Shoulder | B11 | 25 | 800 | 0 | 64.85 | 65.47 | 5 | 0
2025 | SPP_S_2_ERCOT | SPP_S | ERCOT | External | Shoulder | B12 | 200 | 800 | 800 | 47.82 | 53.08 | 5 | 0.27
2025 | SPP_S_2_ERCOT | SPP_S | ERCOT | External | Shoulder | B13 | 600 | 800 | 0 | 44.98 | 44.79 | 5 | 0
2025 | SPP_S_2_ERCOT | SPP_S | ERCOT | External | Shoulder | B14 | 900 | 800 | 0 | 44.98 | 44.79 | 5 | 0
2025 | SPP_S_2_ERCOT | SPP_S | ERCOT | External | Shoulder | B15 | 1203 | 800 | 0 | 44.88 | 44.79 | 5 | 0
2025 | SPP_S_2_ERCOT | SPP_S | ERCOT | External | Summer | B1 | 10 | 800 | 255.73 | 69.91 | 74.91 | 5 | 0
2025 | SPP_S_2_ERCOT | SPP_S | ERCOT | External | Summer | B2 | 25 | 800 | 0 | 70.77 | 74.91 | 5 | 0
2025 | SPP_S_2_ERCOT | SPP_S | ERCOT | External | Summer | B3 | 75 | 800 | 0 | 65.71 | 63.6 | 5 | 0
2025 | SPP_S_2_ERCOT | SPP_S | ERCOT | External | Summer | B4 | 100 | 800 | 0 | 65.22 | 63.6 | 5 | 0
2025 | SPP_S_2_ERCOT | SPP_S | ERCOT | External | Summer | B5 | 200 | 800 | 0 | 63.09 | 63.6 | 5 | 0
2025 | SPP_S_2_ERCOT | SPP_S | ERCOT | External | Summer | B6 | 300 | 800 | 0 | 62.57 | 63.6 | 5 | 0
2025 | SPP_S_2_ERCOT | SPP_S | ERCOT | External | Summer | B7 | 400 | 800 | 800 | 53.59 | 63.6 | 5 | 5.01
2025 | SPP_S_2_ERCOT | SPP_S | ERCOT | External | Summer | B8 | 500 | 800 | 0 | 45.4 | 47.46 | 5 | 0
2025 | SPP_S_2_ERCOT | SPP_S | ERCOT | External | Summer | B9 | 800 | 800 | 0 | 43.42 | 43.54 | 5 | 0
2025 | SPP_S_2_ERCOT | SPP_S | ERCOT | External | Summer | B10 | 1262 | 800 | 0 | 43.33 | 43.54 | 5 | 0
2025 | SPP_S_2_ERCOT | SPP_S | ERCOT | External | Winter | B16 | 25 | 800 | 0 | 68.63 | 69.51 | 5 | 0
2025 | SPP_S_2_ERCOT | SPP_S | ERCOT | External | Winter | B17 | 100 | 800 | 0 | 50.23 | 51.81 | 5 | 0
2025 | SPP_S_2_ERCOT | SPP_S | ERCOT | External | Winter | B18 | 400 | 800 | 0 | 48.03 | 47.51 | 5 | 0
2025 | SPP_S_2_ERCOT | SPP_S | ERCOT | External | Winter | B19 | 700 | 800 | 0 | 48.03 | 47.51 | 5 | 0
2025 | SPP_S_2_ERCOT | SPP_S | ERCOT | External | Winter | B20 | 935 | 800 | 0 | 44.75 | 47.51 | 5 | 0
2030 | AZ_NM_SNV_Coal_2_SPP_S | AZ_NM_SNV_Coal | SPP_S | External | Shoulder | B11 | 25 | 400 | 400 | 60.97 | 70.76 | 8.17 | 1.63
2030 | AZ_NM_SNV_Coal_2_SPP_S | AZ_NM_SNV_Coal | SPP_S | External | Shoulder | B12 | 200 | 400 | 0 | 60.96 | 51.25 | 8.17 | 0
2030 | AZ_NM_SNV_Coal_2_SPP_S | AZ_NM_SNV_Coal | SPP_S | External | Shoulder | B13 | 600 | 400 | 0 | 60.94 | 49.04 | 8.17 | 0
2030 | AZ_NM_SNV_Coal_2_SPP_S | AZ_NM_SNV_Coal | SPP_S | External | Shoulder | B14 | 900 | 400 | 0 | 60.05 | 49.01 | 8.17 | 0
2030 | AZ_NM_SNV_Coal_2_SPP_S | AZ_NM_SNV_Coal | SPP_S | External | Shoulder | B15 | 1203 | 400 | 0 | 51.42 | 46.16 | 8.17 | 0
2030 | AZ_NM_SNV_Coal_2_SPP_S | AZ_NM_SNV_Coal | SPP_S | External | Summer | B1 | 10 | 400 | 0 | 138.76 | 78.41 | 8.17 | 0
2030 | AZ_NM_SNV_Coal_2_SPP_S | AZ_NM_SNV_Coal | SPP_S | External | Summer | B2 | 25 | 400 | 0 | 105.61 | 78.41 | 8.17 | 0
2030 | AZ_NM_SNV_Coal_2_SPP_S | AZ_NM_SNV_Coal | SPP_S | External | Summer | B3 | 75 | 400 | 0 | 88.75 | 77.38 | 8.17 | 0
2030 | AZ_NM_SNV_Coal_2_SPP_S | AZ_NM_SNV_Coal | SPP_S | External | Summer | B4 | 100 | 400 | 0 | 88.75 | 71.29 | 8.17 | 0
2030 | AZ_NM_SNV_Coal_2_SPP_S | AZ_NM_SNV_Coal | SPP_S | External | Summer | B5 | 200 | 400 | 0 | 88.75 | 68.85 | 8.17 | 0
2030 | AZ_NM_SNV_Coal_2_SPP_S | AZ_NM_SNV_Coal | SPP_S | External | Summer | B6 | 300 | 400 | 0 | 81.56 | 68.28 | 8.17 | 0
2030 | AZ_NM_SNV_Coal_2_SPP_S | AZ_NM_SNV_Coal | SPP_S | External | Summer | B7 | 400 | 400 | 0 | 67.56 | 59.77 | 8.17 | 0
2030 | AZ_NM_SNV_Coal_2_SPP_S | AZ_NM_SNV_Coal | SPP_S | External | Summer | B8 | 500 | 400 | 0 | 67.56 | 49.48 | 8.17 | 0
2030 | AZ_NM_SNV_Coal_2_SPP_S | AZ_NM_SNV_Coal | SPP_S | External | Summer | B9 | 800 | 400 | 0 | 59.53 | 47.32 | 8.17 | 0
2030 | AZ_NM_SNV_Coal_2_SPP_S | AZ_NM_SNV_Coal | SPP_S | External | Summer | B10 | 1262 | 400 | 0 | 56.26 | 45.45 | 8.17 | 0
2030 | AZ_NM_SNV_Coal_2_SPP_S | AZ_NM_SNV_Coal | SPP_S | External | Winter | B16 | 25 | 400 | 369.21 | 64.45 | 72.62 | 8.17 | 0
2030 | AZ_NM_SNV_Coal_2_SPP_S | AZ_NM_SNV_Coal | SPP_S | External | Winter | B17 | 100 | 400 | 0 | 64.17 | 54.78 | 8.17 | 0
2030 | AZ_NM_SNV_Coal_2_SPP_S | AZ_NM_SNV_Coal | SPP_S | External | Winter | B18 | 400 | 400 | 0 | 64.17 | 52.37 | 8.17 | 0
2030 | AZ_NM_SNV_Coal_2_SPP_S | AZ_NM_SNV_Coal | SPP_S | External | Winter | B19 | 700 | 400 | 0 | 64.17 | 52.37 | 8.17 | 0
2030 | AZ_NM_SNV_Coal_2_SPP_S | AZ_NM_SNV_Coal | SPP_S | External | Winter | B20 | 935 | 400 | 0 | 55.18 | 48.83 | 8.17 | 0
2030 | ERCOT_2_SPP_S | ERCOT | SPP_S | External | Shoulder | B11 | 25 | 800 | 0 | 71.43 | 70.76 | 8 | 0
2030 | ERCOT_2_SPP_S | ERCOT | SPP_S | External | Shoulder | B12 | 200 | 800 | 0 | 53.23 | 51.25 | 8 | 0
2030 | ERCOT_2_SPP_S | ERCOT | SPP_S | External | Shoulder | B13 | 600 | 800 | 0 | 48.8 | 49.04 | 8 | 0
2030 | ERCOT_2_SPP_S | ERCOT | SPP_S | External | Shoulder | B14 | 900 | 800 | 0 | 48.8 | 49.01 | 8 | 0
2030 | ERCOT_2_SPP_S | ERCOT | SPP_S | External | Shoulder | B15 | 1203 | 800 | 0 | 44.92 | 46.16 | 8 | 0
2030 | ERCOT_2_SPP_S | ERCOT | SPP_S | External | Summer | B1 | 10 | 800 | 0 | 81.2 | 78.41 | 8 | 0
2030 | ERCOT_2_SPP_S | ERCOT | SPP_S | External | Summer | B2 | 25 | 800 | 0 | 81.2 | 78.41 | 8 | 0
2030 | ERCOT_2_SPP_S | ERCOT | SPP_S | External | Summer | B3 | 75 | 800 | 181.76 | 69.38 | 77.38 | 8 | 0
2030 | ERCOT_2_SPP_S | ERCOT | SPP_S | External | Summer | B4 | 100 | 800 | 0 | 69.38 | 71.29 | 8 | 0
2030 | ERCOT_2_SPP_S | ERCOT | SPP_S | External | Summer | B5 | 200 | 800 | 0 | 69.38 | 68.85 | 8 | 0
2030 | ERCOT_2_SPP_S | ERCOT | SPP_S | External | Summer | B6 | 300 | 800 | 0 | 69.38 | 68.28 | 8 | 0
2030 | ERCOT_2_SPP_S | ERCOT | SPP_S | External | Summer | B7 | 400 | 800 | 0 | 64.77 | 59.77 | 8 | 0
2030 | ERCOT_2_SPP_S | ERCOT | SPP_S | External | Summer | B8 | 500 | 800 | 0 | 47.42 | 49.48 | 8 | 0
2030 | ERCOT_2_SPP_S | ERCOT | SPP_S | External | Summer | B9 | 800 | 800 | 0 | 47.42 | 47.32 | 8 | 0
2030 | ERCOT_2_SPP_S | ERCOT | SPP_S | External | Summer | B10 | 1262 | 800 | 0 | 47.42 | 45.45 | 8 | 0
2030 | ERCOT_2_SPP_S | ERCOT | SPP_S | External | Winter | B16 | 25 | 800 | 0 | 69.91 | 72.62 | 8 | 0
2030 | ERCOT_2_SPP_S | ERCOT | SPP_S | External | Winter | B17 | 100 | 800 | 0 | 55.92 | 54.78 | 8 | 0
2030 | ERCOT_2_SPP_S | ERCOT | SPP_S | External | Winter | B18 | 400 | 800 | 0 | 51.77 | 52.37 | 8 | 0
2030 | ERCOT_2_SPP_S | ERCOT | SPP_S | External | Winter | B19 | 700 | 800 | 0 | 51.77 | 52.37 | 8 | 0
2030 | ERCOT_2_SPP_S | ERCOT | SPP_S | External | Winter | B20 | 935 | 800 | 0 | 47.56 | 48.83 | 8 | 0
2030 | MAPP_US_2_RMPA | MAPP_US | RMPA | External | Shoulder | B11 | 25 | 200 | 0 | 73.59 | 54.43 | 8 | 0
2030 | MAPP_US_2_RMPA | MAPP_US | RMPA | External | Shoulder | B12 | 200 | 200 | 0 | 51.92 | 52.79 | 8 | 0
2030 | MAPP_US_2_RMPA | MAPP_US | RMPA | External | Shoulder | B13 | 600 | 200 | 0 | 45.99 | 52.78 | 8 | 0
2030 | MAPP_US_2_RMPA | MAPP_US | RMPA | External | Shoulder | B14 | 900 | 200 | 0 | 45.99 | 51.88 | 8 | 0
2030 | MAPP_US_2_RMPA | MAPP_US | RMPA | External | Shoulder | B15 | 1203 | 200 | 0 | 45.99 | 40.08 | 8 | 0
2030 | MAPP_US_2_RMPA | MAPP_US | RMPA | External | Summer | B1 | 10 | 200 | 0 | 92.13 | 80.02 | 8 | 0
2030 | MAPP_US_2_RMPA | MAPP_US | RMPA | External | Summer | B2 | 25 | 200 | 0 | 76.68 | 80.02 | 8 | 0
2030 | MAPP_US_2_RMPA | MAPP_US | RMPA | External | Summer | B3 | 75 | 200 | 0 | 78.97 | 80.02 | 8 | 0
2030 | MAPP_US_2_RMPA | MAPP_US | RMPA | External | Summer | B4 | 100 | 200 | 0 | 73.07 | 67.56 | 8 | 0
2030 | MAPP_US_2_RMPA | MAPP_US | RMPA | External | Summer | B5 | 200 | 200 | 0 | 71.5 | 52.22 | 8 | 0
2030 | MAPP_US_2_RMPA | MAPP_US | RMPA | External | Summer | B6 | 300 | 200 | 0 | 67.88 | 52.22 | 8 | 0
2030 | MAPP_US_2_RMPA | MAPP_US | RMPA | External | Summer | B7 | 400 | 200 | 0 | 52.75 | 52.22 | 8 | 0
2030 | MAPP_US_2_RMPA | MAPP_US | RMPA | External | Summer | B8 | 500 | 200 | 200 | 42.46 | 52.22 | 8 | 1.76
2030 | MAPP_US_2_RMPA | MAPP_US | RMPA | External | Summer | B9 | 800 | 200 | 0 | 40.3 | 47.31 | 8 | 0
2030 | MAPP_US_2_RMPA | MAPP_US | RMPA | External | Summer | B10 | 1262 | 200 | 0 | 36.42 | 37.38 | 8 | 0
2030 | MAPP_US_2_RMPA | MAPP_US | RMPA | External | Winter | B16 | 25 | 200 | 0 | 71.99 | 63.99 | 8 | 0
2030 | MAPP_US_2_RMPA | MAPP_US | RMPA | External | Winter | B17 | 100 | 200 | 0 | 52.78 | 58.55 | 8 | 0
2030 | MAPP_US_2_RMPA | MAPP_US | RMPA | External | Winter | B18 | 400 | 200 | 0 | 48.21 | 55.99 | 8 | 0
2030 | MAPP_US_2_RMPA | MAPP_US | RMPA | External | Winter | B19 | 700 | 200 | 0 | 48.21 | 55.99 | 8 | 0
2030 | MAPP_US_2_RMPA | MAPP_US | RMPA | External | Winter | B20 | 935 | 200 | 0 | 43.42 | 35.42 | 8 | 0
2030 | NE_2_RMPA | NE | RMPA | External | Shoulder | B11 | 25 | 310 | 0 | 80.59 | 54.43 | 5 | 0
2030 | NE_2_RMPA | NE | RMPA | External | Shoulder | B12 | 200 | 310 | 0 | 58.92 | 52.79 | 5 | 0
2030 | NE_2_RMPA | NE | RMPA | External | Shoulder | B13 | 600 | 310 | 0 | 52.99 | 52.78 | 5 | 0
2030 | NE_2_RMPA | NE | RMPA | External | Shoulder | B14 | 900 | 310 | 0 | 49.46 | 51.88 | 5 | 0
2030 | NE_2_RMPA | NE | RMPA | External | Shoulder | B15 | 1203 | 310 | 0 | 46.14 | 40.08 | 5 | 0
2030 | NE_2_RMPA | NE | RMPA | External | Summer | B1 | 10 | 310 | 0 | 94.13 | 80.02 | 5 | 0
2030 | NE_2_RMPA | NE | RMPA | External | Summer | B2 | 25 | 310 | 0 | 81 | 80.02 | 5 | 0
2030 | NE_2_RMPA | NE | RMPA | External | Summer | B3 | 75 | 310 | 0 | 80.97 | 80.02 | 5 | 0
2030 | NE_2_RMPA | NE | RMPA | External | Summer | B4 | 100 | 310 | 0 | 80.07 | 67.56 | 5 | 0
2030 | NE_2_RMPA | NE | RMPA | External | Summer | B5 | 200 | 310 | 0 | 78.5 | 52.22 | 5 | 0
2030 | NE_2_RMPA | NE | RMPA | External | Summer | B6 | 300 | 310 | 0 | 74.88 | 52.22 | 5 | 0
2030 | NE_2_RMPA | NE | RMPA | External | Summer | B7 | 400 | 310 | 0 | 59.75 | 52.22 | 5 | 0
2030 | NE_2_RMPA | NE | RMPA | External | Summer | B8 | 500 | 310 | 0 | 49.46 | 52.22 | 5 | 0
2030 | NE_2_RMPA | NE | RMPA | External | Summer | B9 | 800 | 310 | 0 | 47.3 | 47.31 | 5 | 0
2030 | NE_2_RMPA | NE | RMPA | External | Summer | B10 | 1262 | 310 | 0 | 43.42 | 37.38 | 5 | 0
2030 | NE_2_RMPA | NE | RMPA | External | Winter | B16 | 25 | 310 | 0 | 78.99 | 63.99 | 5 | 0
2030 | NE_2_RMPA | NE | RMPA | External | Winter | B17 | 100 | 310 | 0 | 54.78 | 58.55 | 5 | 0
2030 | NE_2_RMPA | NE | RMPA | External | Winter | B18 | 400 | 310 | 0 | 52.35 | 55.99 | 5 | 0
2030 | NE_2_RMPA | NE | RMPA | External | Winter | B19 | 700 | 310 | 0 | 52.34 | 55.99 | 5 | 0
2030 | NE_2_RMPA | NE | RMPA | External | Winter | B20 | 935 | 310 | 0 | 48.81 | 35.42 | 5 | 0
2030 | NWPP_Coal_2_MAPP_US | NWPP_Coal | MAPP_US | External | Shoulder | B11 | 25 | 150 | 150 | 60.03 | 73.59 | 8 | 5.55
2030 | NWPP_Coal_2_MAPP_US | NWPP_Coal | MAPP_US | External | Shoulder | B12 | 200 | 150 | 0 | 60.03 | 51.92 | 8 | 0
2030 | NWPP_Coal_2_MAPP_US | NWPP_Coal | MAPP_US | External | Shoulder | B13 | 600 | 150 | 0 | 60.03 | 45.99 | 8 | 0
2030 | NWPP_Coal_2_MAPP_US | NWPP_Coal | MAPP_US | External | Shoulder | B14 | 900 | 150 | 0 | 60.03 | 45.99 | 8 | 0
2030 | NWPP_Coal_2_MAPP_US | NWPP_Coal | MAPP_US | External | Shoulder | B15 | 1203 | 150 | 0 | 60.03 | 45.99 | 8 | 0
2030 | NWPP_Coal_2_MAPP_US | NWPP_Coal | MAPP_US | External | Summer | B1 | 10 | 150 | 150 | 59.4 | 92.13 | 8 | 24.73
2030 | NWPP_Coal_2_MAPP_US | NWPP_Coal | MAPP_US | External | Summer | B2 | 25 | 150 | 150 | 59.4 | 76.68 | 8 | 9.28
2030 | NWPP_Coal_2_MAPP_US | NWPP_Coal | MAPP_US | External | Summer | B3 | 75 | 150 | 150 | 59.4 | 78.97 | 8 | 11.57
2030 | NWPP_Coal_2_MAPP_US | NWPP_Coal | MAPP_US | External | Summer | B4 | 100 | 150 | 150 | 59.4 | 73.07 | 8 | 5.67
2030 | NWPP_Coal_2_MAPP_US | NWPP_Coal | MAPP_US | External | Summer | B5 | 200 | 150 | 150 | 59.4 | 71.5 | 8 | 4.1
2030 | NWPP_Coal_2_MAPP_US | NWPP_Coal | MAPP_US | External | Summer | B6 | 300 | 150 | 150 | 59.4 | 67.88 | 8 | 0.48
2030 | NWPP_Coal_2_MAPP_US | NWPP_Coal | MAPP_US | External | Summer | B7 | 400 | 150 | 0 | 59.4 | 52.75 | 8 | 0
2030 | NWPP_Coal_2_MAPP_US | NWPP_Coal | MAPP_US | External | Summer | B8 | 500 | 150 | 0 | 59.4 | 42.46 | 8 | 0
2030 | NWPP_Coal_2_MAPP_US | NWPP_Coal | MAPP_US | External | Summer | B9 | 800 | 150 | 0 | 59.4 | 40.3 | 8 | 0
2030 | NWPP_Coal_2_MAPP_US | NWPP_Coal | MAPP_US | External | Summer | B10 | 1262 | 150 | 0 | 59.4 | 36.42 | 8 | 0
2030 | NWPP_Coal_2_MAPP_US | NWPP_Coal | MAPP_US | External | Winter | B16 | 25 | 150 | 0 | 64.16 | 71.99 | 8 | 0
2030 | NWPP_Coal_2_MAPP_US | NWPP_Coal | MAPP_US | External | Winter | B17 | 100 | 150 | 0 | 64.16 | 52.78 | 8 | 0
2030 | NWPP_Coal_2_MAPP_US | NWPP_Coal | MAPP_US | External | Winter | B18 | 400 | 150 | 0 | 64.16 | 48.21 | 8 | 0
2030 | NWPP_Coal_2_MAPP_US | NWPP_Coal | MAPP_US | External | Winter | B19 | 700 | 150 | 0 | 64.16 | 48.21 | 8 | 0
2030 | NWPP_Coal_2_MAPP_US | NWPP_Coal | MAPP_US | External | Winter | B20 | 935 | 150 | 0 | 64.16 | 43.42 | 8 | 0
2030 | RMPA_2_MAPP_US | RMPA | MAPP_US | External | Shoulder | B11 | 25 | 200 | 200 | 54.43 | 73.59 | 8 | 11.16
2030 | RMPA_2_MAPP_US | RMPA | MAPP_US | External | Shoulder | B12 | 200 | 200 | 0 | 52.79 | 51.92 | 8 | 0
2030 | RMPA_2_MAPP_US | RMPA | MAPP_US | External | Shoulder | B13 | 600 | 200 | 0 | 52.78 | 45.99 | 8 | 0
2030 | RMPA_2_MAPP_US | RMPA | MAPP_US | External | Shoulder | B14 | 900 | 200 | 0 | 51.88 | 45.99 | 8 | 0
2030 | RMPA_2_MAPP_US | RMPA | MAPP_US | External | Shoulder | B15 | 1203 | 200 | 0 | 40.08 | 45.99 | 8 | 0
2030 | RMPA_2_MAPP_US | RMPA | MAPP_US | External | Summer | B1 | 10 | 200 | 200 | 80.02 | 92.13 | 8 | 4.12
2030 | RMPA_2_MAPP_US | RMPA | MAPP_US | External | Summer | B2 | 25 | 200 | 0 | 80.02 | 76.68 | 8 | 0
2030 | RMPA_2_MAPP_US | RMPA | MAPP_US | External | Summer | B3 | 75 | 200 | 0 | 80.02 | 78.97 | 8 | 0
2030 | RMPA_2_MAPP_US | RMPA | MAPP_US | External | Summer | B4 | 100 | 200 | 0 | 67.56 | 73.07 | 8 | 0
2030 | RMPA_2_MAPP_US | RMPA | MAPP_US | External | Summer | B5 | 200 | 200 | 200 | 52.22 | 71.5 | 8 | 11.29
2030 | RMPA_2_MAPP_US | RMPA | MAPP_US | External | Summer | B6 | 300 | 200 | 200 | 52.22 | 67.88 | 8 | 7.66
2030 | RMPA_2_MAPP_US | RMPA | MAPP_US | External | Summer | B7 | 400 | 200 | 0 | 52.22 | 52.75 | 8 | 0
2030 | RMPA_2_MAPP_US | RMPA | MAPP_US | External | Summer | B8 | 500 | 200 | 0 | 52.22 | 42.46 | 8 | 0
2030 | RMPA_2_MAPP_US | RMPA | MAPP_US | External | Summer | B9 | 800 | 200 | 0 | 47.31 | 40.3 | 8 | 0
2030 | RMPA_2_MAPP_US | RMPA | MAPP_US | External | Summer | B10 | 1262 | 200 | 0 | 37.38 | 36.42 | 8 | 0
2030 | RMPA_2_MAPP_US | RMPA | MAPP_US | External | Winter | B16 | 25 | 200 | 7.18 | 63.99 | 71.99 | 8 | 0
2030 | RMPA_2_MAPP_US | RMPA | MAPP_US | External | Winter | B17 | 100 | 200 | 0 | 58.55 | 52.78 | 8 | 0
2030 | RMPA_2_MAPP_US | RMPA | MAPP_US | External | Winter | B18 | 400 | 200 | 0 | 55.99 | 48.21 | 8 | 0
2030 | RMPA_2_MAPP_US | RMPA | MAPP_US | External | Winter | B19 | 700 | 200 | 0 | 55.99 | 48.21 | 8 | 0
2030 | RMPA_2_MAPP_US | RMPA | MAPP_US | External | Winter | B20 | 935 | 200 | 2.48 | 35.42 | 43.42 | 8 | 0
2030 | RMPA_2_NE | RMPA | NE | External | Shoulder | B11 | 25 | 310 | 310 | 54.43 | 80.59 | 8 | 18.16
2030 | RMPA_2_NE | RMPA | NE | External | Shoulder | B12 | 200 | 310 | 0 | 52.79 | 58.92 | 8 | 0
2030 | RMPA_2_NE | RMPA | NE | External | Shoulder | B13 | 600 | 310 | 0 | 52.78 | 52.99 | 8 | 0
2030 | RMPA_2_NE | RMPA | NE | External | Shoulder | B14 | 900 | 310 | 0 | 51.88 | 49.46 | 8 | 0
2030 | RMPA_2_NE | RMPA | NE | External | Shoulder | B15 | 1203 | 310 | 0 | 40.08 | 46.14 | 8 | 0
2030 | RMPA_2_NE | RMPA | NE | External | Summer | B1 | 10 | 310 | 310 | 80.02 | 94.13 | 8 | 6.12
2030 | RMPA_2_NE | RMPA | NE | External | Summer | B2 | 25 | 310 | 0 | 80.02 | 81 | 8 | 0
2030 | RMPA_2_NE | RMPA | NE | External | Summer | B3 | 75 | 310 | 0 | 80.02 | 80.97 | 8 | 0
2030 | RMPA_2_NE | RMPA | NE | External | Summer | B4 | 100 | 310 | 310 | 67.56 | 80.07 | 8 | 4.5
2030 | RMPA_2_NE | RMPA | NE | External | Summer | B5 | 200 | 310 | 310 | 52.22 | 78.5 | 8 | 18.29
2030 | RMPA_2_NE | RMPA | NE | External | Summer | B6 | 300 | 310 | 310 | 52.22 | 74.88 | 8 | 14.66
2030 | RMPA_2_NE | RMPA | NE | External | Summer | B7 | 400 | 310 | 0 | 52.22 | 59.75 | 8 | 0
2030 | RMPA_2_NE | RMPA | NE | External | Summer | B8 | 500 | 310 | 0 | 52.22 | 49.46 | 8 | 0
2030 | RMPA_2_NE | RMPA | NE | External | Summer | B9 | 800 | 310 | 0 | 47.31 | 47.3 | 8 | 0
2030 | RMPA_2_NE | RMPA | NE | External | Summer | B10 | 1262 | 310 | 0 | 37.38 | 43.42 | 8 | 0
2030 | RMPA_2_NE | RMPA | NE | External | Winter | B16 | 25 | 310 | 310 | 63.99 | 78.99 | 8 | 7
2030 | RMPA_2_NE | RMPA | NE | External | Winter | B17 | 100 | 310 | 0 | 58.55 | 54.78 | 8 | 0
2030 | RMPA_2_NE | RMPA | NE | External | Winter | B18 | 400 | 310 | 0 | 55.99 | 52.35 | 8 | 0
2030 | RMPA_2_NE | RMPA | NE | External | Winter | B19 | 700 | 310 | 0 | 55.99 | 52.34 | 8 | 0
2030 | RMPA_2_NE | RMPA | NE | External | Winter | B20 | 935 | 310 | 310 | 35.42 | 48.81 | 8 | 5.38
2030 | RMPA_2_SPP_N | RMPA | SPP_N | External | Shoulder | B11 | 25 | 210 | 210 | 54.43 | 80.6 | 8 | 18.17
2030 | RMPA_2_SPP_N | RMPA | SPP_N | External | Shoulder | B12 | 200 | 210 | 0 | 52.79 | 53.92 | 8 | 0
2030 | RMPA_2_SPP_N | RMPA | SPP_N | External | Shoulder | B13 | 600 | 210 | 0 | 52.78 | 50.42 | 8 | 0
2030 | RMPA_2_SPP_N | RMPA | SPP_N | External | Shoulder | B14 | 900 | 210 | 0 | 51.88 | 49 | 8 | 0
2030 | RMPA_2_SPP_N | RMPA | SPP_N | External | Shoulder | B15 | 1203 | 210 | 0 | 40.08 | 46.15 | 8 | 0
2030 | RMPA_2_SPP_N | RMPA | SPP_N | External | Summer | B1 | 10 | 210 | 210 | 80.02 | 94.13 | 8 | 6.12
2030 | RMPA_2_SPP_N | RMPA | SPP_N | External | Summer | B2 | 25 | 210 | 0 | 80.02 | 80.98 | 8 | 0
2030 | RMPA_2_SPP_N | RMPA | SPP_N | External | Summer | B3 | 75 | 210 | 0 | 80.02 | 80.98 | 8 | 0
2030 | RMPA_2_SPP_N | RMPA | SPP_N | External | Summer | B4 | 100 | 210 | 210 | 67.56 | 80.08 | 8 | 4.51
2030 | RMPA_2_SPP_N | RMPA | SPP_N | External | Summer | B5 | 200 | 210 | 210 | 52.22 | 78.51 | 8 | 18.3
2030 | RMPA_2_SPP_N | RMPA | SPP_N | External | Summer | B6 | 300 | 210 | 210 | 52.22 | 69.88 | 8 | 9.66
2030 | RMPA_2_SPP_N | RMPA | SPP_N | External | Summer | B7 | 400 | 210 | 0 | 52.22 | 59.76 | 8 | 0
2030 | RMPA_2_SPP_N | RMPA | SPP_N | External | Summer | B8 | 500 | 210 | 0 | 52.22 | 49.47 | 8 | 0
2030 | RMPA_2_SPP_N | RMPA | SPP_N | External | Summer | B9 | 800 | 210 | 0 | 47.31 | 47.31 | 8 | 0
2030 | RMPA_2_SPP_N | RMPA | SPP_N | External | Summer | B10 | 1262 | 210 | 0 | 37.38 | 44.26 | 8 | 0
2030 | RMPA_2_SPP_N | RMPA | SPP_N | External | Winter | B16 | 25 | 210 | 210 | 63.99 | 79.01 | 8 | 7.01
2030 | RMPA_2_SPP_N | RMPA | SPP_N | External | Winter | B17 | 100 | 210 | 0 | 58.55 | 54.79 | 8 | 0
2030 | RMPA_2_SPP_N | RMPA | SPP_N | External | Winter | B18 | 400 | 210 | 0 | 55.99 | 52.36 | 8 | 0
2030 | RMPA_2_SPP_N | RMPA | SPP_N | External | Winter | B19 | 700 | 210 | 0 | 55.99 | 52.35 | 8 | 0
2030 | RMPA_2_SPP_N | RMPA | SPP_N | External | Winter | B20 | 935 | 210 | 210 | 35.42 | 48.82 | 8 | 5.39
2030 | SPP_N_2_RMPA | SPP_N | RMPA | External | Shoulder | B11 | 25 | 210 | 0 | 80.6 | 54.43 | 5 | 0
2030 | SPP_N_2_RMPA | SPP_N | RMPA | External | Shoulder | B12 | 200 | 210 | 0 | 53.92 | 52.79 | 5 | 0
2030 | SPP_N_2_RMPA | SPP_N | RMPA | External | Shoulder | B13 | 600 | 210 | 0 | 50.42 | 52.78 | 5 | 0
2030 | SPP_N_2_RMPA | SPP_N | RMPA | External | Shoulder | B14 | 900 | 210 | 0 | 49 | 51.88 | 5 | 0
2030 | SPP_N_2_RMPA | SPP_N | RMPA | External | Shoulder | B15 | 1203 | 210 | 0 | 46.15 | 40.08 | 5 | 0
2030 | SPP_N_2_RMPA | SPP_N | RMPA | External | Summer | B1 | 10 | 210 | 0 | 94.13 | 80.02 | 5 | 0
2030 | SPP_N_2_RMPA | SPP_N | RMPA | External | Summer | B2 | 25 | 210 | 0 | 80.98 | 80.02 | 5 | 0
2030 | SPP_N_2_RMPA | SPP_N | RMPA | External | Summer | B3 | 75 | 210 | 0 | 80.98 | 80.02 | 5 | 0
2030 | SPP_N_2_RMPA | SPP_N | RMPA | External | Summer | B4 | 100 | 210 | 0 | 80.08 | 67.56 | 5 | 0
2030 | SPP_N_2_RMPA | SPP_N | RMPA | External | Summer | B5 | 200 | 210 | 0 | 78.51 | 52.22 | 5 | 0
2030 | SPP_N_2_RMPA | SPP_N | RMPA | External | Summer | B6 | 300 | 210 | 0 | 69.88 | 52.22 | 5 | 0
2030 | SPP_N_2_RMPA | SPP_N | RMPA | External | Summer | B7 | 400 | 210 | 0 | 59.76 | 52.22 | 5 | 0
2030 | SPP_N_2_RMPA | SPP_N | RMPA | External | Summer | B8 | 500 | 210 | 0 | 49.47 | 52.22 | 5 | 0
2030 | SPP_N_2_RMPA | SPP_N | RMPA | External | Summer | B9 | 800 | 210 | 0 | 47.31 | 47.31 | 5 | 0
2030 | SPP_N_2_RMPA | SPP_N | RMPA | External | Summer | B10 | 1262 | 210 | 0 | 44.26 | 37.38 | 5 | 0
2030 | SPP_N_2_RMPA | SPP_N | RMPA | External | Winter | B16 | 25 | 210 | 0 | 79.01 | 63.99 | 5 | 0
2030 | SPP_N_2_RMPA | SPP_N | RMPA | External | Winter | B17 | 100 | 210 | 0 | 54.79 | 58.55 | 5 | 0
2030 | SPP_N_2_RMPA | SPP_N | RMPA | External | Winter | B18 | 400 | 210 | 0 | 52.36 | 55.99 | 5 | 0
2030 | SPP_N_2_RMPA | SPP_N | RMPA | External | Winter | B19 | 700 | 210 | 0 | 52.35 | 55.99 | 5 | 0
2030 | SPP_N_2_RMPA | SPP_N | RMPA | External | Winter | B20 | 935 | 210 | 0 | 48.82 | 35.42 | 5 | 0
2030 | SPP_S_2_ERCOT | SPP_S | ERCOT | External | Shoulder | B11 | 25 | 800 | 0 | 70.76 | 71.43 | 5 | 0
2030 | SPP_S_2_ERCOT | SPP_S | ERCOT | External | Shoulder | B12 | 200 | 800 | 0 | 51.25 | 53.23 | 5 | 0
2030 | SPP_S_2_ERCOT | SPP_S | ERCOT | External | Shoulder | B13 | 600 | 800 | 0 | 49.04 | 48.8 | 5 | 0
2030 | SPP_S_2_ERCOT | SPP_S | ERCOT | External | Shoulder | B14 | 900 | 800 | 0 | 49.01 | 48.8 | 5 | 0
2030 | SPP_S_2_ERCOT | SPP_S | ERCOT | External | Shoulder | B15 | 1203 | 800 | 0 | 46.16 | 44.92 | 5 | 0
2030 | SPP_S_2_ERCOT | SPP_S | ERCOT | External | Summer | B1 | 10 | 800 | 0 | 78.41 | 81.2 | 5 | 0
2030 | SPP_S_2_ERCOT | SPP_S | ERCOT | External | Summer | B2 | 25 | 800 | 0 | 78.41 | 81.2 | 5 | 0
2030 | SPP_S_2_ERCOT | SPP_S | ERCOT | External | Summer | B3 | 75 | 800 | 0 | 77.38 | 69.38 | 5 | 0
2030 | SPP_S_2_ERCOT | SPP_S | ERCOT | External | Summer | B4 | 100 | 800 | 0 | 71.29 | 69.38 | 5 | 0
2030 | SPP_S_2_ERCOT | SPP_S | ERCOT | External | Summer | B5 | 200 | 800 | 0 | 68.85 | 69.38 | 5 | 0
2030 | SPP_S_2_ERCOT | SPP_S | ERCOT | External | Summer | B6 | 300 | 800 | 0 | 68.28 | 69.38 | 5 | 0
2030 | SPP_S_2_ERCOT | SPP_S | ERCOT | External | Summer | B7 | 400 | 800 | 338.82 | 59.77 | 64.77 | 5 | 0
2030 | SPP_S_2_ERCOT | SPP_S | ERCOT | External | Summer | B8 | 500 | 800 | 0 | 49.48 | 47.42 | 5 | 0
2030 | SPP_S_2_ERCOT | SPP_S | ERCOT | External | Summer | B9 | 800 | 800 | 0 | 47.32 | 47.42 | 5 | 0
2030 | SPP_S_2_ERCOT | SPP_S | ERCOT | External | Summer | B10 | 1262 | 800 | 0 | 45.45 | 47.42 | 5 | 0
2030 | SPP_S_2_ERCOT | SPP_S | ERCOT | External | Winter | B16 | 25 | 800 | 0 | 72.62 | 69.91 | 5 | 0
2030 | SPP_S_2_ERCOT | SPP_S | ERCOT | External | Winter | B17 | 100 | 800 | 0 | 54.78 | 55.92 | 5 | 0
2030 | SPP_S_2_ERCOT | SPP_S | ERCOT | External | Winter | B18 | 400 | 800 | 0 | 52.37 | 51.77 | 5 | 0
2030 | SPP_S_2_ERCOT | SPP_S | ERCOT | External | Winter | B19 | 700 | 800 | 0 | 52.37 | 51.77 | 5 | 0
2030 | SPP_S_2_ERCOT | SPP_S | ERCOT | External | Winter | B20 | 935 | 800 | 0 | 48.83 | 47.56 | 5 | 0
2035 | AZ_NM_SNV_Coal_2_SPP_S | AZ_NM_SNV_Coal | SPP_S | External | Shoulder | B11 | 25 | 400 | 0 | 70.77 | 74.51 | 8.17 | 0
2035 | AZ_NM_SNV_Coal_2_SPP_S | AZ_NM_SNV_Coal | SPP_S | External | Shoulder | B12 | 200 | 400 | 0 | 65.31 | 54.3 | 8.17 | 0
2035 | AZ_NM_SNV_Coal_2_SPP_S | AZ_NM_SNV_Coal | SPP_S | External | Shoulder | B13 | 600 | 400 | 0 | 65.3 | 54.3 | 8.17 | 0
2035 | AZ_NM_SNV_Coal_2_SPP_S | AZ_NM_SNV_Coal | SPP_S | External | Shoulder | B14 | 900 | 400 | 0 | 62.19 | 49.83 | 8.17 | 0
2035 | AZ_NM_SNV_Coal_2_SPP_S | AZ_NM_SNV_Coal | SPP_S | External | Shoulder | B15 | 1203 | 400 | 0 | 56.6 | 49.83 | 8.17 | 0
2035 | AZ_NM_SNV_Coal_2_SPP_S | AZ_NM_SNV_Coal | SPP_S | External | Summer | B1 | 10 | 400 | 0 | 390.17 | 66.61 | 8.17 | 0
2035 | AZ_NM_SNV_Coal_2_SPP_S | AZ_NM_SNV_Coal | SPP_S | External | Summer | B2 | 25 | 400 | 0 | 121.31 | 76.62 | 8.17 | 0
2035 | AZ_NM_SNV_Coal_2_SPP_S | AZ_NM_SNV_Coal | SPP_S | External | Summer | B3 | 75 | 400 | 0 | 102.82 | 76.62 | 8.17 | 0
2035 | AZ_NM_SNV_Coal_2_SPP_S | AZ_NM_SNV_Coal | SPP_S | External | Summer | B4 | 100 | 400 | 0 | 102.82 | 76.62 | 8.17 | 0
2035 | AZ_NM_SNV_Coal_2_SPP_S | AZ_NM_SNV_Coal | SPP_S | External | Summer | B5 | 200 | 400 | 0 | 94.9 | 75.98 | 8.17 | 0
2035 | AZ_NM_SNV_Coal_2_SPP_S | AZ_NM_SNV_Coal | SPP_S | External | Summer | B6 | 300 | 400 | 0 | 85.42 | 75.98 | 8.17 | 0
2035 | AZ_NM_SNV_Coal_2_SPP_S | AZ_NM_SNV_Coal | SPP_S | External | Summer | B7 | 400 | 400 | 0 | 73.27 | 54.99 | 8.17 | 0
2035 | AZ_NM_SNV_Coal_2_SPP_S | AZ_NM_SNV_Coal | SPP_S | External | Summer | B8 | 500 | 400 | 0 | 69.24 | 52.57 | 8.17 | 0
2035 | AZ_NM_SNV_Coal_2_SPP_S | AZ_NM_SNV_Coal | SPP_S | External | Summer | B9 | 800 | 400 | 0 | 69 | 50.28 | 8.17 | 0
2035 | AZ_NM_SNV_Coal_2_SPP_S | AZ_NM_SNV_Coal | SPP_S | External | Summer | B10 | 1262 | 400 | 0 | 56.94 | 48.18 | 8.17 | 0
2035 | AZ_NM_SNV_Coal_2_SPP_S | AZ_NM_SNV_Coal | SPP_S | External | Winter | B16 | 25 | 400 | 0 | 74.69 | 58.2 | 8.17 | 0
2035 | AZ_NM_SNV_Coal_2_SPP_S | AZ_NM_SNV_Coal | SPP_S | External | Winter | B17 | 100 | 400 | 0 | 69.96 | 58.06 | 8.17 | 0
2035 | AZ_NM_SNV_Coal_2_SPP_S | AZ_NM_SNV_Coal | SPP_S | External | Winter | B18 | 400 | 400 | 0 | 67.17 | 53.8 | 8.17 | 0
2035 | AZ_NM_SNV_Coal_2_SPP_S | AZ_NM_SNV_Coal | SPP_S | External | Winter | B19 | 700 | 400 | 0 | 67.17 | 53.19 | 8.17 | 0
2035 | AZ_NM_SNV_Coal_2_SPP_S | AZ_NM_SNV_Coal | SPP_S | External | Winter | B20 | 935 | 400 | 0 | 60.93 | 53.13 | 8.17 | 0
2035 | ERCOT_2_SPP_S | ERCOT | SPP_S | External | Shoulder | B11 | 25 | 800 | 0 | 79.51 | 74.51 | 8 | 0
2035 | ERCOT_2_SPP_S | ERCOT | SPP_S | External | Shoulder | B12 | 200 | 800 | 0 | 55.95 | 54.3 | 8 | 0
2035 | ERCOT_2_SPP_S | ERCOT | SPP_S | External | Shoulder | B13 | 600 | 800 | 0 | 54.23 | 54.3 | 8 | 0
2035 | ERCOT_2_SPP_S | ERCOT | SPP_S | External | Shoulder | B14 | 900 | 800 | 0 | 54.23 | 49.83 | 8 | 0
2035 | ERCOT_2_SPP_S | ERCOT | SPP_S | External | Shoulder | B15 | 1203 | 800 | 0 | 49.77 | 49.83 | 8 | 0
2035 | ERCOT_2_SPP_S | ERCOT | SPP_S | External | Summer | B1 | 10 | 800 | 0 | 89.69 | 66.61 | 8 | 0
2035 | ERCOT_2_SPP_S | ERCOT | SPP_S | External | Summer | B2 | 25 | 800 | 0 | 89.69 | 76.62 | 8 | 0
2035 | ERCOT_2_SPP_S | ERCOT | SPP_S | External | Summer | B3 | 75 | 800 | 0 | 77.19 | 76.62 | 8 | 0
2035 | ERCOT_2_SPP_S | ERCOT | SPP_S | External | Summer | B4 | 100 | 800 | 0 | 77.19 | 76.62 | 8 | 0
2035 | ERCOT_2_SPP_S | ERCOT | SPP_S | External | Summer | B5 | 200 | 800 | 0 | 77.19 | 75.98 | 8 | 0
2035 | ERCOT_2_SPP_S | ERCOT | SPP_S | External | Summer | B6 | 300 | 800 | 0 | 77.19 | 75.98 | 8 | 0
2035 | ERCOT_2_SPP_S | ERCOT | SPP_S | External | Summer | B7 | 400 | 800 | 0 | 57.46 | 54.99 | 8 | 0
2035 | ERCOT_2_SPP_S | ERCOT | SPP_S | External | Summer | B8 | 500 | 800 | 0 | 52.67 | 52.57 | 8 | 0
2035 | ERCOT_2_SPP_S | ERCOT | SPP_S | External | Summer | B9 | 800 | 800 | 0 | 52.67 | 50.28 | 8 | 0
2035 | ERCOT_2_SPP_S | ERCOT | SPP_S | External | Summer | B10 | 1262 | 800 | 0 | 48.37 | 48.18 | 8 | 0
2035 | ERCOT_2_SPP_S | ERCOT | SPP_S | External | Winter | B16 | 25 | 800 | 0 | 77.75 | 58.2 | 8 | 0
2035 | ERCOT_2_SPP_S | ERCOT | SPP_S | External | Winter | B17 | 100 | 800 | 0 | 57.5 | 58.06 | 8 | 0
2035 | ERCOT_2_SPP_S | ERCOT | SPP_S | External | Winter | B18 | 400 | 800 | 0 | 57.5 | 53.8 | 8 | 0
2035 | ERCOT_2_SPP_S | ERCOT | SPP_S | External | Winter | B19 | 700 | 800 | 0 | 57.5 | 53.19 | 8 | 0
2035 | ERCOT_2_SPP_S | ERCOT | SPP_S | External | Winter | B20 | 935 | 800 | 0 | 52.68 | 53.13 | 8 | 0
2035 | MAPP_US_2_RMPA | MAPP_US | RMPA | External | Shoulder | B11 | 25 | 200 | 0 | 82.47 | 57.14 | 8 | 0
2035 | MAPP_US_2_RMPA | MAPP_US | RMPA | External | Shoulder | B12 | 200 | 200 | 0 | 57.78 | 54.82 | 8 | 0
2035 | MAPP_US_2_RMPA | MAPP_US | RMPA | External | Shoulder | B13 | 600 | 200 | 0 | 48.51 | 54.82 | 8 | 0
2035 | MAPP_US_2_RMPA | MAPP_US | RMPA | External | Shoulder | B14 | 900 | 200 | 0 | 48.51 | 54.03 | 8 | 0
2035 | MAPP_US_2_RMPA | MAPP_US | RMPA | External | Shoulder | B15 | 1203 | 200 | 0 | 46.5 | 39.33 | 8 | 0
2035 | MAPP_US_2_RMPA | MAPP_US | RMPA | External | Summer | B1 | 10 | 200 | 0 | 105.26 | 88.85 | 8 | 0
2035 | MAPP_US_2_RMPA | MAPP_US | RMPA | External | Summer | B2 | 25 | 200 | 0 | 85 | 87.95 | 8 | 0
2035 | MAPP_US_2_RMPA | MAPP_US | RMPA | External | Summer | B3 | 75 | 200 | 0 | 85 | 87.95 | 8 | 0
2035 | MAPP_US_2_RMPA | MAPP_US | RMPA | External | Summer | B4 | 100 | 200 | 0 | 80.52 | 79.52 | 8 | 0
2035 | MAPP_US_2_RMPA | MAPP_US | RMPA | External | Summer | B5 | 200 | 200 | 0 | 79.8 | 57.73 | 8 | 0
2035 | MAPP_US_2_RMPA | MAPP_US | RMPA | External | Summer | B6 | 300 | 200 | 0 | 76.81 | 57.73 | 8 | 0
2035 | MAPP_US_2_RMPA | MAPP_US | RMPA | External | Summer | B7 | 400 | 200 | 0 | 52.38 | 57.73 | 8 | 0
2035 | MAPP_US_2_RMPA | MAPP_US | RMPA | External | Summer | B8 | 500 | 200 | 200 | 43.31 | 56.94 | 8 | 5.63
2035 | MAPP_US_2_RMPA | MAPP_US | RMPA | External | Summer | B9 | 800 | 200 | 0 | 39.59 | 42.26 | 8 | 0
2035 | MAPP_US_2_RMPA | MAPP_US | RMPA | External | Summer | B10 | 1262 | 200 | 0 | 37.73 | 35.84 | 8 | 0
2035 | MAPP_US_2_RMPA | MAPP_US | RMPA | External | Winter | B16 | 25 | 200 | 0 | 81.41 | 80.41 | 8 | 0
2035 | MAPP_US_2_RMPA | MAPP_US | RMPA | External | Winter | B17 | 100 | 200 | 0 | 60.03 | 64.83 | 8 | 0
2035 | MAPP_US_2_RMPA | MAPP_US | RMPA | External | Winter | B18 | 400 | 200 | 0 | 55.01 | 59.01 | 8 | 0
2035 | MAPP_US_2_RMPA | MAPP_US | RMPA | External | Winter | B19 | 700 | 200 | 0 | 55.01 | 59.01 | 8 | 0
2035 | MAPP_US_2_RMPA | MAPP_US | RMPA | External | Winter | B20 | 935 | 200 | 0 | 43.39 | 32.92 | 8 | 0
2035 | NE_2_RMPA | NE | RMPA | External | Shoulder | B11 | 25 | 310 | 0 | 89.47 | 57.14 | 5 | 0
2035 | NE_2_RMPA | NE | RMPA | External | Shoulder | B12 | 200 | 310 | 0 | 59.78 | 54.82 | 5 | 0
2035 | NE_2_RMPA | NE | RMPA | External | Shoulder | B13 | 600 | 310 | 0 | 55.51 | 54.82 | 5 | 0
2035 | NE_2_RMPA | NE | RMPA | External | Shoulder | B14 | 900 | 310 | 0 | 50.77 | 54.03 | 5 | 0
2035 | NE_2_RMPA | NE | RMPA | External | Shoulder | B15 | 1203 | 310 | 0 | 50.21 | 39.33 | 5 | 0
2035 | NE_2_RMPA | NE | RMPA | External | Summer | B1 | 10 | 310 | 0 | 107.26 | 88.85 | 5 | 0
2035 | NE_2_RMPA | NE | RMPA | External | Summer | B2 | 25 | 310 | 0 | 89.76 | 87.95 | 5 | 0
2035 | NE_2_RMPA | NE | RMPA | External | Summer | B3 | 75 | 310 | 0 | 89.76 | 87.95 | 5 | 0
2035 | NE_2_RMPA | NE | RMPA | External | Summer | B4 | 100 | 310 | 0 | 87.52 | 79.52 | 5 | 0
2035 | NE_2_RMPA | NE | RMPA | External | Summer | B5 | 200 | 310 | 0 | 86.8 | 57.73 | 5 | 0
2035 | NE_2_RMPA | NE | RMPA | External | Summer | B6 | 300 | 310 | 0 | 83.81 | 57.73 | 5 | 0
2035 | NE_2_RMPA | NE | RMPA | External | Summer | B7 | 400 | 310 | 0 | 59.38 | 57.73 | 5 | 0
2035 | NE_2_RMPA | NE | RMPA | External | Summer | B8 | 500 | 310 | 310 | 50.31 | 56.94 | 5 | 1.63
2035 | NE_2_RMPA | NE | RMPA | External | Summer | B9 | 800 | 310 | 0 | 46.59 | 42.26 | 5 | 0
2035 | NE_2_RMPA | NE | RMPA | External | Summer | B10 | 1262 | 310 | 0 | 39.73 | 35.84 | 5 | 0
2035 | NE_2_RMPA | NE | RMPA | External | Winter | B16 | 25 | 310 | 0 | 88.41 | 80.41 | 5 | 0
2035 | NE_2_RMPA | NE | RMPA | External | Winter | B17 | 100 | 310 | 0 | 62.03 | 64.83 | 5 | 0
2035 | NE_2_RMPA | NE | RMPA | External | Winter | B18 | 400 | 310 | 0 | 55.27 | 59.01 | 5 | 0
2035 | NE_2_RMPA | NE | RMPA | External | Winter | B19 | 700 | 310 | 0 | 54.26 | 59.01 | 5 | 0
2035 | NE_2_RMPA | NE | RMPA | External | Winter | B20 | 935 | 310 | 0 | 47.92 | 32.92 | 5 | 0
2035 | NWPP_Coal_2_MAPP_US | NWPP_Coal | MAPP_US | External | Shoulder | B11 | 25 | 150 | 150 | 65.31 | 82.47 | 8 | 9.16
2035 | NWPP_Coal_2_MAPP_US | NWPP_Coal | MAPP_US | External | Shoulder | B12 | 200 | 150 | 0 | 65.31 | 57.78 | 8 | 0
2035 | NWPP_Coal_2_MAPP_US | NWPP_Coal | MAPP_US | External | Shoulder | B13 | 600 | 150 | 0 | 65.31 | 48.51 | 8 | 0
2035 | NWPP_Coal_2_MAPP_US | NWPP_Coal | MAPP_US | External | Shoulder | B14 | 900 | 150 | 0 | 65.31 | 48.51 | 8 | 0
2035 | NWPP_Coal_2_MAPP_US | NWPP_Coal | MAPP_US | External | Shoulder | B15 | 1203 | 150 | 0 | 65.31 | 46.5 | 8 | 0
2035 | NWPP_Coal_2_MAPP_US | NWPP_Coal | MAPP_US | External | Summer | B1 | 10 | 150 | 0 | 111.61 | 105.26 | 8 | 0
2035 | NWPP_Coal_2_MAPP_US | NWPP_Coal | MAPP_US | External | Summer | B2 | 25 | 150 | 60.05 | 77 | 85 | 8 | 0
2035 | NWPP_Coal_2_MAPP_US | NWPP_Coal | MAPP_US | External | Summer | B3 | 75 | 150 | 150 | 65.1 | 85 | 8 | 11.89
2035 | NWPP_Coal_2_MAPP_US | NWPP_Coal | MAPP_US | External | Summer | B4 | 100 | 150 | 150 | 65.1 | 80.52 | 8 | 7.42
2035 | NWPP_Coal_2_MAPP_US | NWPP_Coal | MAPP_US | External | Summer | B5 | 200 | 150 | 150 | 65.1 | 79.8 | 8 | 6.7
2035 | NWPP_Coal_2_MAPP_US | NWPP_Coal | MAPP_US | External | Summer | B6 | 300 | 150 | 150 | 65.1 | 76.81 | 8 | 3.71
2035 | NWPP_Coal_2_MAPP_US | NWPP_Coal | MAPP_US | External | Summer | B7 | 400 | 150 | 0 | 65.1 | 52.38 | 8 | 0
2035 | NWPP_Coal_2_MAPP_US | NWPP_Coal | MAPP_US | External | Summer | B8 | 500 | 150 | 0 | 65.1 | 43.31 | 8 | 0
2035 | NWPP_Coal_2_MAPP_US | NWPP_Coal | MAPP_US | External | Summer | B9 | 800 | 150 | 0 | 65.1 | 39.59 | 8 | 0
2035 | NWPP_Coal_2_MAPP_US | NWPP_Coal | MAPP_US | External | Summer | B10 | 1262 | 150 | 0 | 65.1 | 37.73 | 8 | 0
2035 | NWPP_Coal_2_MAPP_US | NWPP_Coal | MAPP_US | External | Winter | B16 | 25 | 150 | 0 | 74.68 | 81.41 | 8 | 0
2035 | NWPP_Coal_2_MAPP_US | NWPP_Coal | MAPP_US | External | Winter | B17 | 100 | 150 | 0 | 69.95 | 60.03 | 8 | 0
2035 | NWPP_Coal_2_MAPP_US | NWPP_Coal | MAPP_US | External | Winter | B18 | 400 | 150 | 0 | 69.95 | 55.01 | 8 | 0
2035 | NWPP_Coal_2_MAPP_US | NWPP_Coal | MAPP_US | External | Winter | B19 | 700 | 150 | 0 | 69.95 | 55.01 | 8 | 0
2035 | NWPP_Coal_2_MAPP_US | NWPP_Coal | MAPP_US | External | Winter | B20 | 935 | 150 | 0 | 69.95 | 43.39 | 8 | 0
2035 | RMPA_2_MAPP_US | RMPA | MAPP_US | External | Shoulder | B11 | 25 | 200 | 200 | 57.14 | 82.47 | 8 | 17.33
2035 | RMPA_2_MAPP_US | RMPA | MAPP_US | External | Shoulder | B12 | 200 | 200 | 0 | 54.82 | 57.78 | 8 | 0
2035 | RMPA_2_MAPP_US | RMPA | MAPP_US | External | Shoulder | B13 | 600 | 200 | 0 | 54.82 | 48.51 | 8 | 0
2035 | RMPA_2_MAPP_US | RMPA | MAPP_US | External | Shoulder | B14 | 900 | 200 | 0 | 54.03 | 48.51 | 8 | 0
2035 | RMPA_2_MAPP_US | RMPA | MAPP_US | External | Shoulder | B15 | 1203 | 200 | 0 | 39.33 | 46.5 | 8 | 0
2035 | RMPA_2_MAPP_US | RMPA | MAPP_US | External | Summer | B1 | 10 | 200 | 200 | 88.85 | 105.26 | 8 | 8.4
2035 | RMPA_2_MAPP_US | RMPA | MAPP_US | External | Summer | B2 | 25 | 200 | 0 | 87.95 | 85 | 8 | 0
2035 | RMPA_2_MAPP_US | RMPA | MAPP_US | External | Summer | B3 | 75 | 200 | 0 | 87.95 | 85 | 8 | 0
2035 | RMPA_2_MAPP_US | RMPA | MAPP_US | External | Summer | B4 | 100 | 200 | 0 | 79.52 | 80.52 | 8 | 0
2035 | RMPA_2_MAPP_US | RMPA | MAPP_US | External | Summer | B5 | 200 | 200 | 200 | 57.73 | 79.8 | 8 | 14.07
2035 | RMPA_2_MAPP_US | RMPA | MAPP_US | External | Summer | B6 | 300 | 200 | 200 | 57.73 | 76.81 | 8 | 11.08
2035 | RMPA_2_MAPP_US | RMPA | MAPP_US | External | Summer | B7 | 400 | 200 | 0 | 57.73 | 52.38 | 8 | 0
2035 | RMPA_2_MAPP_US | RMPA | MAPP_US | External | Summer | B8 | 500 | 200 | 0 | 56.94 | 43.31 | 8 | 0
2035 | RMPA_2_MAPP_US | RMPA | MAPP_US | External | Summer | B9 | 800 | 200 | 0 | 42.26 | 39.59 | 8 | 0
2035 | RMPA_2_MAPP_US | RMPA | MAPP_US | External | Summer | B10 | 1262 | 200 | 0 | 35.84 | 37.73 | 8 | 0
2035 | RMPA_2_MAPP_US | RMPA | MAPP_US | External | Winter | B16 | 25 | 200 | 0 | 80.41 | 81.41 | 8 | 0
2035 | RMPA_2_MAPP_US | RMPA | MAPP_US | External | Winter | B17 | 100 | 200 | 0 | 64.83 | 60.03 | 8 | 0
2035 | RMPA_2_MAPP_US | RMPA | MAPP_US | External | Winter | B18 | 400 | 200 | 0 | 59.01 | 55.01 | 8 | 0
2035 | RMPA_2_MAPP_US | RMPA | MAPP_US | External | Winter | B19 | 700 | 200 | 0 | 59.01 | 55.01 | 8 | 0
2035 | RMPA_2_MAPP_US | RMPA | MAPP_US | External | Winter | B20 | 935 | 200 | 200 | 32.92 | 43.39 | 8 | 2.46
2035 | RMPA_2_NE | RMPA | NE | External | Shoulder | B11 | 25 | 310 | 310 | 57.14 | 89.47 | 8 | 24.33
2035 | RMPA_2_NE | RMPA | NE | External | Shoulder | B12 | 200 | 310 | 0 | 54.82 | 59.78 | 8 | 0
2035 | RMPA_2_NE | RMPA | NE | External | Shoulder | B13 | 600 | 310 | 0 | 54.82 | 55.51 | 8 | 0
2035 | RMPA_2_NE | RMPA | NE | External | Shoulder | B14 | 900 | 310 | 0 | 54.03 | 50.77 | 8 | 0
2035 | RMPA_2_NE | RMPA | NE | External | Shoulder | B15 | 1203 | 310 | 310 | 39.33 | 50.21 | 8 | 2.88
2035 | RMPA_2_NE | RMPA | NE | External | Summer | B1 | 10 | 310 | 310 | 88.85 | 107.26 | 8 | 10.4
2035 | RMPA_2_NE | RMPA | NE | External | Summer | B2 | 25 | 310 | 0 | 87.95 | 89.76 | 8 | 0
2035 | RMPA_2_NE | RMPA | NE | External | Summer | B3 | 75 | 310 | 0 | 87.95 | 89.76 | 8 | 0
2035 | RMPA_2_NE | RMPA | NE | External | Summer | B4 | 100 | 310 | 169.95 | 79.52 | 87.52 | 8 | 0
2035 | RMPA_2_NE | RMPA | NE | External | Summer | B5 | 200 | 310 | 310 | 57.73 | 86.8 | 8 | 21.07
2035 | RMPA_2_NE | RMPA | NE | External | Summer | B6 | 300 | 310 | 310 | 57.73 | 83.81 | 8 | 18.08
2035 | RMPA_2_NE | RMPA | NE | External | Summer | B7 | 400 | 310 | 0 | 57.73 | 59.38 | 8 | 0
2035 | RMPA_2_NE | RMPA | NE | External | Summer | B8 | 500 | 310 | 0 | 56.94 | 50.31 | 8 | 0
2035 | RMPA_2_NE | RMPA | NE | External | Summer | B9 | 800 | 310 | 0 | 42.26 | 46.59 | 8 | 0
2035 | RMPA_2_NE | RMPA | NE | External | Summer | B10 | 1262 | 310 | 0 | 35.84 | 39.73 | 8 | 0
2035 | RMPA_2_NE | RMPA | NE | External | Winter | B16 | 25 | 310 | 73.6 | 80.41 | 88.41 | 8 | 0
2035 | RMPA_2_NE | RMPA | NE | External | Winter | B17 | 100 | 310 | 0 | 64.83 | 62.03 | 8 | 0
2035 | RMPA_2_NE | RMPA | NE | External | Winter | B18 | 400 | 310 | 0 | 59.01 | 55.27 | 8 | 0
2035 | RMPA_2_NE | RMPA | NE | External | Winter | B19 | 700 | 310 | 0 | 59.01 | 54.26 | 8 | 0
2035 | RMPA_2_NE | RMPA | NE | External | Winter | B20 | 935 | 310 | 310 | 32.92 | 47.92 | 8 | 7
2035 | RMPA_2_SPP_N | RMPA | SPP_N | External | Shoulder | B11 | 25 | 210 | 210 | 57.14 | 89.48 | 8 | 24.34
2035 | RMPA_2_SPP_N | RMPA | SPP_N | External | Shoulder | B12 | 200 | 210 | 0 | 54.82 | 59.8 | 8 | 0
2035 | RMPA_2_SPP_N | RMPA | SPP_N | External | Shoulder | B13 | 600 | 210 | 0 | 54.82 | 55.52 | 8 | 0
2035 | RMPA_2_SPP_N | RMPA | SPP_N | External | Shoulder | B14 | 900 | 210 | 0 | 54.03 | 50.78 | 8 | 0
2035 | RMPA_2_SPP_N | RMPA | SPP_N | External | Shoulder | B15 | 1203 | 210 | 210 | 39.33 | 50.78 | 8 | 3.45
2035 | RMPA_2_SPP_N | RMPA | SPP_N | External | Summer | B1 | 10 | 210 | 210 | 88.85 | 107.27 | 8 | 10.41
2035 | RMPA_2_SPP_N | RMPA | SPP_N | External | Summer | B2 | 25 | 210 | 0 | 87.95 | 89.77 | 8 | 0
2035 | RMPA_2_SPP_N | RMPA | SPP_N | External | Summer | B3 | 75 | 210 | 0 | 87.95 | 89.77 | 8 | 0
2035 | RMPA_2_SPP_N | RMPA | SPP_N | External | Summer | B4 | 100 | 210 | 210 | 79.52 | 87.54 | 8 | 0.01
2035 | RMPA_2_SPP_N | RMPA | SPP_N | External | Summer | B5 | 200 | 210 | 210 | 57.73 | 86.81 | 8 | 21.08
2035 | RMPA_2_SPP_N | RMPA | SPP_N | External | Summer | B6 | 300 | 210 | 210 | 57.73 | 83.82 | 8 | 18.09
2035 | RMPA_2_SPP_N | RMPA | SPP_N | External | Summer | B7 | 400 | 210 | 0 | 57.73 | 59.62 | 8 | 0
2035 | RMPA_2_SPP_N | RMPA | SPP_N | External | Summer | B8 | 500 | 210 | 0 | 56.94 | 52.58 | 8 | 0
2035 | RMPA_2_SPP_N | RMPA | SPP_N | External | Summer | B9 | 800 | 210 | 61.66 | 42.26 | 50.26 | 8 | 0
2035 | RMPA_2_SPP_N | RMPA | SPP_N | External | Summer | B10 | 1262 | 210 | 210 | 35.84 | 48.19 | 8 | 4.35
2035 | RMPA_2_SPP_N | RMPA | SPP_N | External | Winter | B16 | 25 | 210 | 210 | 80.41 | 89.09 | 8 | 0.67
2035 | RMPA_2_SPP_N | RMPA | SPP_N | External | Winter | B17 | 100 | 210 | 0 | 64.83 | 62.05 | 8 | 0
2035 | RMPA_2_SPP_N | RMPA | SPP_N | External | Winter | B18 | 400 | 210 | 0 | 59.01 | 55.28 | 8 | 0
2035 | RMPA_2_SPP_N | RMPA | SPP_N | External | Winter | B19 | 700 | 210 | 0 | 59.01 | 54.27 | 8 | 0
2035 | RMPA_2_SPP_N | RMPA | SPP_N | External | Winter | B20 | 935 | 210 | 210 | 32.92 | 53.15 | 8 | 12.22
2035 | SPP_N_2_RMPA | SPP_N | RMPA | External | Shoulder | B11 | 25 | 210 | 0 | 89.48 | 57.14 | 5 | 0
2035 | SPP_N_2_RMPA | SPP_N | RMPA | External | Shoulder | B12 | 200 | 210 | 0 | 59.8 | 54.82 | 5 | 0
2035 | SPP_N_2_RMPA | SPP_N | RMPA | External | Shoulder | B13 | 600 | 210 | 0 | 55.52 | 54.82 | 5 | 0
2035 | SPP_N_2_RMPA | SPP_N | RMPA | External | Shoulder | B14 | 900 | 210 | 0 | 50.78 | 54.03 | 5 | 0
2035 | SPP_N_2_RMPA | SPP_N | RMPA | External | Shoulder | B15 | 1203 | 210 | 0 | 50.78 | 39.33 | 5 | 0
2035 | SPP_N_2_RMPA | SPP_N | RMPA | External | Summer | B1 | 10 | 210 | 0 | 107.27 | 88.85 | 5 | 0
2035 | SPP_N_2_RMPA | SPP_N | RMPA | External | Summer | B2 | 25 | 210 | 0 | 89.77 | 87.95 | 5 | 0
2035 | SPP_N_2_RMPA | SPP_N | RMPA | External | Summer | B3 | 75 | 210 | 0 | 89.77 | 87.95 | 5 | 0
2035 | SPP_N_2_RMPA | SPP_N | RMPA | External | Summer | B4 | 100 | 210 | 0 | 87.54 | 79.52 | 5 | 0
2035 | SPP_N_2_RMPA | SPP_N | RMPA | External | Summer | B5 | 200 | 210 | 0 | 86.81 | 57.73 | 5 | 0
2035 | SPP_N_2_RMPA | SPP_N | RMPA | External | Summer | B6 | 300 | 210 | 0 | 83.82 | 57.73 | 5 | 0
2035 | SPP_N_2_RMPA | SPP_N | RMPA | External | Summer | B7 | 400 | 210 | 0 | 59.62 | 57.73 | 5 | 0
2035 | SPP_N_2_RMPA | SPP_N | RMPA | External | Summer | B8 | 500 | 210 | 0 | 52.58 | 56.94 | 5 | 0
2035 | SPP_N_2_RMPA | SPP_N | RMPA | External | Summer | B9 | 800 | 210 | 0 | 50.26 | 42.26 | 5 | 0
2035 | SPP_N_2_RMPA | SPP_N | RMPA | External | Summer | B10 | 1262 | 210 | 0 | 48.19 | 35.84 | 5 | 0
2035 | SPP_N_2_RMPA | SPP_N | RMPA | External | Winter | B16 | 25 | 210 | 0 | 89.09 | 80.41 | 5 | 0
2035 | SPP_N_2_RMPA | SPP_N | RMPA | External | Winter | B17 | 100 | 210 | 0 | 62.05 | 64.83 | 5 | 0
2035 | SPP_N_2_RMPA | SPP_N | RMPA | External | Winter | B18 | 400 | 210 | 0 | 55.28 | 59.01 | 5 | 0
2035 | SPP_N_2_RMPA | SPP_N | RMPA | External | Winter | B19 | 700 | 210 | 0 | 54.27 | 59.01 | 5 | 0
2035 | SPP_N_2_RMPA | SPP_N | RMPA | External | Winter | B20 | 935 | 210 | 0 | 53.15 | 32.92 | 5 | 0
2035 | SPP_S_2_ERCOT | SPP_S | ERCOT | External | Shoulder | B11 | 25 | 800 | 761.82 | 74.51 | 79.51 | 5 | 0
2035 | SPP_S_2_ERCOT | SPP_S | ERCOT | External | Shoulder | B12 | 200 | 800 | 0 | 54.3 | 55.95 | 5 | 0
2035 | SPP_S_2_ERCOT | SPP_S | ERCOT | External | Shoulder | B13 | 600 | 800 | 0 | 54.3 | 54.23 | 5 | 0
2035 | SPP_S_2_ERCOT | SPP_S | ERCOT | External | Shoulder | B14 | 900 | 800 | 0 | 49.83 | 54.23 | 5 | 0
2035 | SPP_S_2_ERCOT | SPP_S | ERCOT | External | Shoulder | B15 | 1203 | 800 | 0 | 49.83 | 49.77 | 5 | 0
2035 | SPP_S_2_ERCOT | SPP_S | ERCOT | External | Summer | B1 | 10 | 800 | 800 | 66.61 | 89.69 | 5 | 18.08
2035 | SPP_S_2_ERCOT | SPP_S | ERCOT | External | Summer | B2 | 25 | 800 | 800 | 76.62 | 89.69 | 5 | 8.07
2035 | SPP_S_2_ERCOT | SPP_S | ERCOT | External | Summer | B3 | 75 | 800 | 0 | 76.62 | 77.19 | 5 | 0
2035 | SPP_S_2_ERCOT | SPP_S | ERCOT | External | Summer | B4 | 100 | 800 | 0 | 76.62 | 77.19 | 5 | 0
2035 | SPP_S_2_ERCOT | SPP_S | ERCOT | External | Summer | B5 | 200 | 800 | 0 | 75.98 | 77.19 | 5 | 0
2035 | SPP_S_2_ERCOT | SPP_S | ERCOT | External | Summer | B6 | 300 | 800 | 0 | 75.98 | 77.19 | 5 | 0
2035 | SPP_S_2_ERCOT | SPP_S | ERCOT | External | Summer | B7 | 400 | 800 | 0 | 54.99 | 57.46 | 5 | 0
2035 | SPP_S_2_ERCOT | SPP_S | ERCOT | External | Summer | B8 | 500 | 800 | 0 | 52.57 | 52.67 | 5 | 0
2035 | SPP_S_2_ERCOT | SPP_S | ERCOT | External | Summer | B9 | 800 | 800 | 0 | 50.28 | 52.67 | 5 | 0
2035 | SPP_S_2_ERCOT | SPP_S | ERCOT | External | Summer | B10 | 1262 | 800 | 0 | 48.18 | 48.37 | 5 | 0
2035 | SPP_S_2_ERCOT | SPP_S | ERCOT | External | Winter | B16 | 25 | 800 | 800 | 58.2 | 77.75 | 5 | 14.56
2035 | SPP_S_2_ERCOT | SPP_S | ERCOT | External | Winter | B17 | 100 | 800 | 0 | 58.06 | 57.5 | 5 | 0
2035 | SPP_S_2_ERCOT | SPP_S | ERCOT | External | Winter | B18 | 400 | 800 | 0 | 53.8 | 57.5 | 5 | 0
2035 | SPP_S_2_ERCOT | SPP_S | ERCOT | External | Winter | B19 | 700 | 800 | 0 | 53.19 | 57.5 | 5 | 0
2035 | SPP_S_2_ERCOT | SPP_S | ERCOT | External | Winter | B20 | 935 | 800 | 0 | 53.13 | 52.68 | 5 | 0
2040 | AZ_NM_SNV_Coal_2_SPP_S | AZ_NM_SNV_Coal | SPP_S | External | Shoulder | B11 | 25 | 400 | 400 | 75.22 | 83.97 | 8.17 | 0.58
2040 | AZ_NM_SNV_Coal_2_SPP_S | AZ_NM_SNV_Coal | SPP_S | External | Shoulder | B12 | 200 | 400 | 0 | 67.07 | 60.05 | 8.17 | 0
2040 | AZ_NM_SNV_Coal_2_SPP_S | AZ_NM_SNV_Coal | SPP_S | External | Shoulder | B13 | 600 | 400 | 0 | 67.05 | 56.01 | 8.17 | 0
2040 | AZ_NM_SNV_Coal_2_SPP_S | AZ_NM_SNV_Coal | SPP_S | External | Shoulder | B14 | 900 | 400 | 0 | 64.36 | 54.97 | 8.17 | 0
2040 | AZ_NM_SNV_Coal_2_SPP_S | AZ_NM_SNV_Coal | SPP_S | External | Shoulder | B15 | 1203 | 400 | 0 | 61.99 | 54.18 | 8.17 | 0
2040 | AZ_NM_SNV_Coal_2_SPP_S | AZ_NM_SNV_Coal | SPP_S | External | Summer | B1 | 10 | 400 | 0 | 743.03 | 84.2 | 8.17 | 0
2040 | AZ_NM_SNV_Coal_2_SPP_S | AZ_NM_SNV_Coal | SPP_S | External | Summer | B2 | 25 | 400 | 0 | 139.13 | 87.93 | 8.17 | 0
2040 | AZ_NM_SNV_Coal_2_SPP_S | AZ_NM_SNV_Coal | SPP_S | External | Summer | B3 | 75 | 400 | 0 | 118.79 | 93.5 | 8.17 | 0
2040 | AZ_NM_SNV_Coal_2_SPP_S | AZ_NM_SNV_Coal | SPP_S | External | Summer | B4 | 100 | 400 | 0 | 118.79 | 87.41 | 8.17 | 0
2040 | AZ_NM_SNV_Coal_2_SPP_S | AZ_NM_SNV_Coal | SPP_S | External | Summer | B5 | 200 | 400 | 0 | 118.79 | 84.2 | 8.17 | 0
2040 | AZ_NM_SNV_Coal_2_SPP_S | AZ_NM_SNV_Coal | SPP_S | External | Summer | B6 | 300 | 400 | 0 | 95.97 | 82.51 | 8.17 | 0
2040 | AZ_NM_SNV_Coal_2_SPP_S | AZ_NM_SNV_Coal | SPP_S | External | Summer | B7 | 400 | 400 | 0 | 80.01 | 62.26 | 8.17 | 0
2040 | AZ_NM_SNV_Coal_2_SPP_S | AZ_NM_SNV_Coal | SPP_S | External | Summer | B8 | 500 | 400 | 0 | 80.01 | 58.17 | 8.17 | 0
2040 | AZ_NM_SNV_Coal_2_SPP_S | AZ_NM_SNV_Coal | SPP_S | External | Summer | B9 | 800 | 400 | 0 | 71.94 | 54.36 | 8.17 | 0
2040 | AZ_NM_SNV_Coal_2_SPP_S | AZ_NM_SNV_Coal | SPP_S | External | Summer | B10 | 1262 | 400 | 0 | 59.69 | 53.17 | 8.17 | 0
2040 | AZ_NM_SNV_Coal_2_SPP_S | AZ_NM_SNV_Coal | SPP_S | External | Winter | B16 | 25 | 400 | 0 | 86.3 | 64.43 | 8.17 | 0
2040 | AZ_NM_SNV_Coal_2_SPP_S | AZ_NM_SNV_Coal | SPP_S | External | Winter | B17 | 100 | 400 | 0 | 72.25 | 64.25 | 8.17 | 0
2040 | AZ_NM_SNV_Coal_2_SPP_S | AZ_NM_SNV_Coal | SPP_S | External | Winter | B18 | 400 | 400 | 0 | 71.3 | 59.98 | 8.17 | 0
2040 | AZ_NM_SNV_Coal_2_SPP_S | AZ_NM_SNV_Coal | SPP_S | External | Winter | B19 | 700 | 400 | 0 | 69.87 | 58.72 | 8.17 | 0
2040 | AZ_NM_SNV_Coal_2_SPP_S | AZ_NM_SNV_Coal | SPP_S | External | Winter | B20 | 935 | 400 | 0 | 61.13 | 53.13 | 8.17 | 0
2040 | ERCOT_2_SPP_S | ERCOT | SPP_S | External | Shoulder | B11 | 25 | 800 | 0 | 88.07 | 83.97 | 8 | 0
2040 | ERCOT_2_SPP_S | ERCOT | SPP_S | External | Shoulder | B12 | 200 | 800 | 0 | 59.99 | 60.05 | 8 | 0
2040 | ERCOT_2_SPP_S | ERCOT | SPP_S | External | Shoulder | B13 | 600 | 800 | 0 | 59.99 | 56.01 | 8 | 0
2040 | ERCOT_2_SPP_S | ERCOT | SPP_S | External | Shoulder | B14 | 900 | 800 | 0 | 59.77 | 54.97 | 8 | 0
2040 | ERCOT_2_SPP_S | ERCOT | SPP_S | External | Shoulder | B15 | 1203 | 800 | 0 | 54.91 | 54.18 | 8 | 0
2040 | ERCOT_2_SPP_S | ERCOT | SPP_S | External | Summer | B1 | 10 | 800 | 0 | 98.72 | 84.2 | 8 | 0
2040 | ERCOT_2_SPP_S | ERCOT | SPP_S | External | Summer | B2 | 25 | 800 | 0 | 98.72 | 87.93 | 8 | 0
2040 | ERCOT_2_SPP_S | ERCOT | SPP_S | External | Summer | B3 | 75 | 800 | 800 | 85.49 | 93.5 | 8 | 0.01
2040 | ERCOT_2_SPP_S | ERCOT | SPP_S | External | Summer | B4 | 100 | 800 | 0 | 85.49 | 87.41 | 8 | 0
2040 | ERCOT_2_SPP_S | ERCOT | SPP_S | External | Summer | B5 | 200 | 800 | 0 | 85.49 | 84.2 | 8 | 0
2040 | ERCOT_2_SPP_S | ERCOT | SPP_S | External | Summer | B6 | 300 | 800 | 0 | 85.49 | 82.51 | 8 | 0
2040 | ERCOT_2_SPP_S | ERCOT | SPP_S | External | Summer | B7 | 400 | 800 | 0 | 63.58 | 62.26 | 8 | 0
2040 | ERCOT_2_SPP_S | ERCOT | SPP_S | External | Summer | B8 | 500 | 800 | 0 | 58.25 | 58.17 | 8 | 0
2040 | ERCOT_2_SPP_S | ERCOT | SPP_S | External | Summer | B9 | 800 | 800 | 0 | 58.25 | 54.36 | 8 | 0
2040 | ERCOT_2_SPP_S | ERCOT | SPP_S | External | Summer | B10 | 1262 | 800 | 0 | 53.36 | 53.17 | 8 | 0
2040 | ERCOT_2_SPP_S | ERCOT | SPP_S | External | Winter | B16 | 25 | 800 | 0 | 69.43 | 64.43 | 8 | 0
2040 | ERCOT_2_SPP_S | ERCOT | SPP_S | External | Winter | B17 | 100 | 800 | 0 | 63.59 | 64.25 | 8 | 0
2040 | ERCOT_2_SPP_S | ERCOT | SPP_S | External | Winter | B18 | 400 | 800 | 0 | 63.59 | 59.98 | 8 | 0
2040 | ERCOT_2_SPP_S | ERCOT | SPP_S | External | Winter | B19 | 700 | 800 | 0 | 63.59 | 58.72 | 8 | 0
2040 | ERCOT_2_SPP_S | ERCOT | SPP_S | External | Winter | B20 | 935 | 800 | 0 | 58.13 | 53.13 | 8 | 0
2040 | MAPP_US_2_RMPA | MAPP_US | RMPA | External | Shoulder | B11 | 25 | 200 | 0 | 88.91 | 58.89 | 8 | 0
2040 | MAPP_US_2_RMPA | MAPP_US | RMPA | External | Shoulder | B12 | 200 | 200 | 0 | 57.25 | 56.24 | 8 | 0
2040 | MAPP_US_2_RMPA | MAPP_US | RMPA | External | Shoulder | B13 | 600 | 200 | 0 | 51.97 | 56.24 | 8 | 0
2040 | MAPP_US_2_RMPA | MAPP_US | RMPA | External | Shoulder | B14 | 900 | 200 | 0 | 51.97 | 56.19 | 8 | 0
2040 | MAPP_US_2_RMPA | MAPP_US | RMPA | External | Shoulder | B15 | 1203 | 200 | 0 | 46.48 | 40.4 | 8 | 0
2040 | MAPP_US_2_RMPA | MAPP_US | RMPA | External | Summer | B1 | 10 | 200 | 0 | 105.15 | 97 | 8 | 0
2040 | MAPP_US_2_RMPA | MAPP_US | RMPA | External | Summer | B2 | 25 | 200 | 0 | 93.47 | 96.16 | 8 | 0
2040 | MAPP_US_2_RMPA | MAPP_US | RMPA | External | Summer | B3 | 75 | 200 | 0 | 89.55 | 96.16 | 8 | 0
2040 | MAPP_US_2_RMPA | MAPP_US | RMPA | External | Summer | B4 | 100 | 200 | 0 | 88.47 | 87.47 | 8 | 0
2040 | MAPP_US_2_RMPA | MAPP_US | RMPA | External | Summer | B5 | 200 | 200 | 0 | 86.1 | 63.44 | 8 | 0
2040 | MAPP_US_2_RMPA | MAPP_US | RMPA | External | Summer | B6 | 300 | 200 | 0 | 74.85 | 63.44 | 8 | 0
2040 | MAPP_US_2_RMPA | MAPP_US | RMPA | External | Summer | B7 | 400 | 200 | 200 | 55.23 | 63.44 | 8 | 0.21
2040 | MAPP_US_2_RMPA | MAPP_US | RMPA | External | Summer | B8 | 500 | 200 | 200 | 46.71 | 58.69 | 8 | 3.98
2040 | MAPP_US_2_RMPA | MAPP_US | RMPA | External | Summer | B9 | 800 | 200 | 0 | 43.57 | 42.57 | 8 | 0
2040 | MAPP_US_2_RMPA | MAPP_US | RMPA | External | Summer | B10 | 1262 | 200 | 0 | 36.52 | 33.93 | 8 | 0
2040 | MAPP_US_2_RMPA | MAPP_US | RMPA | External | Winter | B16 | 25 | 200 | 4.62 | 83.11 | 91.11 | 8 | 0
2040 | MAPP_US_2_RMPA | MAPP_US | RMPA | External | Winter | B17 | 100 | 200 | 0 | 63.77 | 71.37 | 8 | 0
2040 | MAPP_US_2_RMPA | MAPP_US | RMPA | External | Winter | B18 | 400 | 200 | 0 | 59.46 | 60.86 | 8 | 0
2040 | MAPP_US_2_RMPA | MAPP_US | RMPA | External | Winter | B19 | 700 | 200 | 0 | 59.46 | 60.86 | 8 | 0
2040 | MAPP_US_2_RMPA | MAPP_US | RMPA | External | Winter | B20 | 935 | 200 | 0 | 40.61 | 33.24 | 8 | 0
2040 | NE_2_RMPA | NE | RMPA | External | Shoulder | B11 | 25 | 310 | 0 | 95.91 | 58.89 | 5 | 0
2040 | NE_2_RMPA | NE | RMPA | External | Shoulder | B12 | 200 | 310 | 0 | 61.9 | 56.24 | 5 | 0
2040 | NE_2_RMPA | NE | RMPA | External | Shoulder | B13 | 600 | 310 | 0 | 55.98 | 56.24 | 5 | 0
2040 | NE_2_RMPA | NE | RMPA | External | Shoulder | B14 | 900 | 310 | 0 | 55.98 | 56.19 | 5 | 0
2040 | NE_2_RMPA | NE | RMPA | External | Shoulder | B15 | 1203 | 310 | 0 | 48.49 | 40.4 | 5 | 0
2040 | NE_2_RMPA | NE | RMPA | External | Summer | B1 | 10 | 310 | 0 | 107.15 | 97 | 5 | 0
2040 | NE_2_RMPA | NE | RMPA | External | Summer | B2 | 25 | 310 | 0 | 97.2 | 96.16 | 5 | 0
2040 | NE_2_RMPA | NE | RMPA | External | Summer | B3 | 75 | 310 | 0 | 96.55 | 96.16 | 5 | 0
2040 | NE_2_RMPA | NE | RMPA | External | Summer | B4 | 100 | 310 | 0 | 95.47 | 87.47 | 5 | 0
2040 | NE_2_RMPA | NE | RMPA | External | Summer | B5 | 200 | 310 | 0 | 93.1 | 63.44 | 5 | 0
2040 | NE_2_RMPA | NE | RMPA | External | Summer | B6 | 300 | 310 | 0 | 81.85 | 63.44 | 5 | 0
2040 | NE_2_RMPA | NE | RMPA | External | Summer | B7 | 400 | 310 | 0 | 62.23 | 63.44 | 5 | 0
2040 | NE_2_RMPA | NE | RMPA | External | Summer | B8 | 500 | 310 | 0 | 53.71 | 58.69 | 5 | 0
2040 | NE_2_RMPA | NE | RMPA | External | Summer | B9 | 800 | 310 | 0 | 50.57 | 42.57 | 5 | 0
2040 | NE_2_RMPA | NE | RMPA | External | Summer | B10 | 1262 | 310 | 0 | 38.52 | 33.93 | 5 | 0
2040 | NE_2_RMPA | NE | RMPA | External | Winter | B16 | 25 | 310 | 0 | 90.11 | 91.11 | 5 | 0
2040 | NE_2_RMPA | NE | RMPA | External | Winter | B17 | 100 | 310 | 310 | 65.77 | 71.37 | 5 | 0.6
2040 | NE_2_RMPA | NE | RMPA | External | Winter | B18 | 400 | 310 | 0 | 59.95 | 60.86 | 5 | 0
2040 | NE_2_RMPA | NE | RMPA | External | Winter | B19 | 700 | 310 | 0 | 59.42 | 60.86 | 5 | 0
2040 | NE_2_RMPA | NE | RMPA | External | Winter | B20 | 935 | 310 | 0 | 44.36 | 33.24 | 5 | 0
2040 | NWPP_Coal_2_MAPP_US | NWPP_Coal | MAPP_US | External | Shoulder | B11 | 25 | 150 | 150 | 67.06 | 88.91 | 8 | 13.86
2040 | NWPP_Coal_2_MAPP_US | NWPP_Coal | MAPP_US | External | Shoulder | B12 | 200 | 150 | 0 | 67.06 | 57.25 | 8 | 0
2040 | NWPP_Coal_2_MAPP_US | NWPP_Coal | MAPP_US | External | Shoulder | B13 | 600 | 150 | 0 | 67.06 | 51.97 | 8 | 0
2040 | NWPP_Coal_2_MAPP_US | NWPP_Coal | MAPP_US | External | Shoulder | B14 | 900 | 150 | 0 | 67.06 | 51.97 | 8 | 0
2040 | NWPP_Coal_2_MAPP_US | NWPP_Coal | MAPP_US | External | Shoulder | B15 | 1203 | 150 | 0 | 67.06 | 46.48 | 8 | 0
2040 | NWPP_Coal_2_MAPP_US | NWPP_Coal | MAPP_US | External | Summer | B1 | 10 | 150 | 0 | 130.9 | 105.15 | 8 | 0
2040 | NWPP_Coal_2_MAPP_US | NWPP_Coal | MAPP_US | External | Summer | B2 | 25 | 150 | 150 | 71.02 | 93.47 | 8 | 14.45
2040 | NWPP_Coal_2_MAPP_US | NWPP_Coal | MAPP_US | External | Summer | B3 | 75 | 150 | 150 | 66.85 | 89.55 | 8 | 14.69
2040 | NWPP_Coal_2_MAPP_US | NWPP_Coal | MAPP_US | External | Summer | B4 | 100 | 150 | 150 | 66.85 | 88.47 | 8 | 13.62
2040 | NWPP_Coal_2_MAPP_US | NWPP_Coal | MAPP_US | External | Summer | B5 | 200 | 150 | 150 | 66.85 | 86.1 | 8 | 11.25
2040 | NWPP_Coal_2_MAPP_US | NWPP_Coal | MAPP_US | External | Summer | B6 | 300 | 150 | 57.88 | 66.85 | 74.85 | 8 | 0
2040 | NWPP_Coal_2_MAPP_US | NWPP_Coal | MAPP_US | External | Summer | B7 | 400 | 150 | 0 | 66.85 | 55.23 | 8 | 0
2040 | NWPP_Coal_2_MAPP_US | NWPP_Coal | MAPP_US | External | Summer | B8 | 500 | 150 | 0 | 66.85 | 46.71 | 8 | 0
2040 | NWPP_Coal_2_MAPP_US | NWPP_Coal | MAPP_US | External | Summer | B9 | 800 | 150 | 0 | 66.85 | 43.57 | 8 | 0
2040 | NWPP_Coal_2_MAPP_US | NWPP_Coal | MAPP_US | External | Summer | B10 | 1262 | 150 | 0 | 66.85 | 36.52 | 8 | 0
2040 | NWPP_Coal_2_MAPP_US | NWPP_Coal | MAPP_US | External | Winter | B16 | 25 | 150 | 0 | 86.28 | 83.11 | 8 | 0
2040 | NWPP_Coal_2_MAPP_US | NWPP_Coal | MAPP_US | External | Winter | B17 | 100 | 150 | 0 | 72.24 | 63.77 | 8 | 0
2040 | NWPP_Coal_2_MAPP_US | NWPP_Coal | MAPP_US | External | Winter | B18 | 400 | 150 | 0 | 72.24 | 59.46 | 8 | 0
2040 | NWPP_Coal_2_MAPP_US | NWPP_Coal | MAPP_US | External | Winter | B19 | 700 | 150 | 0 | 72.24 | 59.46 | 8 | 0
2040 | NWPP_Coal_2_MAPP_US | NWPP_Coal | MAPP_US | External | Winter | B20 | 935 | 150 | 0 | 72.24 | 40.61 | 8 | 0
2040 | RMPA_2_MAPP_US | RMPA | MAPP_US | External | Shoulder | B11 | 25 | 200 | 200 | 58.89 | 88.91 | 8 | 22.02
2040 | RMPA_2_MAPP_US | RMPA | MAPP_US | External | Shoulder | B12 | 200 | 200 | 0 | 56.24 | 57.25 | 8 | 0
2040 | RMPA_2_MAPP_US | RMPA | MAPP_US | External | Shoulder | B13 | 600 | 200 | 0 | 56.24 | 51.97 | 8 | 0
2040 | RMPA_2_MAPP_US | RMPA | MAPP_US | External | Shoulder | B14 | 900 | 200 | 0 | 56.19 | 51.97 | 8 | 0
2040 | RMPA_2_MAPP_US | RMPA | MAPP_US | External | Shoulder | B15 | 1203 | 200 | 0 | 40.4 | 46.48 | 8 | 0
2040 | RMPA_2_MAPP_US | RMPA | MAPP_US | External | Summer | B1 | 10 | 200 | 200 | 97 | 105.15 | 8 | 0.15
2040 | RMPA_2_MAPP_US | RMPA | MAPP_US | External | Summer | B2 | 25 | 200 | 0 | 96.16 | 93.47 | 8 | 0
2040 | RMPA_2_MAPP_US | RMPA | MAPP_US | External | Summer | B3 | 75 | 200 | 0 | 96.16 | 89.55 | 8 | 0
2040 | RMPA_2_MAPP_US | RMPA | MAPP_US | External | Summer | B4 | 100 | 200 | 0 | 87.47 | 88.47 | 8 | 0
2040 | RMPA_2_MAPP_US | RMPA | MAPP_US | External | Summer | B5 | 200 | 200 | 200 | 63.44 | 86.1 | 8 | 14.66
2040 | RMPA_2_MAPP_US | RMPA | MAPP_US | External | Summer | B6 | 300 | 200 | 200 | 63.44 | 74.85 | 8 | 3.41
2040 | RMPA_2_MAPP_US | RMPA | MAPP_US | External | Summer | B7 | 400 | 200 | 0 | 63.44 | 55.23 | 8 | 0
2040 | RMPA_2_MAPP_US | RMPA | MAPP_US | External | Summer | B8 | 500 | 200 | 0 | 58.69 | 46.71 | 8 | 0
2040 | RMPA_2_MAPP_US | RMPA | MAPP_US | External | Summer | B9 | 800 | 200 | 0 | 42.57 | 43.57 | 8 | 0
2040 | RMPA_2_MAPP_US | RMPA | MAPP_US | External | Summer | B10 | 1262 | 200 | 0 | 33.93 | 36.52 | 8 | 0
2040 | RMPA_2_MAPP_US | RMPA | MAPP_US | External | Winter | B16 | 25 | 200 | 0 | 91.11 | 83.11 | 8 | 0
2040 | RMPA_2_MAPP_US | RMPA | MAPP_US | External | Winter | B17 | 100 | 200 | 0 | 71.37 | 63.77 | 8 | 0
2040 | RMPA_2_MAPP_US | RMPA | MAPP_US | External | Winter | B18 | 400 | 200 | 0 | 60.86 | 59.46 | 8 | 0
2040 | RMPA_2_MAPP_US | RMPA | MAPP_US | External | Winter | B19 | 700 | 200 | 0 | 60.86 | 59.46 | 8 | 0
2040 | RMPA_2_MAPP_US | RMPA | MAPP_US | External | Winter | B20 | 935 | 200 | 0 | 33.24 | 40.61 | 8 | 0
2040 | RMPA_2_NE | RMPA | NE | External | Shoulder | B11 | 25 | 310 | 310 | 58.89 | 95.91 | 8 | 29.02
2040 | RMPA_2_NE | RMPA | NE | External | Shoulder | B12 | 200 | 310 | 0 | 56.24 | 61.9 | 8 | 0
2040 | RMPA_2_NE | RMPA | NE | External | Shoulder | B13 | 600 | 310 | 0 | 56.24 | 55.98 | 8 | 0
2040 | RMPA_2_NE | RMPA | NE | External | Shoulder | B14 | 900 | 310 | 0 | 56.19 | 55.98 | 8 | 0
2040 | RMPA_2_NE | RMPA | NE | External | Shoulder | B15 | 1203 | 310 | 310 | 40.4 | 48.49 | 8 | 0.09
2040 | RMPA_2_NE | RMPA | NE | External | Summer | B1 | 10 | 310 | 310 | 97 | 107.15 | 8 | 2.15
2040 | RMPA_2_NE | RMPA | NE | External | Summer | B2 | 25 | 310 | 0 | 96.16 | 97.2 | 8 | 0
2040 | RMPA_2_NE | RMPA | NE | External | Summer | B3 | 75 | 310 | 0 | 96.16 | 96.55 | 8 | 0
2040 | RMPA_2_NE | RMPA | NE | External | Summer | B4 | 100 | 310 | 283.9 | 87.47 | 95.47 | 8 | 0
2040 | RMPA_2_NE | RMPA | NE | External | Summer | B5 | 200 | 310 | 310 | 63.44 | 93.1 | 8 | 21.66
2040 | RMPA_2_NE | RMPA | NE | External | Summer | B6 | 300 | 310 | 310 | 63.44 | 81.85 | 8 | 10.41
2040 | RMPA_2_NE | RMPA | NE | External | Summer | B7 | 400 | 310 | 0 | 63.44 | 62.23 | 8 | 0
2040 | RMPA_2_NE | RMPA | NE | External | Summer | B8 | 500 | 310 | 0 | 58.69 | 53.71 | 8 | 0
2040 | RMPA_2_NE | RMPA | NE | External | Summer | B9 | 800 | 310 | 300.61 | 42.57 | 50.57 | 8 | 0
2040 | RMPA_2_NE | RMPA | NE | External | Summer | B10 | 1262 | 310 | 0 | 33.93 | 38.52 | 8 | 0
2040 | RMPA_2_NE | RMPA | NE | External | Winter | B16 | 25 | 310 | 0 | 91.11 | 90.11 | 8 | 0
2040 | RMPA_2_NE | RMPA | NE | External | Winter | B17 | 100 | 310 | 0 | 71.37 | 65.77 | 8 | 0
2040 | RMPA_2_NE | RMPA | NE | External | Winter | B18 | 400 | 310 | 0 | 60.86 | 59.95 | 8 | 0
2040 | RMPA_2_NE | RMPA | NE | External | Winter | B19 | 700 | 310 | 0 | 60.86 | 59.42 | 8 | 0
2040 | RMPA_2_NE | RMPA | NE | External | Winter | B20 | 935 | 310 | 310 | 33.24 | 44.36 | 8 | 3.12
2040 | RMPA_2_SPP_N | RMPA | SPP_N | External | Shoulder | B11 | 25 | 210 | 210 | 58.89 | 95.93 | 8 | 29.03
2040 | RMPA_2_SPP_N | RMPA | SPP_N | External | Shoulder | B12 | 200 | 210 | 0 | 56.24 | 61.91 | 8 | 0
2040 | RMPA_2_SPP_N | RMPA | SPP_N | External | Shoulder | B13 | 600 | 210 | 0 | 56.24 | 55.99 | 8 | 0
2040 | RMPA_2_SPP_N | RMPA | SPP_N | External | Shoulder | B14 | 900 | 210 | 0 | 56.19 | 55.99 | 8 | 0
2040 | RMPA_2_SPP_N | RMPA | SPP_N | External | Shoulder | B15 | 1203 | 210 | 210 | 40.4 | 54.17 | 8 | 5.77
2040 | RMPA_2_SPP_N | RMPA | SPP_N | External | Summer | B1 | 10 | 210 | 0 | 97 | 102.98 | 8 | 0
2040 | RMPA_2_SPP_N | RMPA | SPP_N | External | Summer | B2 | 25 | 210 | 0 | 96.16 | 95.48 | 8 | 0
2040 | RMPA_2_SPP_N | RMPA | SPP_N | External | Summer | B3 | 75 | 210 | 0 | 96.16 | 95.48 | 8 | 0
2040 | RMPA_2_SPP_N | RMPA | SPP_N | External | Summer | B4 | 100 | 210 | 210 | 87.47 | 95.48 | 8 | 0.01
2040 | RMPA_2_SPP_N | RMPA | SPP_N | External | Summer | B5 | 200 | 210 | 210 | 63.44 | 93.12 | 8 | 21.68
2040 | RMPA_2_SPP_N | RMPA | SPP_N | External | Summer | B6 | 300 | 210 | 210 | 63.44 | 82.5 | 8 | 11.06
2040 | RMPA_2_SPP_N | RMPA | SPP_N | External | Summer | B7 | 400 | 210 | 0 | 63.44 | 62.24 | 8 | 0
2040 | RMPA_2_SPP_N | RMPA | SPP_N | External | Summer | B8 | 500 | 210 | 0 | 58.69 | 58.16 | 8 | 0
2040 | RMPA_2_SPP_N | RMPA | SPP_N | External | Summer | B9 | 800 | 210 | 210 | 42.57 | 54.35 | 8 | 3.78
2040 | RMPA_2_SPP_N | RMPA | SPP_N | External | Summer | B10 | 1262 | 210 | 210 | 33.93 | 50.52 | 8 | 8.6
2040 | RMPA_2_SPP_N | RMPA | SPP_N | External | Winter | B16 | 25 | 210 | 0 | 91.11 | 90.12 | 8 | 0
2040 | RMPA_2_SPP_N | RMPA | SPP_N | External | Winter | B17 | 100 | 210 | 0 | 71.37 | 65.79 | 8 | 0
2040 | RMPA_2_SPP_N | RMPA | SPP_N | External | Winter | B18 | 400 | 210 | 0 | 60.86 | 59.97 | 8 | 0
2040 | RMPA_2_SPP_N | RMPA | SPP_N | External | Winter | B19 | 700 | 210 | 0 | 60.86 | 59.43 | 8 | 0
2040 | RMPA_2_SPP_N | RMPA | SPP_N | External | Winter | B20 | 935 | 210 | 210 | 33.24 | 53.12 | 8 | 11.88
2040 | SPP_N_2_RMPA | SPP_N | RMPA | External | Shoulder | B11 | 25 | 210 | 0 | 95.93 | 58.89 | 5 | 0
2040 | SPP_N_2_RMPA | SPP_N | RMPA | External | Shoulder | B12 | 200 | 210 | 0 | 61.91 | 56.24 | 5 | 0
2040 | SPP_N_2_RMPA | SPP_N | RMPA | External | Shoulder | B13 | 600 | 210 | 0 | 55.99 | 56.24 | 5 | 0
2040 | SPP_N_2_RMPA | SPP_N | RMPA | External | Shoulder | B14 | 900 | 210 | 0 | 55.99 | 56.19 | 5 | 0
2040 | SPP_N_2_RMPA | SPP_N | RMPA | External | Shoulder | B15 | 1203 | 210 | 0 | 54.17 | 40.4 | 5 | 0
2040 | SPP_N_2_RMPA | SPP_N | RMPA | External | Summer | B1 | 10 | 210 | 0 | 102.98 | 97 | 5 | 0
2040 | SPP_N_2_RMPA | SPP_N | RMPA | External | Summer | B2 | 25 | 210 | 0 | 95.48 | 96.16 | 5 | 0
2040 | SPP_N_2_RMPA | SPP_N | RMPA | External | Summer | B3 | 75 | 210 | 0 | 95.48 | 96.16 | 5 | 0
2040 | SPP_N_2_RMPA | SPP_N | RMPA | External | Summer | B4 | 100 | 210 | 0 | 95.48 | 87.47 | 5 | 0
2040 | SPP_N_2_RMPA | SPP_N | RMPA | External | Summer | B5 | 200 | 210 | 0 | 93.12 | 63.44 | 5 | 0
2040 | SPP_N_2_RMPA | SPP_N | RMPA | External | Summer | B6 | 300 | 210 | 0 | 82.5 | 63.44 | 5 | 0
2040 | SPP_N_2_RMPA | SPP_N | RMPA | External | Summer | B7 | 400 | 210 | 0 | 62.24 | 63.44 | 5 | 0
2040 | SPP_N_2_RMPA | SPP_N | RMPA | External | Summer | B8 | 500 | 210 | 0 | 58.16 | 58.69 | 5 | 0
2040 | SPP_N_2_RMPA | SPP_N | RMPA | External | Summer | B9 | 800 | 210 | 0 | 54.35 | 42.57 | 5 | 0
2040 | SPP_N_2_RMPA | SPP_N | RMPA | External | Summer | B10 | 1262 | 210 | 0 | 50.52 | 33.93 | 5 | 0
2040 | SPP_N_2_RMPA | SPP_N | RMPA | External | Winter | B16 | 25 | 210 | 0 | 90.12 | 91.11 | 5 | 0
2040 | SPP_N_2_RMPA | SPP_N | RMPA | External | Winter | B17 | 100 | 210 | 210 | 65.79 | 71.37 | 5 | 0.58
2040 | SPP_N_2_RMPA | SPP_N | RMPA | External | Winter | B18 | 400 | 210 | 0 | 59.97 | 60.86 | 5 | 0
2040 | SPP_N_2_RMPA | SPP_N | RMPA | External | Winter | B19 | 700 | 210 | 0 | 59.43 | 60.86 | 5 | 0
2040 | SPP_N_2_RMPA | SPP_N | RMPA | External | Winter | B20 | 935 | 210 | 0 | 53.12 | 33.24 | 5 | 0
2040 | SPP_S_2_ERCOT | SPP_S | ERCOT | External | Shoulder | B11 | 25 | 800 | 0 | 83.97 | 88.07 | 5 | 0
2040 | SPP_S_2_ERCOT | SPP_S | ERCOT | External | Shoulder | B12 | 200 | 800 | 0 | 60.05 | 59.99 | 5 | 0
2040 | SPP_S_2_ERCOT | SPP_S | ERCOT | External | Shoulder | B13 | 600 | 800 | 0 | 56.01 | 59.99 | 5 | 0
2040 | SPP_S_2_ERCOT | SPP_S | ERCOT | External | Shoulder | B14 | 900 | 800 | 0 | 54.97 | 59.77 | 5 | 0
2040 | SPP_S_2_ERCOT | SPP_S | ERCOT | External | Shoulder | B15 | 1203 | 800 | 0 | 54.18 | 54.91 | 5 | 0
2040 | SPP_S_2_ERCOT | SPP_S | ERCOT | External | Summer | B1 | 10 | 800 | 800 | 84.2 | 98.72 | 5 | 9.53
2040 | SPP_S_2_ERCOT | SPP_S | ERCOT | External | Summer | B2 | 25 | 800 | 800 | 87.93 | 98.72 | 5 | 5.79
2040 | SPP_S_2_ERCOT | SPP_S | ERCOT | External | Summer | B3 | 75 | 800 | 0 | 93.5 | 85.49 | 5 | 0
2040 | SPP_S_2_ERCOT | SPP_S | ERCOT | External | Summer | B4 | 100 | 800 | 0 | 87.41 | 85.49 | 5 | 0
2040 | SPP_S_2_ERCOT | SPP_S | ERCOT | External | Summer | B5 | 200 | 800 | 0 | 84.2 | 85.49 | 5 | 0
2040 | SPP_S_2_ERCOT | SPP_S | ERCOT | External | Summer | B6 | 300 | 800 | 0 | 82.51 | 85.49 | 5 | 0
2040 | SPP_S_2_ERCOT | SPP_S | ERCOT | External | Summer | B7 | 400 | 800 | 0 | 62.26 | 63.58 | 5 | 0
2040 | SPP_S_2_ERCOT | SPP_S | ERCOT | External | Summer | B8 | 500 | 800 | 0 | 58.17 | 58.25 | 5 | 0
2040 | SPP_S_2_ERCOT | SPP_S | ERCOT | External | Summer | B9 | 800 | 800 | 0 | 54.36 | 58.25 | 5 | 0
2040 | SPP_S_2_ERCOT | SPP_S | ERCOT | External | Summer | B10 | 1262 | 800 | 0 | 53.17 | 53.36 | 5 | 0
2040 | SPP_S_2_ERCOT | SPP_S | ERCOT | External | Winter | B16 | 25 | 800 | 434.13 | 64.43 | 69.43 | 5 | 0
2040 | SPP_S_2_ERCOT | SPP_S | ERCOT | External | Winter | B17 | 100 | 800 | 0 | 64.25 | 63.59 | 5 | 0
2040 | SPP_S_2_ERCOT | SPP_S | ERCOT | External | Winter | B18 | 400 | 800 | 0 | 59.98 | 63.59 | 5 | 0
2040 | SPP_S_2_ERCOT | SPP_S | ERCOT | External | Winter | B19 | 700 | 800 | 0 | 58.72 | 63.59 | 5 | 0
2040 | SPP_S_2_ERCOT | SPP_S | ERCOT | External | Winter | B20 | 935 | 800 | 452.49 | 53.13 | 58.13 | 5 | 0